6237 | 2562579.6162 | 0 | 98683 | 2240013.2001 | 2249636.9432 | 2224805.308 | 2197774.1344 | 2167164.0084 | 2133714.8322 | 2094466.2336 | 2051995.8166 | 1999321.7366 | 1950833.2107 | 1904919.1032 | 1860164.969 | 1816968.8913 | 1775382.432 | 1735240.5953 | 1696591.6066 | 1659172.2008 | 1622732.4576 | 1588745.6954 | 1555467.0737 | 2562579.6162 | 0 | 98683
6238 | 2535040.5913 | 0 | 99027.3 | 2214535.8613 | 2224056.1818 | 2199472.1156 | 2172712.1486 | 2142411.6906 | 2109302.6927 | 2070456.5965 | 2028423.3054 | 1976296.0062 | 1928309.2804 | 1882869.3068 | 1838576.8408 | 1795825.6875 | 1754666.8546 | 1714937.1195 | 1676684.1895 | 1639647.6284 | 1603580.2019 | 1569939.3952 | 1536999.1189 | 2535040.5913 | 0 | 99027.3
6239 | 2481040.5632 | 0 | 97981.2 | 2166299.7226 | 2175617.2465 | 2151510.1727 | 2125273.5478 | 2095571.8497 | 2063121.4375 | 2025056.1356 | 1983871.5306 | 1932807.9343 | 1885796.7114 | 1841277.9912 | 1797882.335 | 1755995.1593 | 1715666.3852 | 1676736.2671 | 1639251.496 | 1602957.1835 | 1567611.3616 | 1534640.4689 | 1502355.1843 | 2481040.5632 | 0 | 97981.2
6240 | 2389915.8821 | 0 | 95628.1 | 2085489.379 | 2094464.6851 | 2071163.2476 | 2045810.4742 | 2017119.8942 | 1985781.556 | 1949034.554 | 1909282.816 | 1860014.9265 | 1814650.573 | 1771687.1766 | 1729805.5957 | 1689377.0914 | 1650449.751 | 1612869.6962 | 1576681.9031 | 1541640.8449 | 1507513.4408 | 1475673.7385 | 1444494.463 | 2389915.8821 | 0 | 95628.1
6241 | 2295736.9288 | 0 | 84884.6 | 2010282.004 | 2018903.622 | 1996426.8348 | 1971979.5484 | 1944325.9876 | 1914129.0083 | 1878736.5034 | 1840457.6696 | 1793037.6854 | 1749367.4113 | 1708003.4803 | 1667678.7339 | 1628749.8029 | 1591262.8798 | 1555070.1501 | 1520214.8175 | 1486461.0305 | 1453584.8935 | 1422906.3074 | 1392862.1227 | 2295736.9288 | 0 | 84884.6
6242 | 2221895.094 | 0 | 82525 | 1945251.0662 | 1953595.3718 | 1931767.2743 | 1908032.0582 | 1881193.6968 | 1851893.7253 | 1817565.3411 | 1780443.466 | 1734474.4634 | 1692134.5625 | 1652026.8216 | 1612924.8403 | 1575173.7782 | 1538818.3423 | 1503715.4723 | 1469906.9823 | 1437164.607 | 1405271.6523 | 1375505.5647 | 1346353.4732 | 2221895.094 | 0 | 82525
6243 | 2176590.5158 | 0 | 81431.9 | 1904997.687 | 1913171.8517 | 1891742.5372 | 1868444.9902 | 1842107.5713 | 1813358.7348 | 1779684.0151 | 1743272.764 | 1698194.779 | 1656671.8979 | 1617335.663 | 1578984.6802 | 1541957.0713 | 1506296.6316 | 1471863.218 | 1438697.7919 | 1406576.7424 | 1375287.7937 | 1346082.3451 | 1317478.3732 | 2176590.5158 | 0 | 81431.9
6244 | 2129349.1662 | 0 | 84624.6 | 1858690.9451 | 1866687.6954 | 1845673.3638 | 1822831.3484 | 1797015.4393 | 1768840.4506 | 1735846.4916 | 1700175.3958 | 1656025.6711 | 1615353.8896 | 1576821.2945 | 1539252.5673 | 1502978.4912 | 1468041.9109 | 1434305.7248 | 1401810.0056 | 1370335.9954 | 1339676.026 | 1311054.3357 | 1283021.0676 | 2129349.1662 | 0 | 84624.6
6245 | 2031662.7299 | 0 | 86063 | 1768100.6234 | 1775730.5132 | 1755571.0099 | 1733667.67 | 1708926.8673 | 1681935.2107 | 1650345.6598 | 1616201.7888 | 1573968.2563 | 1535053.1121 | 1498179.0166 | 1462224.5704 | 1427505.3817 | 1394062.3294 | 1361764.602 | 1330650.4335 | 1300511.1019 | 1271148.4659 | 1243730.6007 | 1216874.163 | 2031662.7299 | 0 | 86063
6246 | 2010655.2393 | 10058.481 | 88171.4 | 1736761.6011 | 1744312.5975 | 1655955.1238 | 1565871.8448 | 1472980.4426 | 1394956.0916 | 1363331.5222 | 1329179.0445 | 1287020.5528 | 1248146.137 | 1211291.6655 | 1175347.3341 | 1140625.4874 | 1107166.582 | 1074841.1587 | 1043687.0561 | 1013497.7108 | 984077.0299 | 956581.0107 | 929640.6139 | 2010655.2393 | 10058.481 | 88171.4
6247 | 2035321.0541 | 62767.028 | 79140.1 | 1715595.2048 | 1723238.8335 | 1276341.458 | 827697.106 | 376210.1818 | 29142.4296 | -4591.9928 | -40885.3347 | -85282.9048 | -126356.1113 | -165384.5939 | -203491.7712 | -240361.4668 | -275952.728 | -310396.6021 | -343654.7861 | -375936.3778 | -407439.8753 | -436995.1002 | -465987.8867 | 2035321.0541 | 62767.028 | 79140.1
6248 | 2122385.2543 | 92244.8 | 65552.3 | 1779162.9453 | 1787133.5427 | 1139073.8459 | 489192.4428 | -163653.1281 | -662077.7996 | -698049.7535 | -736690.0888 | -783781.324 | -827405.9906 | -868898.4667 | -909430.2273 | -948671.5708 | -986579.7929 | -1023291.5463 | -1058766.89 | -1093223.8658 | -1126869.4634 | -1158483.4477 | -1189510.9344 | 2122385.2543 | 92244.8 | 65552.3
6249 | 2180675.3097 | 100756.624 | 64486.2 | 1824914.683 | 1833104.1881 | 1126663.4834 | 418351.0403 | -293006.9798 | -835542.6289 | -872641.7659 | -912482.5698 | -961006.3726 | -1005968.3995 | -1048739.6766 | -1090523.8527 | -1130982.1712 | -1170070.7548 | -1207930.0095 | -1244518.8971 | -1280061.4481 | -1314770.3368 | -1347391.8152 | -1379410.6881 | 2180675.3097 | 100756.624 | 64486.2
6250 | 2209805.9901 | 103605.968 | 74284.1 | 1838853.076 | 1847151.9812 | 1121080.846 | 393112.9686 | -337941.1703 | -895362.6828 | -932980.5695 | -973376.7479 | -1022571.9175 | -1068157.7311 | -1111523.5295 | -1153889.0407 | -1194910.9827 | -1234544.8922 | -1272933.0508 | -1310033.8719 | -1346074.3789 | -1381270.087 | -1414350.5001 | -1446820.2577 | 2209805.9901 | 103605.968 | 74284.1
6251 | 2232774.299 | 104668.824 | 67910.1 | 1865125.87 | 1873511.0324 | 1140007.5581 | 404587.6272 | -333950.6431 | -897075.384 | -935064.6985 | -975861.1818 | -1025548.1113 | -1071588.1697 | -1115385.1387 | -1158171.4236 | -1199600.1745 | -1239626.4659 | -1278394.0583 | -1315860.933 | -1352256.4728 | -1387798.433 | -1421203.1122 | -1453990.7889 | 2232774.299 | 104668.824 | 67910.1
6252 | 2271221.2696 | 104776.2 | 46618 | 1921398.5903 | 1929928.1399 | 1195351.5383 | 458825.4799 | -280872.6138 | -845017.2849 | -883569.6383 | -924977.4981 | -975428.8921 | -1022170.6181 | -1066630.6302 | -1110062.5547 | -1152113.5695 | -1192737.9752 | -1232082.008 | -1270102.9254 | -1307034.0603 | -1343096.9175 | -1376985.691 | -1410246.8377 | 2271221.2696 | 104776.2 | 46618
6253 | 2261729.9796 | 103862.944 | 38118.2 | 1922149.5763 | 1930643.4815 | 1202351.8897 | 472118.9877 | -261272.6938 | -820652.538 | -859044.5828 | -900280.201 | -950521.5611 | -997068.7557 | -1041343.7714 | -1084594.996 | -1126471.0815 | -1166926.5197 | -1206106.9355 | -1243969.7652 | -1280747.3665 | -1316660.3186 | -1350408.2724 | -1383531.2221 | 2261729.9796 | 103862.944 | 38118.2
6254 | 2242787.3462 | 101916.84 | 28144.1 | 1916782.097 | 1925204.8633 | 1210303.4255 | 493476.9366 | -226481.8762 | -775715.3161 | -813775.8637 | -854656.1691 | -904466.7906 | -950614.1864 | -994508.4334 | -1037387.4638 | -1078902.8723 | -1119009.5318 | -1157851.8476 | -1195387.6125 | -1231847.2381 | -1267449.4561 | -1300904.8083 | -1333740.3911 | 2242787.3462 | 101916.84 | 28144.1
6255 | 2233872.9613 | 96094.144 | 23617.9 | 1918995.426 | 1927384.7144 | 1252140.3772 | 574978.6404 | -105302.9702 | -624745.1442 | -662488.4803 | -703040.3664 | -752487.0735 | -798285.115 | -841838.9632 | -884381.6301 | -925566.0951 | -965347.4104 | -1003869.4073 | -1041090.0465 | -1077238.8236 | -1112533.6012 | -1145690.0461 | -1178229.1849 | 2233872.9613 | 96094.144 | 23617.9
6256 | 2222352.2387 | 82999.192 | 21996.2 | 1923197.8798 | 1931543.9023 | 1345419.303 | 757387.1927 | 166251.2986 | -286287.5821 | -323432.5967 | -363371.6769 | -412159.7049 | -457317.8846 | -500243.4449 | -542163.0388 | -582731.4355 | -621903.9189 | -659823.5786 | -696448.5921 | -732007.2714 | -766716.3554 | -799298.1348 | -831265.7917 | 2222352.2387 | 82999.192 | 21996.2
6257 | 2335105.0338 | 36770.228 | 28316.1 | 2066008.9304 | 2074778.3949 | 1801936.8395 | 1527090.994 | 1248983.8918 | 1030781.6456 | 993550.3404 | 953383.2104 | 903918.1743 | 858267.1498 | 814962.0183 | 772713.8917 | 731885.5164 | 692523.8771 | 654478.6245 | 617793.7032 | 582229.2172 | 547557.4314 | 515120.8807 | 483329.6105 | 2335105.0338 | 36770.228 | 28316.1
6258 | 2481513.2231 | 0 | 53607.6 | 2211104.6879 | 2220423.9869 | 2196274.1221 | 2169994.3007 | 2140248.7459 | 2107753.9533 | 2069643.2013 | 2028412.552 | 1977301.0294 | 1930242.6522 | 1885677.2525 | 1842235.1307 | 1800301.7768 | 1759927.1215 | 1720951.3886 | 1683421.2781 | 1647081.8528 | 1611691.099 | 1578675.7267 | 1546346.0932 | 2481513.2231 | 0 | 53607.6
6259 | 2597351.6155 | 0 | 46391.7 | 2324038.5942 | 2333792.9232 | 2308638.0966 | 2281253.8859 | 2250242.1594 | 2216352.8592 | 2176585.4436 | 2133552.4922 | 2080177.4229 | 2031044.702 | 1984521.3322 | 1939173.6755 | 1895405.2169 | 1853268.2176 | 1812595.4434 | 1773435.7739 | 1735522.3715 | 1698601.925 | 1664167.7442 | 1630451.3129 | 2597351.6155 | 0 | 46391.7
6260 | 2643458.9873 | 0 | 39856.9 | 2372652.5298 | 2382580.0146 | 2357031.4637 | 2329213.9532 | 2297704.5325 | 2263266.4563 | 2222845.9181 | 2179101.8754 | 2124832.1249 | 2074880.0315 | 2027583.6096 | 1981483.7717 | 1936991.1654 | 1894158.9795 | 1852817.0112 | 1813015.0076 | 1774481.3946 | 1736958.3641 | 1701965.7348 | 1667703.5961 | 2643458.9873 | 0 | 39856.9
6261 | 2655540.0687 | 0 | 32020.7 | 2391514.3303 | 2401487.1855 | 2375841.5693 | 2347916.6241 | 2316282.896 | 2281707.1279 | 2241121.5569 | 2197197.2923 | 2142699.2156 | 2092538.5284 | 2045045.6497 | 1998754.8236 | 1954078.5743 | 1911070.3339 | 1869559.1216 | 1829594.9121 | 1790904.8898 | 1753230.0686 | 1718097.213 | 1683698.1864 | 2655540.0687 | 0 | 32020.7
6262 | 2629664.2036 | 0 | 47088.6 | 2352831.2471 | 2362706.9257 | 2337294.3155 | 2309624.5864 | 2278282.213 | 2244026.4673 | 2203819.4788 | 2160306.3294 | 2106322.4 | 2056633.5964 | 2009586.6057 | 1963729.9547 | 1919472.148 | 1876866.0969 | 1835742.4866 | 1796150.805 | 1757820.8948 | 1720496.2935 | 1685688.8885 | 1651608.1622 | 2629664.2036 | 0 | 47088.6
6263 | 2536378.5702 | 0 | 68676.6 | 2246107.6458 | 2255632.9911 | 2231041.3662 | 2204272.6922 | 2173961.6586 | 2140840.6026 | 2101979.4203 | 2059929.3611 | 2007779.966 | 1959773.3298 | 1914314.79 | 1870004.3634 | 1827236.063 | 1786060.9234 | 1746315.6359 | 1708047.9329 | 1670997.2408 | 1634916.1949 | 1601263.0494 | 1568310.8041 | 2536378.5702 | 0 | 68676.6
6264 | 2432217.9926 | 0 | 49834.9 | 2169888.9054 | 2179023.0766 | 2155351.2332 | 2129591.7446 | 2100435.3694 | 2068584.37 | 2031228.9721 | 1990815.6537 | 1940717.7455 | 1894592.4668 | 1850910.6428 | 1808329.7827 | 1767227.719 | 1727653.3902 | 1689450.1943 | 1652663.9035 | 1617044.645 | 1582355.2126 | 1549993.9748 | 1518304.8536 | 2432217.9926 | 0 | 49834.9
6265 | 2343733.5874 | 0 | 32257.7 | 2106712.2661 | 2115514.1351 | 2092617.0793 | 2067708.3273 | 2039526.2677 | 2008747.6148 | 1972664.8141 | 1933635.3404 | 1885273.6035 | 1840739.9715 | 1798560.9009 | 1757442.741 | 1717749.5786 | 1679528.572 | 1642628.8163 | 1607094.4185 | 1572684.5962 | 1539170.7728 | 1507900.4441 | 1477277.7802 | 2343733.5874 | 0 | 32257.7
6266 | 2269554.2967 | 0 | 27773.1 | 2043498.3548 | 2052021.6441 | 2029776.2328 | 2005582.7956 | 1978219.6512 | 1948342.0957 | 1913328.269 | 1875461.0317 | 1828556.8978 | 1785359.709 | 1744442.5596 | 1704552.7431 | 1666042.8229 | 1628958.4646 | 1593153.5396 | 1558670.7588 | 1525276.9606 | 1492750.8029 | 1462397.1332 | 1432670.6297 | 2269554.2967 | 0 | 27773.1
6267 | 2192767.9045 | 0 | 19025.5 | 1982168.1151 | 1990403.0338 | 1968832.0667 | 1945378.9817 | 1918863.431 | 1889918.54 | 1856011.1545 | 1819346.8984 | 1773951.4934 | 1732137.6155 | 1692526.6358 | 1653908.2311 | 1616623.0362 | 1580715.1719 | 1546043.4534 | 1512649.1468 | 1480306.979 | 1448803.0965 | 1419398.1997 | 1390599.2501 | 2192767.9045 | 0 | 19025.5
6268 | 2174943.7561 | 0 | 35096.8 | 1949829.8988 | 1957997.8791 | 1936584.3118 | 1913303.9256 | 1886985.9673 | 1858258.4158 | 1824608.7079 | 1788224.5391 | 1743180.1934 | 1701688.2619 | 1662381.3222 | 1624058.8892 | 1587058.8289 | 1551424.9034 | 1517017.0756 | 1483876.276 | 1451779.0629 | 1420513.321 | 1391329.5029 | 1362746.7065 | 2174943.7561 | 0 | 35096.8
6269 | 2163419.0621 | 0 | 41842.4 | 1932566.4761 | 1940691.1756 | 1919377.9866 | 1896207.8707 | 1870016.2784 | 1841427.8609 | 1807943.3688 | 1771738.9053 | 1726920.1537 | 1685634.9928 | 1646523.2457 | 1608390.7885 | 1571573.697 | 1536115.5013 | 1501876.9065 | 1468898.6261 | 1436958.4023 | 1405845.2439 | 1376802.9775 | 1348358.5481 | 2163419.0621 | 0 | 41842.4
6270 | 2259570.1445 | 0 | 29585.6 | 2032573.9823 | 2041059.7762 | 2018901.2771 | 1994803.3216 | 1967549.6031 | 1937792.5348 | 1902921.7907 | 1865210.1885 | 1818501.4446 | 1775483.3383 | 1734735.2411 | 1695009.9575 | 1656658.4997 | 1619726.3325 | 1584067.9702 | 1549725.9358 | 1516468.0934 | 1484074.0746 | 1453842.9866 | 1424236.3058 | 2259570.1445 | 0 | 29585.6
6271 | 2335986.5269 | 25067.278 | 20822.3 | 2086010.1606 | 2094782.9356 | 1901539.411 | 1706290.8397 | 1507779.7805 | 1349283.1548 | 1312475.4642 | 1272730.8405 | 1223684.8008 | 1178454.2125 | 1135570.4026 | 1093743.9968 | 1053337.8782 | 1014399.0493 | 976777.104 | 940516.0035 | 905375.7613 | 871128.5563 | 839117.4302 | 807751.8282 | 2335986.5269 | 25067.278 | 20822.3
6272 | 2500059.0721 | 17853.272 | 14209.8 | 2249574.7803 | 2258963.7281 | 2113317.8301 | 1965526.057 | 1814242.6489 | 1690531.523 | 1651596.2595 | 1609517.7818 | 1557484.5851 | 1509534.8253 | 1464096.6746 | 1419790.1967 | 1377003.7627 | 1335787.6763 | 1295980.9674 | 1257630.6848 | 1220479.9862 | 1184285.049 | 1150483.2461 | 1117372.3069 | 2500059.0721 | 17853.272 | 14209.8
6273 | 2604707.6277 | 103098.776 | 6744.48 | 2267300.382 | 2277082.3364 | 1551006.5419 | 822695.0493 | 90745.7674 | -468870.3799 | -512145.7362 | -558695.8767 | -615617.4251 | -668284.6103 | -718335.0545 | -767206.4557 | -814494.1864 | -860145.8373 | -904329.1162 | -946995.0052 | -988411.0975 | -1028831.4217 | -1066758.4387 | -1103965.6736 | 2604707.6277 | 103098.776 | 6744.48
6274 | 2684504.4949 | 105206.08 | 0 | 2344762.8582 | 2354844.489 | 1613739.08 | 870329.4808 | 123170.6463 | -448162.0454 | -492660.2185 | -540533.5008 | -599095.9258 | -653273.6524 | -704754.4725 | -755020.1289 | -803653.598 | -850600.8649 | -896034.7754 | -939904.8098 | -982486.7591 | -1024042.4343 | -1063028.4184 | -1101272.5693 | 2684504.4949 | 105206.08 | 0
6275 | 2721393.7264 | 107474.6 | 0 | 2376160.6895 | 2386380.8575 | 1629524.9946 | 870333.2785 | 107340.8068 | -476010.9868 | -521120.807 | -569652.1156 | -629019.4521 | -683941.8378 | -736130.2573 | -787086.8149 | -836388.7564 | -883981.3247 | -930039.7408 | -974512.7906 | -1017680.055 | -1059806.9429 | -1099328.8281 | -1138098.6862 | 2721393.7264 | 107474.6 | 0
6276 | 2715575.6978 | 107029.328 | 0 | 2371296.2333 | 2381494.5517 | 1627710.1094 | 871594.8076 | 111686.8759 | -469330.6826 | -514348.5772 | -562780.6455 | -622025.5756 | -676835.0577 | -728916.4183 | -779768.5507 | -828969.6044 | -876464.9394 | -922429.402 | -966811.8876 | -1009891.3795 | -1051932.719 | -1091374.625 | -1130066.1117 | 2715575.6978 | 107029.328 | 0
6277 | 2712850.3545 | 105986.072 | 6207.32 | 2363644.9294 | 2373833.0128 | 1627158.0888 | 878154.6447 | 125362.3768 | -450309.5372 | -495260.1186 | -543621.4472 | -602784.7858 | -657517.1277 | -709524.0863 | -760303.0502 | -809432.5924 | -856858.1277 | -902754.3271 | -947070.1371 | -990084.2611 | -1032061.2746 | -1071441.4634 | -1110071.986 | 2712850.3545 | 105986.072 | 6207.32
6278 | 2702830.1315 | 103261.416 | 18979.6 | 2344452.5135 | 2354602.9661 | 1626532.7413 | 896142.597 | 161977.6234 | -399686.5137 | -444408.0875 | -492527.8107 | -551409.6454 | -605876.8498 | -657628.7373 | -708157.1659 | -757042.2652 | -804229.6516 | -849893.3507 | -893982.4979 | -936774.7669 | -978533.7562 | -1017705.5123 | -1056130.3713 | 2702830.1315 | 103261.416 | 18979.6
6279 | 2676434.4015 | 96921.952 | 6604.54 | 2339077.408 | 2349128.7317 | 1664381.7165 | 977337.4381 | 286555.1952 | -242471.0397 | -286606.8351 | -334107.5935 | -392265.3611 | -446051.6116 | -497149.0629 | -547035.0035 | -595293.6635 | -641871.1902 | -686939.9101 | -730449.455 | -772674.7871 | -813876.9303 | -852517.1073 | -890417.6812 | 2676434.4015 | 96921.952 | 6604.54
6280 | 2660244.8996 | 79419.32 | 11804.9 | 2336604.597 | 2346595.1211 | 1780972.5588 | 1213066.6291 | 641445.3456 | 201851.8608 | 158527.7894 | 111859.1094 | 54597.8834 | 1681.7317 | -48561.8851 | -97601.3196 | -145023.3167 | -190774.3496 | -235025.7022 | -277727.3112 | -319152.4754 | -359560.64 | -397422.3354 | -434548.9015 | 2660244.8996 | 79419.32 | 11804.9
6281 | 2671744.8354 | 32474.366 | 11019.2 | 2394830.4786 | 2404864.1906 | 2158278.6322 | 1909399.8358 | 1656789.6244 | 1456410.3889 | 1414480.02 | 1369190.5841 | 1313262.812 | 1261698.8973 | 1212819.0706 | 1165148.6317 | 1119102.6223 | 1074734.8004 | 1031873.1417 | 990567.9261 | 950544.6731 | 911542.8162 | 875098.4366 | 839392.364 | 2671744.8354 | 32474.366 | 11019.2
6282 | 2739762.5879 | 0 | 5330.19 | 2495069.1393 | 2505358.2913 | 2478947.1418 | 2450184.3726 | 2417595.1934 | 2381970.6653 | 2340145.7287 | 2294876.2092 | 2238697.5209 | 2186993.7858 | 2138042.4708 | 2090331.3325 | 2044285.9785 | 1999961.5357 | 1957181.6003 | 1915997.7321 | 1876128.463 | 1837306.5928 | 1801107.3086 | 1765665.1275 | 2739762.5879 | 0 | 5330.19
6283 | 2811278.3889 | 0 | 9262.47 | 2556404.5805 | 2566962.3095 | 2539934.296 | 2510493.2785 | 2477125.9707 | 2440644.0825 | 2397799.937 | 2351421.295 | 2293848.7229 | 2240867.9136 | 2190711.3704 | 2141827.3761 | 2094652.6481 | 2049243.752 | 2005419.6794 | 1963233.3361 | 1922395.9068 | 1882633.2166 | 1845561.5695 | 1809266.788 | 2811278.3889 | 0 | 9262.47
6284 | 2814997.9207 | 0 | 13572.1 | 2555489.5201 | 2566061.2177 | 2539010.6365 | 2509543.8588 | 2476145.5959 | 2439628.6317 | 2396740.9926 | 2350314.1805 | 2292678.628 | 2239640.9134 | 2189431.2018 | 2140495.7226 | 2093271.7713 | 2047815.9882 | 2003947.1255 | 1961718.1588 | 1920839.8909 | 1881037.784 | 1843930.2807 | 1807600.6709 | 2814997.9207 | 0 | 13572.1
6285 | 2806333.8204 | 0 | 2396.23 | 2558758.2412 | 2569297.4009 | 2542331.4036 | 2512956.6464 | 2479662.5045 | 2443259.2602 | 2400504.9488 | 2354222.3576 | 2296765.5244 | 2243892.3779 | 2193838.5301 | 2145054.993 | 2097977.7158 | 2052663.1648 | 2008930.6499 | 1966832.9837 | 1926081.859 | 1886403.5832 | 1849411.6173 | 1813195.1508 | 2806333.8204 | 0 | 2396.23
6286 | 2738652.6225 | 0 | 0 | 2499386.3376 | 2509671.3212 | 2483304.386 | 2454586.7837 | 2422044.3218 | 2386467.7405 | 2344693.2628 | 2299475.5977 | 2243353.1834 | 2191703.9095 | 2142805.9405 | 2095147.6457 | 2049154.4605 | 2004881.4892 | 1962152.3996 | 1921018.7305 | 1881199.128 | 1842426.5001 | 1806275.3957 | 1770881.0876 | 2738652.6225 | 0 | 0
6287 | 2585983.2159 | 0 | 0 | 2360055.111 | 2369766.7461 | 2344740.7727 | 2317495.173 | 2286637.9348 | 2252915.718 | 2213341.1136 | 2170515.2664 | 2117392.5681 | 2068493.6496 | 2022192.6614 | 1977062.2403 | 1933504.1052 | 1891570.2887 | 1851094.2884 | 1812124.7701 | 1774396.0642 | 1737655.968 | 1703391.2554 | 1669841.1507 | 2585983.2159 | 0 | 0
6288 | 2489327.4717 | 0 | 1314.73 | 2270529.1035 | 2279877.7489 | 2255705.843 | 2229397.2733 | 2199612.0566 | 2167068.9449 | 2128892.1892 | 2087585.7117 | 2036367.2462 | 1989214.6893 | 1944562.9603 | 1901038.0463 | 1859026.6515 | 1818578.8634 | 1779534.403 | 1741940.1172 | 1705540.2661 | 1670092.0737 | 1637026.7431 | 1604649.3105 | 2489327.4717 | 0 | 1314.73
6289 | 2387399.9535 | 0 | 6675.38 | 2172145.978 | 2181111.8356 | 2157832.4281 | 2132503.8442 | 2103840.9674 | 2072533.1199 | 2035822.3024 | 1996109.9121 | 1946891.3881 | 1901572.2908 | 1858651.6231 | 1816811.632 | 1776423.1878 | 1737534.3272 | 1699991.3339 | 1663839.1366 | 1628832.467 | 1594738.4896 | 1562929.8058 | 1531780.8535 | 2387399.9535 | 0 | 6675.38
6290 | 2311324.1723 | 0 | 6035.97 | 2103356.0758 | 2112036.2315 | 2089425.0745 | 2064830.0393 | 2037006.9602 | 2006623.1938 | 1971008.6259 | 1932488.132 | 1884764.4224 | 1840815.8822 | 1799189.3443 | 1758609.0468 | 1719434.0417 | 1681710.8353 | 1645290.6094 | 1610216.861 | 1576252.1374 | 1543171.0227 | 1512302.3793 | 1482072.4449 | 2311324.1723 | 0 | 6035.97
6291 | 2233958.3259 | 0 | 9464.37 | 2029321.0067 | 2037710.6157 | 2015778.9768 | 1991929.865 | 1964960.7601 | 1935516.6805 | 1901016.8876 | 1863708.4373 | 1817504.8262 | 1774950.02 | 1734639.4929 | 1695340.1858 | 1657399.1325 | 1620861.2825 | 1585582.7989 | 1551605.7229 | 1518700.5498 | 1486649.409 | 1456736.6826 | 1427441.2858 | 2233958.3259 | 0 | 9464.37
6292 | 2197636.7151 | 0 | 16402.1 | 1989234.9551 | 1997488.1586 | 1975875.8871 | 1952377.3186 | 1925809.4846 | 1896806.9161 | 1862830.8344 | 1826091.7609 | 1780602.1517 | 1738702.0221 | 1699009.6821 | 1660312.1208 | 1622950.7297 | 1586969.7274 | 1552227.6157 | 1518765.7521 | 1486358.3636 | 1454791.1217 | 1425327.5261 | 1396471.223 | 2197636.7151 | 0 | 16402.1
6293 | 2220355.3046 | 0 | 16064 | 2010306.8027 | 2018645.3257 | 1996833.5913 | 1973116.0598 | 1946297.5336 | 1917019.1032 | 1882715.7448 | 1845620.8315 | 1799684.9218 | 1757375.5987 | 1717296.8888 | 1678223.2414 | 1640499.5772 | 1604170.5718 | 1569093.2644 | 1535309.4399 | 1502590.9914 | 1470721.3747 | 1440977.1512 | 1411846.4984 | 2220355.3046 | 0 | 16064
6294 | 2329239.7505 | 6770.394 | 23706.7 | 2095265.31 | 2104012.7475 | 2035218.4149 | 1964424.8265 | 1890378.173 | 1825257.4317 | 1789160.0329 | 1750134.1836 | 1701833.7825 | 1657337.813 | 1615181.8441 | 1574080.2251 | 1534394.7914 | 1496172.4096 | 1459263.1079 | 1423710.7206 | 1389275.9544 | 1355731.6461 | 1324416.9585 | 1293745.9306 | 2329239.7505 | 6770.394 | 23706.7
6295 | 2350364.2799 | 40430.804 | 11992.6 | 2092597.9548 | 2101424.7252 | 1803612.5732 | 1503783.0336 | 1200670.926 | 963668.006 | 926143.7402 | 885664.4649 | 835826.5243 | 789827.5187 | 746189.7359 | 703615.8652 | 662471.0236 | 622802.5026 | 584458.9705 | 547484.659 | 511638.1047 | 476690.084 | 443991.9052 | 411943.2235 | 2350364.2799 | 40430.804 | 11992.6
6296 | 2501065.1674 | 90501.88 | 4348.11 | 2187706.0587 | 2197098.7849 | 1557571.8271 | 915898.1307 | 270731.3942 | -223396.1122 | -264756.469 | -309261.3049 | -363724.8658 | -414103.3466 | -461969.2075 | -508702.9401 | -553916.0172 | -597558.1147 | -639790.2675 | -680565.408 | -720140.4816 | -758759.4093 | -794984.2396 | -830517.9282 | 2501065.1674 | 90501.88 | 4348.11
6297 | 2611625.9761 | 47657.268 | 20719.6 | 2315080.687 | 2324888.6232 | 1975648.9735 | 1624167.6875 | 1269038.9499 | 992011.5014 | 950476.3023 | 905657.621 | 850439.9842 | 799488.0106 | 751159.7285 | 704013.6208 | 658455.3901 | 614537.5849 | 572092.0516 | 531167.9387 | 491496.9421 | 452824.3583 | 416651.7042 | 381200.7441 | 2611625.9761 | 47657.268 | 20719.6
6298 | 2688110.6066 | 47025.232 | 32785.1 | 2373449.6649 | 2383544.8384 | 2037926.8745 | 1690001.6254 | 1338322.1045 | 1063584.9759 | 1020965.4939 | 974966.3688 | 918263.7423 | 865951.7041 | 816340.1953 | 767945.4824 | 721185.1494 | 676113.2837 | 632556.8072 | 590566.3077 | 549865.6235 | 510192.592 | 473092.7035 | 436735.6447 | 2688110.6066 | 47025.232 | 32785.1
6299 | 2748147.3462 | 106705.528 | 40321.1 | 2361024.9132 | 2371345.5541 | 1619483.6567 | 865262.9426 | 107204.1083 | -472550.7443 | -518019.8201 | -566944.0205 | -626810.7762 | -682188.8834 | -734806.1471 | -786179.4387 | -835881.8479 | -883858.0794 | -930285.0766 | -975111.122 | -1018618.5452 | -1061075.3639 | -1100901.5705 | -1139968.357 | 2748147.3462 | 106705.528 | 40321.1
6300 | 2763905.431 | 92805.976 | 50255.8 | 2379371.1225 | 2389750.9428 | 1732235.0353 | 1072346.7855 | 408598.4074 | -100486.0713 | -145727.0934 | -194443.0519 | -254164.3113 | -309371.1838 | -361801.382 | -412980.4751 | -462479.1049 | -510241.6588 | -556446.0951 | -601040.3996 | -644308.5207 | -686520.0131 | -726085.8093 | -764887.8309 | 2763905.431 | 92805.976 | 50255.8
6301 | 2760125.2494 | 68938.336 | 55463.2 | 2394581.4418 | 2404947.0656 | 1909712.2786 | 1412108.3939 | 910649.6603 | 523295.384 | 478894.204 | 431022.8401 | 372161.2273 | 317807.827 | 266227.3034 | 215896.1737 | 167243.2091 | 120323.9459 | 74960.6693 | 31205.3222 | -11225.6552 | -52601.4491 | -91335.1653 | -129306.1514 | 2760125.2494 | 68938.336 | 55463.2
6302 | 2760621.5816 | 77179.712 | 54106.4 | 2388149.8353 | 2398517.3231 | 1847247.0059 | 1293607.1652 | 736111.7824 | 306726.7243 | 262039.4265 | 213881.3207 | 154730.9899 | 100089.6821 | 48221.7497 | -2396.5641 | -51336.4112 | -98542.245 | -144191.8124 | -188233.1611 | -230949.9021 | -272611.2698 | -311630.0847 | -349886.0323 | 2760621.5816 | 77179.712 | 54106.4
6303 | 2738728.4709 | 734.2646 | 53131.6 | 2445589.6949 | 2455874.9633 | 2424475.6729 | 2390725.6503 | 2353150.6622 | 2313789.371 | 2271949.3484 | 2226666.0432 | 2170477.6866 | 2118762.5944 | 2069798.8832 | 2022074.8806 | 1976016.0336 | 1931677.4483 | 1888882.7874 | 1847683.5912 | 1807798.498 | 1768960.4084 | 1732743.9149 | 1697284.2387 | 2738728.4709 | 734.2646 | 53131.6
6304 | 2706873.6214 | 0 | 37610.1 | 2432773.6541 | 2442939.292 | 2416808.6429 | 2388354.6037 | 2356120.0879 | 2320886.6605 | 2279527.2562 | 2234764.6189 | 2179223.7698 | 2128104.1553 | 2079703.9199 | 2032528.9736 | 1986999.8152 | 1943170.9096 | 1900867.9706 | 1860141.9391 | 1820714.7259 | 1782322.3384 | 1746521.0544 | 1711467.7851 | 2706873.6214 | 0 | 37610.1
6305 | 2710168.6209 | 0 | 21291.3 | 2452099.5813 | 2462277.5935 | 2436119.4635 | 2407635.1151 | 2375365.6883 | 2340093.6994 | 2298688.2766 | 2253875.4782 | 2198271.3479 | 2147093.8341 | 2098639.0096 | 2051410.9658 | 2005830.7132 | 1961952.783 | 1919602.677 | 1878831.3981 | 1839360.5184 | 1800925.724 | 1765085.1873 | 1729993.5758 | 2710168.6209 | 0 | 21291.3
6306 | 2778456.1951 | 0 | 15797.8 | 2519914.6144 | 2530349.0799 | 2503599.1212 | 2474464.3309 | 2441449.0903 | 2405355.6326 | 2362974.1982 | 2317099.5332 | 2260161.6293 | 2207761.8785 | 2158153.42 | 2109802.6531 | 2063141.1965 | 2018224.9554 | 1974875.0348 | 1933143.7226 | 1892745.5756 | 1853409.6199 | 1816733.2889 | 1780824.7535 | 2778456.1951 | 0 | 15797.8
6307 | 2847549.1836 | 0 | 15537.3 | 2583231.6956 | 2593925.6392 | 2566580.0311 | 2536790.2868 | 2503023.5956 | 2466102.1399 | 2422736.3419 | 2375790.4458 | 2317506.1967 | 2263872.9528 | 2213100.4134 | 2163616.8411 | 2115864.5879 | 2069900.9492 | 2025542.5813 | 1982843.0723 | 1941509.8809 | 1901265.2948 | 1863746.4713 | 1827014.5365 | 2847549.1836 | 0 | 15537.3
6308 | 2840443.2348 | 0 | 14645.7 | 2577638.1681 | 2588305.4253 | 2561032.0397 | 2531320.6171 | 2497642.1718 | 2460816.8348 | 2417563.2369 | 2370738.475 | 2312603.6545 | 2259108.2328 | 2208466.3768 | 2159110.2714 | 2111481.1646 | 2065636.2089 | 2021392.518 | 1978803.5466 | 1937577.4831 | 1897437.3082 | 1860016.094 | 1823379.8049 | 2840443.2348 | 0 | 14645.7
6309 | 2828946.1226 | 0 | 29780.8 | 2552010.4175 | 2562634.4975 | 2535470.5022 | 2505878.3382 | 2472335.2087 | 2435657.9249 | 2392578.3997 | 2345942.1651 | 2288041.6512 | 2234761.7573 | 2184323.879 | 2135166.547 | 2087729.2233 | 2042068.8291 | 1998003.2184 | 1955585.6294 | 1914525.4317 | 1874546.7275 | 1837275.9784 | 1800786.9774 | 2828946.1226 | 0 | 29780.8
6310 | 2771969.2888 | 0 | 21298.2 | 2508494.0459 | 2518904.1499 | 2492245.487 | 2463207.5605 | 2430298.2435 | 2394317.8961 | 2352064.2526 | 2306325.5342 | 2249549.4065 | 2197300.8365 | 2147837.042 | 2099628.0028 | 2053104.3297 | 2008321.7977 | 1965101.9291 | 1923496.89 | 1883221.9035 | 1844006.6284 | 1807444.7686 | 1771648.9117 | 2771969.2888 | 0 | 21298.2
6311 | 2643390.9279 | 0 | 15636.6 | 2396810.7166 | 2406737.9458 | 2381209.2986 | 2353411.7503 | 2321922.3868 | 2287504.4433 | 2247104.1919 | 2203380.5214 | 2149131.4141 | 2099199.8528 | 2051923.8947 | 2005844.4897 | 1961372.2748 | 1918560.4378 | 1877238.7798 | 1837457.047 | 1798943.6721 | 1761440.8537 | 1726468.3713 | 1692226.3608 | 2643390.9279 | 0 | 15636.6
6312 | 2485724.0184 | 0 | 13169.5 | 2255385.7011 | 2264720.8137 | 2240580.4604 | 2214306.5363 | 2184560.9978 | 2152061.5565 | 2113936.6262 | 2072686.5046 | 2021538.7432 | 1974451.0048 | 1929860.4741 | 1886395.1275 | 1844441.1089 | 1804048.4338 | 1765057.0549 | 1727513.7513 | 1691163.1535 | 1655762.8369 | 1622741.9326 | 1590407.9306 | 2485724.0184 | 0 | 13169.5
6313 | 2378853.8244 | 0 | 20436.5 | 2150585.3737 | 2159519.1363 | 2136314.5605 | 2111068.1437 | 2082499.3697 | 2051295.0931 | 2014707.1874 | 1975128.4536 | 1926077.615 | 1880912.2445 | 1838136.7178 | 1796437.9994 | 1756185.6317 | 1717427.4797 | 1680010.3771 | 1643979.092 | 1609089.2339 | 1575108.8009 | 1543405.4808 | 1512359.5307 | 2378853.8244 | 0 | 20436.5
6314 | 2298494.2739 | 0 | 17899.7 | 2079783.3497 | 2088415.3229 | 2065916.5072 | 2041444.8254 | 2013763.0184 | 1983534.738 | 1948104.6919 | 1909784.8501 | 1862312.8787 | 1818595.1212 | 1777186.4767 | 1736818.2651 | 1697847.5453 | 1660320.5654 | 1624089.3333 | 1589197.1046 | 1555407.7446 | 1522497.0886 | 1491786.6229 | 1461711.3207 | 2298494.2739 | 0 | 17899.7
6315 | 2234091.5856 | 0 | 15975.7 | 2022931.2939 | 2031321.4034 | 2009388.5976 | 1985538.2046 | 1958567.6324 | 1929121.9378 | 1894620.2283 | 1857309.6939 | 1811103.4681 | 1768546.2649 | 1728233.4745 | 1688931.9646 | 1650988.7895 | 1614448.9013 | 1579168.4548 | 1545189.4933 | 1512282.4988 | 1480229.5875 | 1450315.2182 | 1421018.2153 | 2234091.5856 | 0 | 15975.7
6316 | 2218484.4619 | 0 | 17984.9 | 2006678.5088 | 2015010.0058 | 1993215.1871 | 1969516.1772 | 1942718.7854 | 1913463.5621 | 1879187.6447 | 1842122.5245 | 1796223.8573 | 1753948.721 | 1713902.3183 | 1674860.1314 | 1637166.79 | 1600866.9324 | 1565817.7181 | 1532060.8969 | 1499368.554 | 1467524.3277 | 1437803.7038 | 1408696.1335 | 2218484.4619 | 0 | 17984.9
6317 | 2204338.3842 | 0 | 29362.3 | 1982390.9234 | 1990669.295 | 1968997.808 | 1945434.2718 | 1918792.1104 | 1889707.7898 | 1855634.7893 | 1818790.3714 | 1773168.7331 | 1731147.5204 | 1691340.83 | 1652531.9519 | 1615063.3185 | 1578979.2835 | 1544137.917 | 1510580.7028 | 1478081.1792 | 1446424.3643 | 1416877.6107 | 1387940.0016 | 2204338.3842 | 0 | 29362.3
6318 | 2285311.7446 | 1799.5179 | 35224.4 | 2048628.313 | 2057210.7792 | 2022593.5851 | 1986014.8398 | 1946244.3803 | 1907000.3763 | 1871699.7007 | 1833525.8033 | 1786252.2664 | 1742711.4118 | 1701466.427 | 1661255.9077 | 1622434.8653 | 1585049.2824 | 1548952.016 | 1514186.0733 | 1480516.6741 | 1447720.9393 | 1417112.776 | 1387136.1333 | 2285311.7446 | 1799.5179 | 35224.4
6319 | 2334182.9149 | 36429.64 | 22931.6 | 2070892.4617 | 2079658.4632 | 1809188.2977 | 1536714.6336 | 1260981.0006 | 1044574.4077 | 1007415.6313 | 967322.1897 | 917934.5136 | 872359.3429 | 829129.1388 | 786955.5223 | 746201.0964 | 706912.8273 | 668940.4251 | 632327.8169 | 596835.2016 | 562234.934 | 529869.0189 | 498148.1294 | 2334182.9149 | 36429.64 | 22931.6
6320 | 2499054.5854 | 85211.168 | 13720.9 | 2181789.0561 | 2191174.2315 | 1587631.6497 | 981944.055 | 372766.2283 | -94361.8336 | -135517.7177 | -179815.553 | -234064.1077 | -284230.8661 | -331887.0246 | -378411.9649 | -423417.4721 | -466853.2626 | -508880.2419 | -549451.38 | -588823.4161 | -627240.0749 | -663264.5609 | -698598.4607 | 2499054.5854 | 85211.168 | 13720.9
6321 | 2616853.344 | 98752.04 | 16824.7 | 2272651.4865 | 2282479.054 | 1585846.44 | 886967.703 | 184434.2136 | -353166.9799 | -396472.7847 | -443068.6439 | -500084.2728 | -552825.7004 | -602938.1851 | -651866.1291 | -699203.0179 | -744896.1978 | -789114.1589 | -831807.6544 | -873245.5253 | -913682.985 | -951615.5113 | -988824.899 | 2616853.344 | 98752.04 | 16824.7
6322 | 2689948.3442 | 103458.536 | 23235.6 | 2328243.0419 | 2338345.117 | 1609072.0133 | 877490.0468 | 142151.2421 | -420337.4443 | -464855.9248 | -512756.3588 | -571367.6118 | -625585.2748 | -677100.5621 | -727398.2217 | -776060.3841 | -823032.9248 | -868489.0403 | -912378.1083 | -954976.4791 | -996546.4947 | -1035541.6081 | -1073793.384 | 2689948.3442 | 103458.536 | 23235.6
6323 | 2731885.7507 | 106011.128 | 26026.1 | 2361173.4352 | 2371433.0058 | 1624434.0965 | 875090.3284 | 121931.1513 | -454086.1777 | -499298.335 | -547945.1719 | -607469.8138 | -662532.3679 | -714850.4151 | -765931.8513 | -815352.2922 | -863056.7696 | -909221.18 | -953794.112 | -997056.2243 | -1039273.9489 | -1078876.6276 | -1117724.3798 | 2731885.7507 | 106011.128 | 26026.1
6324 | 2737144.0314 | 105429.104 | 27119.9 | 2365460.5427 | 2375739.8607 | 1632645.0389 | 887200.8448 | 137933.898 | -435186.1901 | -480461.1855 | -529177.4715 | -588792.4998 | -643936.8518 | -696331.4145 | -747486.9858 | -796978.3648 | -844750.4774 | -890979.5588 | -935614.0984 | -978935.2954 | -1021210.0945 | -1060864.8142 | -1099763.1544 | 2737144.0314 | 105429.104 | 27119.9
6325 | 2750533.2859 | 104818.184 | 28518.2 | 2376892.6459 | 2387222.2472 | 1648156.779 | 906730.4463 | 161462.6611 | -408711.3725 | -454165.1631 | -503077.0781 | -562941.0487 | -618312.4737 | -670920.6583 | -722283.7909 | -771974.5903 | -819937.7133 | -866350.2571 | -911160.4591 | -954650.894 | -997089.8123 | -1036895.8346 | -1075941.7775 | 2750533.2859 | 104818.184 | 28518.2
6326 | 2731580.6518 | 73065.576 | 26147.8 | 2393718.8436 | 2403977.2685 | 1880929.5334 | 1355537.2014 | 826329.8865 | 418272.9971 | 374139.8857 | 326572.4784 | 268128.4809 | 214146.0729 | 162907.8651 | 112906.1304 | 64565.2055 | 17940.0524 | -27145.2057 | -70639.1631 | -112822.4472 | -153961.4604 | -192485.7195 | -230255.1365 | 2731580.6518 | 73065.576 | 26147.8
6327 | 2696216.0792 | 69453.016 | 29352.6 | 2361851.7073 | 2371977.3209 | 1873793.5719 | 1373295.5804 | 869031.9969 | 479818.3859 | 436309.5604 | 389410.9012 | 331776.4663 | 278545.8587 | 228023.9233 | 178722.4529 | 131060.2905 | 85091.6867 | 40643.0414 | -2234.905 | -43819.1468 | -84372.6374 | -122345.226 | -159572.7451 | 2696216.0792 | 69453.016 | 29352.6
6328 | 2655290.424 | 77825.256 | 23879.1 | 2321602.8402 | 2331574.7578 | 1776832.1789 | 1219810.4852 | 659080.3571 | 227674.3665 | 184474.4454 | 137936.1447 | 80825.0257 | 28050.8886 | -22055.6908 | -70960.3307 | -118250.5455 | -163872.9082 | -207998.3836 | -250577.0016 | -291881.5521 | -332170.9971 | -369918.7154 | -406932.6736 | 2655290.424 | 77825.256 | 23879.1
6329 | 2672774.2892 | 18357.938 | 14856 | 2406049.6206 | 2416087.1987 | 2265457.4665 | 2112533.6126 | 1955876.906 | 1827458.8246 | 1785982.0608 | 1741144.9357 | 1685665.3751 | 1634551.3535 | 1586122.4542 | 1538903.4086 | 1493309.4184 | 1449394.2624 | 1406985.8499 | 1366134.4801 | 1326565.567 | 1288018.4435 | 1252029.7827 | 1216779.7135 | 2672774.2892 | 18357.938 | 14856
6330 | 2743544.2359 | 0 | 17042.5 | 2486808.0882 | 2497111.4422 | 2470667.1798 | 2441868.0517 | 2409237.2323 | 2373566.8742 | 2331687.5492 | 2286358.887 | 2230105.9981 | 2178334.2393 | 2129318.6996 | 2081545.0483 | 2035439.4807 | 1991057.1996 | 1948221.5577 | 1906984.1861 | 1867063.2281 | 1828191.1147 | 1791945.2073 | 1756457.4479 | 2743544.2359 | 0 | 17042.5
6331 | 2813946.9556 | 0 | 9905.46 | 2558197.0141 | 2568764.7648 | 2541713.3848 | 2512246.7103 | 2478850.0185 | 2442335.7898 | 2399453.2645 | 2353032.8877 | 2295407.9551 | 2242379.1439 | 2192177.2798 | 2143249.1725 | 2096031.9539 | 2050582.2435 | 2006718.8611 | 1964494.7624 | 1923620.8581 | 1883822.7132 | 1846718.1658 | 1810391.2215 | 2813946.9556 | 0 | 9905.46
6332 | 2799988.1845 | 0 | 4527.15 | 2550836.0809 | 2561351.4096 | 2534432.2567 | 2505109.7906 | 2471876.8023 | 2435541.7418 | 2392869.9751 | 2346677.9067 | 2289336.8634 | 2236569.1421 | 2186614.3446 | 2137926.9854 | 2090942.028 | 2045715.8109 | 2002068.0526 | 1960051.4463 | 1919378.3368 | 1879775.6502 | 1842853.1993 | 1806704.4942 | 2799988.1845 | 0 | 4527.15
6333 | 2789322.0762 | 0 | 1018.87 | 2544610.1123 | 2555085.3845 | 2528268.3455 | 2499057.1484 | 2465950.3255 | 2429753.2473 | 2387243.6016 | 2341227.0641 | 2284104.0221 | 2231536.8807 | 2181771.9477 | 2133269.6249 | 2086463.2189 | 2041408.8535 | 1997926.9341 | 1956069.953 | 1915551.3509 | 1876099.094 | 1839316.8631 | 1803305.4304 | 2789322.0762 | 0 | 1018.87
6334 | 2724732.3784 | 0 | 281.446 | 2486400.8094 | 2496633.5157 | 2470388.469 | 2441804.7034 | 2409415.5194 | 2374007.6383 | 2332433.3637 | 2287433.4032 | 2231584.121 | 2180185.2427 | 2131523.6848 | 2084095.5 | 2038323.9611 | 1994263.8926 | 1951739.8584 | 1910803.1355 | 1871173.7998 | 1832586.1171 | 1796606.633 | 1761380.0985 | 2724732.3784 | 0 | 281.446
6335 | 2607753.216 | 0 | 15341.6 | 2364581.5441 | 2374374.9362 | 2349158.3402 | 2321703.432 | 2290606.4809 | 2256620.4324 | 2216732.7284 | 2173566.4111 | 2120016.5589 | 2070726.0444 | 2024055.3306 | 1978565.0384 | 1934660.2684 | 1892393.4913 | 1851596.8029 | 1812319.2788 | 1774293.0128 | 1737263.6791 | 1702730.5679 | 1668918.0805 | 2607753.216 | 0 | 15341.6
6336 | 2443346.0742 | 0 | 27294.7 | 2202584.9662 | 2211760.9289 | 2187991.6456 | 2162125.1658 | 2132846.2575 | 2100860.3964 | 2063344.9526 | 2022757.5975 | 1972441.3428 | 1926115.8936 | 1882245.0785 | 1839480.2646 | 1798201.0129 | 1758456.486 | 1720089.3653 | 1683145.6324 | 1647374.2714 | 1612536.9905 | 1580038.5566 | 1548215.3143 | 2443346.0742 | 0 | 27294.7
6337 | 2348822.0957 | 0 | 48753.9 | 2094860.0097 | 2103680.9885 | 2080739.3767 | 2055781.701 | 2027543.6111 | 1996703.2903 | 1960547.3059 | 1921438.2509 | 1872976.6713 | 1828351.5078 | 1786086.0177 | 1744883.7417 | 1705109.5571 | 1666810.7244 | 1629836.0113 | 1594229.6203 | 1559750.2466 | 1526168.8169 | 1494835.7528 | 1464151.7597 | 2348822.0957 | 0 | 48753.9
6338 | 2264541.6733 | 0 | 69913.9 | 1996782.8664 | 2005287.3309 | 1983085.8112 | 1958940.5679 | 1931632.6183 | 1901815.811 | 1866874.0767 | 1829085.2339 | 1782279.4537 | 1739172.4314 | 1698340.4127 | 1658533.4579 | 1620103.3516 | 1583095.6587 | 1547364.5734 | 1512952.712 | 1479627.4282 | 1447167.8685 | 1416875.9986 | 1387209.9097 | 2264541.6733 | 0 | 69913.9
6339 | 2222490.3598 | 0 | 54067.3 | 1974252.0257 | 1982598.5669 | 1960767.3438 | 1937028.4912 | 1910185.6619 | 1880880.5631 | 1846545.7043 | 1809416.6064 | 1763438.0107 | 1721089.4889 | 1680973.7252 | 1641863.9904 | 1604105.5369 | 1567743.0834 | 1532633.5314 | 1498818.7062 | 1466070.2813 | 1434171.5046 | 1404400.1647 | 1375242.9855 | 2222490.3598 | 0 | 54067.3
6340 | 2196898.6358 | 0 | 43490.4 | 1961473.0591 | 1969723.4908 | 1948117.682 | 1924626.2098 | 1898066.5029 | 1869072.8792 | 1835107.4127 | 1798379.8823 | 1752904.7552 | 1711017.9021 | 1671338.097 | 1632652.7367 | 1595303.0977 | 1559333.3839 | 1524602.1447 | 1491150.7236 | 1458753.4234 | 1427195.9876 | 1397741.4916 | 1368894.0843 | 2196898.6358 | 0 | 43490.4
6341 | 2185400.5676 | 0 | 40548.2 | 1953921.736 | 1962128.9868 | 1940623.3233 | 1917241.8654 | 1890808.2313 | 1861953.4189 | 1828152.7853 | 1791604.5437 | 1746354.4884 | 1704673.9268 | 1665188.8622 | 1626693.0375 | 1589525.9434 | 1553731.5522 | 1519169.1537 | 1485879.8751 | 1453639.2003 | 1422233.9943 | 1392920.7218 | 1364211.3605 | 2185400.5676 | 0 | 40548.2
6342 | 2272117.0538 | 6139.581 | 51229.4 | 2016241.332 | 2024774.2457 | 1960768.4189 | 1894812.3664 | 1825683.0276 | 1764470.8045 | 1729215.8853 | 1691104.3334 | 1643945.6806 | 1600498.1587 | 1559333.2508 | 1519196.8359 | 1480441.8754 | 1443114.0865 | 1407067.1757 | 1372343.902 | 1338710.8407 | 1305946.3995 | 1275356.8995 | 1245395.2739 | 2272117.0538 | 6139.581 | 51229.4
6343 | 2318048.3069 | 57185.468 | 31559.5 | 2026783.7487 | 2035489.1568 | 1624060.1469 | 1210641.4872 | 793985.3925 | 471949.2439 | 434333.799 | 393803.9741 | 344044.1595 | 298070.497 | 254425.592 | 211829.9711 | 170643.731 | 130913.5131 | 92490.0663 | 55417.0143 | 19456.2134 | -15618.4079 | -48474.1213 | -80689.2678 | 2318048.3069 | 57185.468 | 31559.5
6344 | 2482950.6651 | 89101.768 | 17810.1 | 2159112.2777 | 2168436.975 | 1538586.7281 | 906605.2907 | 271156.1124 | -215613.2912 | -256666.6638 | -300841.7409 | -354903.4149 | -404909.5957 | -452421.3549 | -498809.1855 | -543687.3742 | -587005.9615 | -628924.816 | -669397.2108 | -708678.2305 | -747010.0294 | -782965.0706 | -818233.9759 | 2482950.6651 | 89101.768 | 17810.1
6345 | 2582839.6667 | 100162.48 | 10918 | 2246105.7225 | 2255805.552 | 1549882.4615 | 841742.4429 | 129995.1762 | -414385.0346 | -457248.4502 | -503359.1564 | -559754.1969 | -611930.5918 | -661512.2147 | -709924.6934 | -756766.7973 | -801986.5572 | -845750.273 | -888009.3382 | -929029.0993 | -969061.4524 | -1006621.4311 | -1043467.6705 | 2582839.6667 | 100162.48 | 10918
6346 | 2656116.7337 | 103218 | 11081.9 | 2309761.4142 | 2319736.435 | 1592394.7548 | 862773.2506 | 129442.158 | -431410.1314 | -475434.0587 | -522797.4045 | -580736.8588 | -634337.9815 | -685270.7165 | -735001.1378 | -783116.6317 | -829563.7544 | -874513.524 | -917915.9549 | -960043.9218 | -1001156.4672 | -1039726.495 | -1077562.5344 | 2656116.7337 | 103218 | 11081.9
6347 | 2661288.6449 | 105760.832 | 11818.8 | 2311201.742 | 2321196.1859 | 1576516.9758 | 829553.5024 | 78873.2175 | -495012.3897 | -539200.9026 | -586735.3364 | -644866.4721 | -698650.8288 | -749761.602 | -799667.7205 | -847955.7669 | -894572.1936 | -939688.3515 | -983254.1578 | -1025543.0186 | -1066814.4806 | -1105538.4744 | -1143527.0505 | 2661288.6449 | 105760.832 | 11818.8
6348 | 2675333.06 | 105786.184 | 5452.42 | 2330360.1748 | 2340407.3624 | 1595426.3058 | 848148.9313 | 97135.1305 | -477056.466 | -521454.3345 | -569215.7813 | -627629.8521 | -681674.2046 | -733030.8642 | -783176.5118 | -831695.5483 | -878534.1434 | -923864.5525 | -967636.4282 | -1010124.6195 | -1051590.043 | -1090494.5545 | -1128659.7673 | 2675333.06 | 105786.184 | 5452.42
6349 | 2672322.6067 | 104792.368 | 6108.83 | 2327950.1401 | 2337986.0219 | 1599780.8822 | 859282.0086 | 115050.9131 | -454043.657 | -498371.7523 | -546059.641 | -604388.1665 | -658351.8909 | -709630.9468 | -759700.3534 | -808144.9793 | -854911.0547 | -900170.6411 | -943873.448 | -986294.0149 | -1027692.9649 | -1066533.8846 | -1104636.3375 | 2672322.6067 | 104792.368 | 6108.83
6350 | 2671751.5292 | 102645.776 | 13580.7 | 2322103.6775 | 2332137.4147 | 1608524.5007 | 882618.3429 | 152980.7608 | -405167.8482 | -449422.0164 | -497035.2601 | -555286.8667 | -609174.6049 | -660378.2484 | -710372.501 | -758742.3202 | -805433.9475 | -850619.4079 | -894248.4214 | -936595.469 | -977921.1179 | -1016689.2832 | -1054719.1395 | 2671751.5292 | 102645.776 | 13580.7
6351 | 2640567.8018 | 97557.464 | 36598.1 | 2275715.2729 | 2285631.8999 | 1596878.6681 | 905858.9585 | 211151.3765 | -320680.3934 | -364321.4371 | -411282.3502 | -468757.4592 | -521919.6333 | -572429.0403 | -621743.1722 | -669451.8303 | -715501.8839 | -760063.35 | -803086.5355 | -844842.7177 | -885589.4227 | -923808.4941 | -961297.8737 | 2640567.8018 | 97557.464 | 36598.1
6352 | 2618238.9029 | 77575.752 | 43754.1 | 2268162.882 | 2277995.653 | 1725273.6571 | 1170304.3488 | 611678.3532 | 181993.5058 | 139334.7448 | 93384.1874 | 37008.3432 | -15091.0366 | -64560.0815 | -112843.9586 | -159535.938 | -204583.3382 | -248154.7385 | -290200.866 | -330990.7042 | -370779.6014 | -408062.2388 | -444621.355 | 2618238.9029 | 77575.752 | 43754.1
6353 | 2629001.5708 | 31272.17 | 66371.2 | 2301671.7361 | 2311544.9262 | 2073506.2812 | 1833211.0858 | 1589244.1718 | 1395512.4271 | 1354236.6901 | 1309655.6253 | 1254606.419 | 1203851.2561 | 1155737.2405 | 1108813.2646 | 1063487.7301 | 1019813.535 | 977621.4073 | 936960.8221 | 897561.6904 | 859167.6143 | 823290.1002 | 788139.0816 | 2629001.5708 | 31272.17 | 66371.2
6354 | 2698546.8466 | 0 | 63815.2 | 2398969.2599 | 2409103.6266 | 2383053.3706 | 2354686.8716 | 2322551.5255 | 2287426.4927 | 2246194.3276 | 2201569.3985 | 2146199.4129 | 2095237.0616 | 2046985.7241 | 1999955.9066 | 1954566.8142 | 1910872.7444 | 1868699.9471 | 1828099.2064 | 1788793.2887 | 1750519.0133 | 1714827.8709 | 1679882.4421 | 2698546.8466 | 0 | 63815.2
6355 | 2833544.4716 | 0 | 65561.8 | 2520426.0252 | 2531067.3742 | 2503844.3943 | 2474189.2988 | 2440576.8157 | 2403825.0838 | 2360660.7038 | 2313933.8332 | 2255924.3736 | 2202543.0447 | 2152008.3509 | 2102756.285 | 2055227.0231 | 2009477.579 | 1965325.5108 | 1922824.143 | 1881682.3729 | 1841623.8542 | 1804277.6924 | 1767714.5493 | 2833544.4716 | 0 | 65561.8
6356 | 2854821.6674 | 0 | 65246.7 | 2540159.4085 | 2550880.6638 | 2523481.3776 | 2493631.7131 | 2459794.9447 | 2422795.3547 | 2379334.9639 | 2332285.3316 | 2273868.3889 | 2220114.3297 | 2169228.2811 | 2119634.4916 | 2071776.4428 | 2025711.5765 | 1981256.0809 | 1938463.6808 | 1897041.0878 | 1856709.8802 | 1819111.3968 | 1782301.8118 | 2854821.6674 | 0 | 65246.7
6357 | 2862212.1509 | 0 | 80772.9 | 2531378.0119 | 2542127.0221 | 2514671.7425 | 2484759.7411 | 2450850.3142 | 2413769.8779 | 2370211.9152 | 2323055.4193 | 2264502.1856 | 2210623.9065 | 2159621.0627 | 2109913.8233 | 2061946.8181 | 2015777.6375 | 1971221.9939 | 1928333.7512 | 1886818.8617 | 1846398.183 | 1808717.3028 | 1771827.3633 | 2862212.1509 | 0 | 80772.9
6358 | 2802993.6618 | 0 | 94503.4 | 2463602.7304 | 2474129.3461 | 2447199.0275 | 2417862.816 | 2384611.8847 | 2348255.5516 | 2305555.7105 | 2259331.789 | 2201946.9254 | 2149140.2928 | 2099149.6034 | 2050427.7127 | 2003410.0511 | 1958153.0177 | 1914476.1374 | 1872432.1599 | 1831733.1213 | 1792105.6546 | 1755161.3005 | 1718991.5228 | 2802993.6618 | 0 | 94503.4
6359 | 2681226.257 | 0 | 96246.8 | 2350730.3082 | 2360799.6276 | 2334939.6865 | 2306778.3691 | 2274872.3949 | 2239995.9233 | 2199051.5179 | 2154736.1249 | 2099744.6426 | 2049132.504 | 2001213.9788 | 1954509.1331 | 1909434.4817 | 1866043.9733 | 1824164.9731 | 1783847.9395 | 1744817.4179 | 1706811.917 | 1671372.9694 | 1636674.949 | 2681226.257 | 0 | 96246.8
6360 | 2546621.5963 | 0 | 97663.9 | 2226468.4753 | 2236032.2882 | 2211358.7032 | 2184499.2771 | 2154083.1858 | 2120845.7241 | 2081844.9548 | 2039642.4305 | 1987299.7847 | 1939116.6282 | 1893491.8583 | 1849019.8382 | 1806096.1722 | 1764772.1008 | 1724883.656 | 1686478.7627 | 1649295.7952 | 1613086.3898 | 1579314.6897 | 1546246.7203 | 2546621.5963 | 0 | 97663.9
6361 | 2444420.6254 | 0 | 36783.3 | 2194077.0378 | 2203257.0359 | 2179478.3437 | 2153601.5325 | 2124310.7921 | 2092311.9085 | 2054781.0104 | 2014176.8499 | 1963839.5111 | 1917494.733 | 1873605.6686 | 1830823.0917 | 1789526.7304 | 1749765.7687 | 1711382.8192 | 1674423.8833 | 1638637.8349 | 1603786.2776 | 1571274.5957 | 1539438.4024 | 2444420.6254 | 0 | 36783.3
6362 | 2348613.7724 | 0 | 42348.7 | 2101075.0869 | 2109895.2833 | 2086957.6109 | 2062004.0535 | 2033770.3728 | 2002934.692 | 1966783.819 | 1927680.1374 | 1879224.7606 | 1834605.4597 | 1792345.6229 | 1751148.906 | 1711380.1537 | 1673086.6226 | 1636117.0935 | 1600515.7652 | 1566041.3542 | 1532464.8076 | 1501136.4273 | 1470457.0603 | 2348613.7724 | 0 | 42348.7
6363 | 2277643.1586 | 0 | 10080.8 | 2068572.8218 | 2077126.4887 | 2054812.3364 | 2030543.2152 | 2003093.0897 | 1973119.5917 | 1937991.5164 | 1899999.8607 | 1852939.1002 | 1809598.4966 | 1768546.0587 | 1728524.6152 | 1689887.986 | 1652681.9996 | 1616760.0064 | 1582164.8697 | 1548662.5968 | 1516031.0567 | 1485579.7475 | 1455757.8398 | 2277643.1586 | 0 | 10080.8
6364 | 2240814.5017 | 0 | 2915.14 | 2042127.4129 | 2050542.7702 | 2028552.4251 | 2004638.7222 | 1977595.4508 | 1948069.6087 | 1913472.5371 | 1876058.188 | 1829721.3783 | 1787044.572 | 1746618.9325 | 1707207.6166 | 1669158.7231 | 1632517.3394 | 1597139.1872 | 1563066.4367 | 1530068.8789 | 1497927.9744 | 1467932.0472 | 1438555.3443 | 2240814.5017 | 0 | 2915.14
6365 | 2219797.3222 | 0 | 1479.45 | 2024382.1192 | 2032718.5467 | 2010911.698 | 1987199.5313 | 1960387.1491 | 1931115.481 | 1896820.1476 | 1859733.9608 | 1813808.9994 | 1771509.7132 | 1731440.4797 | 1692376.0561 | 1654661.2763 | 1618340.805 | 1583271.7171 | 1549495.787 | 1516784.9652 | 1484922.7619 | 1455185.4177 | 1426061.4899 | 2219797.3222 | 0 | 1479.45
6366 | 2301311.3202 | 6217.7935 | 0 | 2094036.1872 | 2102678.7398 | 2037885.5858 | 1971117.1479 | 1901134.6503 | 1839169.8485 | 1803492.4573 | 1764921.7288 | 1717187.6538 | 1673212.3938 | 1631549.077 | 1590927.4681 | 1551705.0638 | 1513928.1689 | 1477448.6099 | 1442309.6953 | 1408275.0012 | 1375120.088 | 1344168.0616 | 1313851.9772 | 2301311.3202 | 6217.7935 | 0
6367 | 2366540.6895 | 52230 | 0 | 2107554.4933 | 2116442.0141 | 1738276.1447 | 1358079.003 | 974576.701 | 677218.6833 | 639070.2452 | 597946.4598 | 547399.5979 | 500718.0926 | 456414.0612 | 413181.2643 | 371387.3317 | 331079.8806 | 292106.5377 | 254511.839 | 218052.6593 | 182498.1974 | 149209.0619 | 116573.8937 | 2366540.6895 | 52230 | 0
6368 | 2528377.5695 | 81104.32 | 0 | 2226377.9439 | 2235873.2415 | 1659992.6508 | 1081941.8783 | 500359.9207 | 53815.5541 | 12374.2154 | -32245.9411 | -86933.575 | -137491.5184 | -185509.4033 | -232382.7969 | -277718.9288 | -321466.9255 | -363789.5806 | -404639.3122 | -444275.872 | -482945.8444 | -519195.5751 | -554746.6166 | 2528377.5695 | 81104.32 | 0
6369 | 2641036.5595 | 83909.88 | 0 | 2326388.7609 | 2336307.1483 | 1740361.2175 | 1142148.4065 | 540247.0684 | 78026.6247 | 34865.505 | -11616.0737 | -68613.7146 | -121297.6549 | -171328.3574 | -220163.5724 | -267393.0288 | -312963.5862 | -357045.2917 | -399588.4436 | -440864.3673 | -481130.6346 | -518868.8196 | -555877.1833 | 2641036.5595 | 83909.88 | 0
6370 | 2705266.687 | 81815.928 | 0 | 2387101.2839 | 2397260.8869 | 1814982.191 | 1230381.4842 | 642002.5452 | 189674.6189 | 145653.9717 | 98232.1119 | 40038.4387 | -13736.6245 | -64793.923 | -114626.6597 | -162814.5857 | -209303.2682 | -254266.8899 | -297654.5402 | -339744.1434 | -380799.5352 | -419265.3616 | -456983.6174 | 2705266.687 | 81815.928 | 0
6371 | 2734080.9752 | 92835.256 | 1808.85 | 2400569.9927 | 2410837.8075 | 1753390.5261 | 1093596.5017 | 429984.0024 | -78881.7933 | -123688.3213 | -171932.289 | -231062.8026 | -285727.6428 | -337645.7708 | -388326.294 | -437344.4873 | -484645.3382 | -530404.8846 | -574571.6737 | -617426.5898 | -659236.2791 | -698428.8209 | -736865.8298 | 2734080.9752 | 92835.256 | 1808.85
6372 | 2738805.1281 | 92659.856 | 3025.91 | 2403839.7533 | 2414125.3096 | 1757822.5234 | 1099168.9393 | 436690.2824 | -71345.0012 | -116220.178 | -164538.7339 | -223762.6463 | -278513.1692 | -330512.2339 | -381271.5554 | -430365.6747 | -477739.4842 | -523569.326 | -567803.6584 | -610723.8512 | -652597.011 | -691848.5013 | -730343.1532 | 2738805.1281 | 92659.856 | 3025.91
6373 | 2713012.2859 | 63960.472 | 11743 | 2400282.6335 | 2410471.3251 | 1949489.0688 | 1486178.1534 | 1019078.1881 | 657674.8759 | 614116.4575 | 567147.0883 | 509375.0643 | 456034.3015 | 405419.0847 | 356031.9359 | 308294.3072 | 262260.7871 | 217756.6943 | 174833.0851 | 133211.2397 | 92626.5666 | 54638.8734 | 17400.891 | 2713012.2859 | 63960.472 | 11743
6374 | 2718144.1668 | 91051.456 | 24980.9 | 2364637.2763 | 2374845.2406 | 1729645.4097 | 1082112.5148 | 430783.4027 | -68812.9608 | -113349.6332 | -161303.7085 | -220080.8727 | -274418.3937 | -326025.2129 | -376401.6413 | -425125.4294 | -472141.8853 | -517626.021 | -561526.6834 | -604123.1197 | -645680.4217 | -684635.8315 | -722840.1123 | 2718144.1668 | 91051.456 | 24980.9
6375 | 2684147.5481 | 48874.42 | 29402.7 | 2371366.0566 | 2381446.3469 | 2023263.5545 | 1662776.8785 | 1298541.4656 | 1014395.5753 | 971743.1596 | 925716.0835 | 869001.286 | 816670.6038 | 767036.4696 | 718617.3375 | 671830.1756 | 626728.9918 | 583140.963 | 541116.6026 | 500380.1559 | 460669.8468 | 423528.8872 | 387129.6621 | 2684147.5481 | 48874.42 | 29402.7
6376 | 2623299.1032 | 16672.483 | 23809.2 | 2353629.1597 | 2363480.9342 | 2224740.932 | 2083749.2741 | 1939093.8616 | 1819867.4158 | 1779156.7682 | 1735147.9622 | 1680693.7208 | 1630524.2087 | 1582990.1151 | 1536643.4799 | 1491891.819 | 1448787.9158 | 1407162.865 | 1367066.0349 | 1328227.9221 | 1290392.6848 | 1255068.551 | 1220469.3369 | 2623299.1032 | 16672.483 | 23809.2
6377 | 2632903.7549 | 33515.224 | 23799.8 | 2345561.3463 | 2355449.191 | 2102127.88 | 1846546.6694 | 1587288.2901 | 1382072.8815 | 1340666.5937 | 1295950.0721 | 1240749.8713 | 1189850.0874 | 1141595.3711 | 1094532.4608 | 1049070.3645 | 1005262.0587 | 962938.0199 | 922147.797 | 882620.9 | 844100.5502 | 808100.4979 | 772828.0193 | 2632903.7549 | 33515.224 | 23799.8
6378 | 2699018.4733 | 0 | 11528.7 | 2451686.1822 | 2461822.3201 | 2435767.9345 | 2407396.901 | 2375256.3617 | 2340125.6133 | 2298886.6652 | 2254254.3601 | 2198875.1206 | 2147904.2857 | 2099644.9385 | 2052607.3247 | 2007210.7228 | 1963509.4397 | 1921329.695 | 1880722.2817 | 1841409.9176 | 1803129.3762 | 1767432.4192 | 1732481.3061 | 2699018.4733 | 0 | 11528.7
6379 | 2718686.3118 | 0 | 9462.11 | 2471702.3021 | 2481912.3024 | 2455695.0441 | 2427144.2566 | 2394796.4947 | 2359436.734 | 2317924.2629 | 2272993.7072 | 2217237.904 | 2165922.6295 | 2117338.6014 | 2069985.2096 | 2024284.7877 | 1980292.0384 | 1937831.9151 | 1896955.5809 | 1857383.7329 | 1818851.2264 | 1782921.1311 | 1747742.3147 | 2718686.3118 | 0 | 9462.11
6380 | 2689198.4463 | 0 | 6957.4 | 2447295.3959 | 2457394.6548 | 2431445.5997 | 2403188.3255 | 2371175.2604 | 2336182.8657 | 2295104.4952 | 2250645.1139 | 2195477.8997 | 2144703.0505 | 2096629.8237 | 2049773.8852 | 2004552.9879 | 1961021.2412 | 1919005.4971 | 1878556.3636 | 1839397.5675 | 1801266.8398 | 1765710.2966 | 1730896.8836 | 2689198.4463 | 0 | 6957.4
6381 | 2674511.6084 | 0 | 23588 | 2417261.0945 | 2427305.1971 | 2401493.4623 | 2373386.1145 | 2341543.4877 | 2306737.8027 | 2265879.3799 | 2221658.4115 | 2166788.0901 | 2116286.1452 | 2068471.068 | 2021866.6309 | 1976888.3055 | 1933589.9055 | 1891799.2285 | 1851566.6062 | 1812617.2743 | 1774690.396 | 1739323.6436 | 1704695.9627 | 2674511.6084 | 0 | 23588
6382 | 2640457.2964 | 0 | 42914.7 | 2366855.2859 | 2376771.4979 | 2351264.3812 | 2323490.8815 | 2292029.6637 | 2257643.116 | 2217280.8995 | 2173598.9523 | 2119403.2494 | 2069520.3009 | 2022290.0084 | 1976254.9411 | 1931825.2803 | 1889054.1546 | 1847771.5542 | 1808027.17 | 1769549.736 | 1732081.737 | 1697141.2658 | 1662930.4558 | 2640457.2964 | 0 | 42914.7
6383 | 2568999.8264 | 0 | 60673.4 | 2283882.0995 | 2293529.9536 | 2268652.6903 | 2241570.378 | 2210900.1466 | 2177383.7522 | 2138053.4057 | 2095493.1689 | 2042703.7052 | 1994110.2819 | 1948097.7269 | 1903248.0514 | 1859960.336 | 1818286.2714 | 1778060.449 | 1739331.2147 | 1701834.6437 | 1665320.1898 | 1631264.8625 | 1597919.4499 | 2568999.8264 | 0 | 60673.4
6384 | 2475242.813 | 0 | 64118.5 | 2194871.2011 | 2204166.9517 | 2180118.374 | 2153945.2217 | 2124315.0935 | 2091942.6744 | 2053968.4865 | 2012882.2849 | 1961940.1774 | 1915040.9736 | 1870628.448 | 1827336.3619 | 1785549.2314 | 1745316.8607 | 1706479.8777 | 1669084.8641 | 1632877.5271 | 1597616.4644 | 1564724.781 | 1532517.1037 | 2475242.813 | 0 | 64118.5
6385 | 2375764.6635 | 0 | 67338 | 2100864.6017 | 2109786.763 | 2086609.2365 | 2061392.5206 | 2032857.7618 | 2001690.9229 | 1965147.446 | 1925617.0249 | 1876626.7994 | 1831516.9963 | 1788793.9337 | 1747146.2809 | 1706943.1007 | 1668232.1957 | 1630860.5988 | 1594873.0197 | 1560025.3853 | 1526085.9951 | 1494420.7607 | 1463412.0427 | 2375764.6635 | 0 | 67338
6386 | 2305280.9357 | 0 | 68506.3 | 2035370.4851 | 2044027.9455 | 2021469.7044 | 1996932.772 | 1969176.236 | 1938865.7078 | 1903338.0547 | 1864912.0735 | 1817306.9396 | 1773467.1044 | 1731943.2003 | 1691462.8011 | 1652384.0201 | 1614753.2417 | 1578422.0372 | 1543433.7895 | 1509551.6671 | 1476550.8431 | 1445756.7058 | 1415599.6074 | 2305280.9357 | 0 | 68506.3
6387 | 2234225.9928 | 0 | 55440.5 | 1983589.1584 | 1991979.7727 | 1970045.79 | 1946194.1047 | 1919222.0525 | 1889774.729 | 1855271.0865 | 1817958.45 | 1771749.587 | 1729189.9661 | 1688874.8931 | 1649571.1613 | 1611625.846 | 1575083.9022 | 1539801.4757 | 1505820.6127 | 1472911.7811 | 1440857.084 | 1410941.0576 | 1381642.4348 | 2234225.9928 | 0 | 55440.5
6388 | 2185405.0206 | 0 | 43273.7 | 1951200.3 | 1959407.5675 | 1937902.3992 | 1914521.4328 | 1888088.2838 | 1859233.9518 | 1825433.7883 | 1788886.0114 | 1743636.403 | 1701956.2956 | 1662471.6895 | 1623976.3255 | 1586809.6948 | 1551015.7697 | 1516453.8399 | 1483165.0325 | 1450924.8311 | 1419520.1002 | 1390207.307 | 1361498.4263 | 2185405.0206 | 0 | 43273.7
6389 | 2102813.6404 | 0 | 29641.1 | 1889457.2333 | 1897354.3297 | 1876571.8143 | 1853984.3915 | 1828460.1349 | 1800606.1973 | 1767993.3423 | 1732736.7124 | 1689107.1127 | 1648912.1146 | 1610829.645 | 1573699.0317 | 1537846.9358 | 1503315.668 | 1469969.8355 | 1437849.0112 | 1406737.1638 | 1376429.2127 | 1348134.1401 | 1320420.1568 | 2102813.6404 | 0 | 29641.1
6390 | 2094617.8603 | 6700.0445 | 41921.7 | 1862996.8447 | 1870863.1619 | 1804601.4697 | 1736541.9046 | 1665556.9523 | 1603638.2862 | 1570917.5921 | 1535563.4273 | 1491868.9266 | 1451595.6411 | 1413426.6504 | 1376205.8061 | 1340258.4961 | 1305626.8663 | 1272176.0515 | 1239945.4705 | 1208719.9338 | 1178295.1601 | 1149875.4197 | 1122034.5039 | 2094617.8603 | 6700.0445 | 41921.7
6391 | 2161745.7222 | 60326.856 | 31104.9 | 1881449.9738 | 1889568.3891 | 1458152.538 | 1024881.1962 | 588590.715 | 252432.2102 | 216960.4973 | 178770.9166 | 131973.7109 | 88707.3627 | 47612.7472 | 7496.6641 | -31305.0706 | -68748.9606 | -104974.193 | -139940.0859 | -173868.725 | -206970.9385 | -238003.8616 | -268439.4103 | 2161745.7222 | 60326.856 | 31104.9
6392 | 2268123.7097 | 16073.261 | 22659.5 | 2031233.092 | 2039751.0088 | 1908236.6713 | 1774775.5357 | 1638146.6909 | 1526321.915 | 1490781.448 | 1452389.369 | 1404966.0897 | 1361247.4189 | 1319807.3503 | 1279393.9671 | 1240359.6103 | 1202749.9168 | 1166418.8502 | 1131409.0943 | 1097487.6347 | 1064433.2687 | 1033550.0212 | 1003293.5446 | 2268123.7097 | 16073.261 | 22659.5
6393 | 2353319.4614 | 41649.436 | 31748.9 | 2074320.0207 | 2083157.8893 | 1777021.8466 | 1468865.8798 | 1157423.2177 | 914157.5638 | 876536.7229 | 835957.1571 | 786007.1592 | 739900.923 | 696158.8785 | 653482.0838 | 612236.1148 | 572468.3228 | 534027.1856 | 496956.9905 | 461015.9706 | 425974.6141 | 393185.9282 | 361047.5561 | 2353319.4614 | 41649.436 | 31748.9
6394 | 2393927.2179 | 95684.8 | 36155.3 | 2052938.2587 | 2061928.6293 | 1388094.1554 | 712204.9025 | 32972.2406 | -486293.9967 | -526297.1051 | -569309.9928 | -621855.0043 | -670489.9279 | -716719.8646 | -761866.17 | -805556.9599 | -847744.0663 | -888581.6257 | -928024.5866 | -966318.8879 | -1003698.0016 | -1038785.5737 | -1073211.6105 | 2393927.2179 | 95684.8 | 36155.3
6395 | 2436004.6837 | 104113.456 | 42472.3 | 2076593.9108 | 2085742.3029 | 1354234.7467 | 620636.2953 | -116364.3315 | -679120.4465 | -720014.2254 | -763970.6857 | -817626.8137 | -867304.1271 | -914534.1817 | -960661.5583 | -1005307.8362 | -1048424.0006 | -1090166.8975 | -1130490.6833 | -1169645.6199 | -1207869.2827 | -1243761.1262 | -1278979.8066 | 2436004.6837 | 104113.456 | 42472.3
6396 | 2442746.8163 | 96442.928 | 35409.4 | 2097480.4354 | 2106654.1476 | 1427226.0204 | 745701.2109 | 60764.81 | -462970.7963 | -503713.5438 | -547527.4492 | -601067.8682 | -650618.4603 | -697715.0205 | -743705.8507 | -788211.483 | -831182.7669 | -872776.9824 | -912948.1593 | -951947.2518 | -990012.4932 | -1025739.4614 | -1060791.4035 | 2442746.8163 | 96442.928 | 35409.4
6397 | 2413232.7297 | 102716.08 | 51854.3 | 2047826.837 | 2056889.7093 | 1335068.0203 | 611174.9819 | -116088.428 | -671456.9717 | -711989.8986 | -755556.8767 | -808732.8493 | -857967.2016 | -904777.1722 | -950494.7727 | -994745.12 | -1037479.6575 | -1078853.7647 | -1118822.0269 | -1157632.3662 | -1195520.1376 | -1231097.8875 | -1266008.7672 | 2413232.7297 | 102716.08 | 51854.3
6398 | 2358470.7969 | 101279.792 | 56856.2 | 1994283.6464 | 2003140.8608 | 1291557.1886 | 577949.1708 | -138952.7369 | -686340.1143 | -726043.3018 | -768711.6906 | -820771.0233 | -868978.1802 | -914815.9705 | -959586.1791 | -1002922.4298 | -1044777.2681 | -1085302.5475 | -1124453.8837 | -1162473.5732 | -1199591.6299 | -1234452.0849 | -1268660.8027 | 2358470.7969 | 101279.792 | 56856.2
6399 | 2370012.7813 | 80297.104 | 70532.5 | 2012123.6368 | 2021024.197 | 1451977.5944 | 880896.7392 | 306505.8745 | -134043.832 | -173220.9764 | -215377.8335 | -266971.5921 | -314694.3232 | -360036.0922 | -404305.055 | -447133.0424 | -488472.3674 | -528475.627 | -567098.2196 | -604583.6273 | -641162.9897 | -675473.7022 | -709129.4878 | 2370012.7813 | 80297.104 | 70532.5
6400 | 2367506.8458 | 78693.6 | 68526.6 | 2013446.04 | 2022337.1892 | 1464211.4163 | 904053.5418 | 340589.1576 | -91756.4857 | -130846.2697 | -172912.6157 | -224405.8851 | -272032.22 | -317280.1103 | -361456.3288 | -404193.0955 | -445442.7739 | -485357.7994 | -523893.6179 | -561293.4539 | -597788.2026 | -632016.7001 | -665590.9633 | 2367506.8458 | 78693.6 | 68526.6
6401 | 2430184.7271 | 32102.926 | 52016.7 | 2133748.553 | 2142875.0884 | 1900929.7651 | 1656898.5421 | 1409473.272 | 1213915.3279 | 1175471.4412 | 1133972.1902 | 1082796.4455 | 1035590.0094 | 990824.9852 | 947160.0046 | 904972.5841 | 864311.6215 | 825020.6455 | 787145.39 | 750436.1913 | 714656.0414 | 681202.1398 | 648419.7929 | 2430184.7271 | 32102.926 | 52016.7
6402 | 2543650.4777 | 0 | 47535.8 | 2273885.0328 | 2283437.6877 | 2258743.7363 | 2231866.494 | 2201436.7361 | 2168188.8994 | 2129184.4792 | 2086982.0393 | 2034651.3084 | 1986475.2139 | 1940854.5212 | 1896385.2334 | 1853462.4932 | 1812137.4814 | 1772246.4212 | 1733837.1818 | 1696648.4426 | 1660432.1294 | 1626650.6777 | 1593572.1356 | 2543650.4777 | 0 | 47535.8
6403 | 2585381.9879 | 0 | 44735.1 | 2314771.3101 | 2324480.6873 | 2299430.6693 | 2272161.5409 | 2241281.6139 | 2207537.3742 | 2167942.1077 | 2125096.3543 | 2071956.1436 | 2023038.7309 | 1976718.6444 | 1931568.8528 | 1887990.9817 | 1846037.0516 | 1805540.5988 | 1766550.2776 | 1728800.4804 | 1692039.063 | 1657752.4538 | 1624180.2862 | 2585381.9879 | 0 | 44735.1
6404 | 2567439.5854 | 0 | 41820.3 | 2301311.2712 | 2310953.2659 | 2286070.3565 | 2258983.7373 | 2228311.3782 | 2194794.5845 | 2155467.3698 | 2112912.2265 | 2060134.0688 | 2011549.403 | 1965544.0382 | 1920700.8465 | 1877418.6663 | 1835749.157 | 1795527.0102 | 1756800.5426 | 1719305.9897 | 1682792.9575 | 1648737.5583 | 1615391.6426 | 2567439.5854 | 0 | 41820.3
6405 | 2555033.8087 | 0 | 45547.7 | 2286261.9428 | 2295857.3477 | 2271091.7851 | 2244133.161 | 2213606.123 | 2180248.3948 | 2141108.3212 | 2098755.9163 | 2046229.8942 | 1997877.1013 | 1952091.1462 | 1907461.7487 | 1864385.8199 | 1822914.7697 | 1782884.0883 | 1744341.8591 | 1707025.592 | 1670686.1029 | 1636792.3716 | 1603604.6957 | 2555033.8087 | 0 | 45547.7
6406 | 2531872.3417 | 0 | 43375.4 | 2267296.3104 | 2276804.7326 | 2252248.4082 | 2225518.9024 | 2195253.3306 | 2162182.7288 | 2123382.1989 | 2081398.4574 | 2029333.323 | 1981403.5873 | 1936017.421 | 1891777.328 | 1849076.6215 | 1807966.2452 | 1768283.1808 | 1730075.0757 | 1693081.8194 | 1657056.4865 | 1623454.7405 | 1590552.6495 | 2531872.3417 | 0 | 43375.4
6407 | 2474818.2883 | 0 | 39826.8 | 2218775.4656 | 2228069.6219 | 2204017.0315 | 2177840.231 | 2148207.0473 | 2115832.0431 | 2077856.2309 | 2036768.9387 | 1985827.4311 | 1938928.1337 | 1894515.088 | 1851222.2896 | 1809434.1887 | 1769200.581 | 1730362.1216 | 1692965.3844 | 1656756.1201 | 1621492.9677 | 1588598.7883 | 1556388.4976 | 2474818.2883 | 0 | 39826.8
6408 | 2385967.1926 | 0 | 36711.9 | 2140801.8724 | 2149762.3492 | 2126495.4873 | 2101180.6787 | 2072533.5783 | 2041243.0944 | 2004552.8831 | 1964862.9004 | 1915672.4889 | 1870379.164 | 1827482.8292 | 1785666.5225 | 1745300.8915 | 1706433.9443 | 1668912.0566 | 1632780.1303 | 1597793.0441 | 1563718.1025 | 1531927.083 | 1500795.399 | 2385967.1926 | 0 | 36711.9
6409 | 2292294.0614 | 0 | 41905.2 | 2050119.3276 | 2058728.0159 | 2036281.3752 | 2011867.1904 | 1984251.5395 | 1954096.2845 | 1918753.2955 | 1880528.3061 | 1833175.8751 | 1789567.5309 | 1748262.071 | 1707994.2373 | 1669120.1257 | 1631685.8594 | 1595543.8457 | 1560737.2233 | 1527030.4947 | 1494200.0999 | 1463563.9602 | 1433561.2706 | 2292294.0614 | 0 | 41905.2
6410 | 2221590.3281 | 0 | 30903.2 | 1996594.7266 | 2004937.8877 | 1983112.4588 | 1959380.1729 | 1932545.1673 | 1903248.8893 | 1868924.8882 | 1831807.7795 | 1785844.7568 | 1743510.338 | 1703407.773 | 1664310.8296 | 1626564.6203 | 1590213.8455 | 1555115.465 | 1521311.2868 | 1488573.0773 | 1456684.1717 | 1426921.8415 | 1397773.4231 | 2221590.3281 | 0 | 30903.2
6411 | 2173353.8803 | 0 | 27418.5 | 1956057.2247 | 1964219.2343 | 1942818.2604 | 1919551.8322 | 1893250.0524 | 1864540.4408 | 1830912.2709 | 1794551.639 | 1749537.1606 | 1708072.4998 | 1668791.2335 | 1630493.7541 | 1593517.6809 | 1557906.7438 | 1523521.0082 | 1490401.3746 | 1458324.5646 | 1427078.618 | 1397913.0734 | 1369348.111 | 2173353.8803 | 0 | 27418.5
6412 | 2123731.6133 | 0 | 30215.5 | 1907973.2777 | 1915948.9314 | 1894983.7882 | 1872195.783 | 1846441.7296 | 1818334.8203 | 1785421.6539 | 1749838.4133 | 1705798.9119 | 1665228.1781 | 1626790.9874 | 1589315.1217 | 1553130.4917 | 1518279.8288 | 1484626.3935 | 1452210.1523 | 1420812.9249 | 1390227.5905 | 1361675.1582 | 1333709.5955 | 2123731.6133 | 0 | 30215.5
6413 | 2024310.7265 | 0 | 38815.6 | 1808638.3382 | 1816240.6177 | 1796145.49 | 1774312.8363 | 1749652.9876 | 1722750.4303 | 1691266.6171 | 1657237.7271 | 1615148.4499 | 1576365.5526 | 1539616.3181 | 1503783.4049 | 1469181.2791 | 1435850.6719 | 1403661.2449 | 1372651.0938 | 1342612.252 | 1313347.2952 | 1286020.0715 | 1259252.2437 | 2024310.7265 | 0 | 38815.6
6414 | 2002547.5038 | 3340.22 | 36878.6 | 1787373.2704 | 1794893.8183 | 1752278.7244 | 1707944.7844 | 1660814.0445 | 1617141.4916 | 1585856.4541 | 1552053.7017 | 1510277.2187 | 1471771.569 | 1435277.7184 | 1399690.3377 | 1365320.5124 | 1332208.5355 | 1300225.4702 | 1269409.0024 | 1239553.4016 | 1210463.3656 | 1183290.2304 | 1156670.4771 | 2002547.5038 | 3340.22 | 36878.6
6415 | 2030993.7786 | 65430.616 | 19143.3 | 1768979.2 | 1776606.5776 | 1311639.7643 | 844929.6887 | 375383.0845 | 14787.2784 | -18973.2915 | -55287.3404 | -99688.3871 | -140772.1383 | -179815.5127 | -217939.5406 | -254828.7179 | -290442.1788 | -324910.692 | -358196.036 | -390506.864 | -422041.2522 | -451631.51 | -480660.5251 | 2030993.7786 | 65430.616 | 19143.3
6416 | 2119017.8193 | 94700.776 | 7953.03 | 1831233.005 | 1839190.956 | 1174464.7833 | 507919.7946 | -161584.6589 | -672490.4917 | -708495.5087 | -747164.6734 | -794271.3296 | -837916.9173 | -879433.6975 | -919991.2864 | -959260.5058 | -997198.7188 | -1033942.3615 | -1069451.5562 | -1103943.9989 | -1137626.3506 | -1169280.3126 | -1200348.7074 | 2119017.8193 | 94700.776 | 7953.03
6417 | 2180785.877 | 80677.152 | 14687.6 | 1894893.6624 | 1903083.5828 | 1333144.099 | 761332.7817 | 186475.7332 | -253684.6142 | -290119.065 | -329295.3219 | -377155.0179 | -421452.7574 | -463559.636 | -504679.3635 | -544473.1662 | -582897.1645 | -620091.7717 | -656015.9474 | -690893.7334 | -724937.8147 | -756894.38 | -788248.3092 | 2180785.877 | 80677.152 | 14687.6
6418 | 2203109.5972 | 106847.176 | 19608.8 | 1884175.8151 | 1892449.572 | 1144403.0269 | 394465.4873 | -358548.9613 | -932414.8536 | -970043.9813 | -1010442.9817 | -1059614.3096 | -1105187.2189 | -1148546.8405 | -1190909.2059 | -1231932.0736 | -1271571.115 | -1309968.1804 | -1347081.8094 | -1383138.3374 | -1418352.6265 | -1451458.0305 | -1483954.6296 | 2203109.5972 | 106847.176 | 19608.8
6419 | 2220001.9747 | 108002.736 | 26811.4 | 1891234.206 | 1899571.402 | 1143515.5092 | 385554.1227 | -375507.7652 | -955475.9094 | -993392.156 | -1034099.5132 | -1083646.46 | -1129567.3972 | -1173258.0762 | -1215943.8527 | -1257279.8608 | -1297221.432 | -1335911.5045 | -1373308.2998 | -1409639.8886 | -1445122.7808 | -1478480.6179 | -1511224.9821 | 2220001.9747 | 108002.736 | 26811.4
6420 | 2255584.7192 | 108068.728 | 35312.2 | 1915141.4213 | 1923612.2481 | 1166789.6401 | 408030.9967 | -353877.8437 | -934620.2071 | -973056.9255 | -1014329.4913 | -1064583.3297 | -1111153.04 | -1155456.745 | -1198739.4406 | -1240650.7334 | -1281145.239 | -1320368.1864 | -1358277.1277 | -1395103.7892 | -1431068.1508 | -1464873.3966 | -1498055.3364 | 2255584.7192 | 108068.728 | 35312.2
6421 | 2250672.9558 | 94608.744 | 45130.7 | 1914300.2652 | 1922752.6458 | 1257468.8165 | 590253.1676 | -80105.8183 | -592168.4533 | -630094.4016 | -670850.0219 | -720567.3572 | -766608.587 | -810388.7459 | -853150.1187 | -894543.0752 | -934522.3295 | -973232.7947 | -1010632.1152 | -1046951.5126 | -1082410.4879 | -1115715.049 | -1148397.6616 | 2250672.9558 | 94608.744 | 45130.7
6422 | 2239095.807 | 91030.384 | 14144 | 1938299.6304 | 1946708.5332 | 1305846.598 | 663062.7803 | 17151.7945 | -476531.5234 | -514177.7447 | -554639.0826 | -604016.0377 | -649735.7965 | -693206.1152 | -735662.8882 | -776758.2839 | -816447.2493 | -854873.9521 | -891996.2544 | -928044.1887 | -963236.1268 | -996284.7327 | -1028714.5892 | 2239095.807 | 91030.384 | 14144
6423 | 2234064.8208 | 99187.576 | 16826.4 | 1922868.5915 | 1931258.6005 | 1234983.134 | 536790.1032 | -164523.0695 | -699739.6556 | -737588.3972 | -778245.9301 | -827799.0478 | -873703.1866 | -917362.9394 | -960011.4239 | -1001301.5899 | -1041188.4858 | -1079815.9551 | -1117141.9549 | -1153396.0006 | -1188795.9734 | -1222057.4298 | -1254701.5271 | 2234064.8208 | 99187.576 | 16826.4
6424 | 2225773.415 | 6248.2405 | 38489.1 | 1986578.2117 | 1994937.0823 | 1930542.9038 | 1864238.2778 | 1794825.0899 | 1733565.0308 | 1698917.5595 | 1661471.7213 | 1615163.3129 | 1572490.3408 | 1532053.4249 | 1492624.0241 | 1454547.9007 | 1417869.8394 | 1382446.5305 | 1348319.8609 | 1315261.1669 | 1283053.3761 | 1252976.1649 | 1223514.0216 | 2225773.415 | 6248.2405 | 38489.1
6425 | 2333204.1071 | 17341.724 | 74948.4 | 2037070.2849 | 2045832.6104 | 1905084.5456 | 1762333.8224 | 1616324.4973 | 1497202.9228 | 1460643.6328 | 1421150.9082 | 1372367.8465 | 1327395.6915 | 1284767.5198 | 1243195.4925 | 1203042.0609 | 1164354.1711 | 1126981.5965 | 1090968.2456 | 1056074.4181 | 1022072.564 | 990304.1255 | 959180.4421 | 2333204.1071 | 17341.724 | 74948.4
6426 | 2477708.0744 | 0 | 74206.6 | 2187032.9814 | 2196337.9902 | 2172221.4441 | 2145978.2075 | 2116274.5517 | 2083825.8739 | 2045769.8482 | 2004598.7092 | 1953561.8483 | 1906571.9175 | 1862071.1417 | 1818691.9213 | 1776819.1553 | 1736502.6976 | 1697583.0174 | 1660106.7428 | 1623819.3277 | 1588479.1292 | 1555510.67 | 1523226.898 | 2477708.0744 | 0 | 74206.6
6427 | 2593186.7574 | 0 | 49868 | 2316761.3048 | 2326499.9927 | 2301381.6345 | 2274037.467 | 2243071.6004 | 2209232.7744 | 2169525.2584 | 2126557.4429 | 2073264.0932 | 2024206.2892 | 1977753.6523 | 1932474.8432 | 1888772.7 | 1846699.4 | 1806087.9772 | 1766987.2328 | 1729130.7572 | 1692265.6452 | 1657882.8123 | 1624216.5779 | 2593186.7574 | 0 | 49868
6428 | 2640981.2168 | 0 | 28483.6 | 2381764.5333 | 2391682.7128 | 2366155.8577 | 2338362.1699 | 2306880.0323 | 2272471.9843 | 2232087.0819 | 2188381.7901 | 2134160.6563 | 2084253.1328 | 2036998.7915 | 1990939.9127 | 1946486.7589 | 1903692.4692 | 1862387.0002 | 1822620.0526 | 1784120.3067 | 1746630.196 | 1711668.1147 | 1677435.8393 | 2640981.2168 | 0 | 28483.6
6429 | 2652972.2683 | 0 | 6471.53 | 2414720.0395 | 2424683.2514 | 2399060.1194 | 2371159.8624 | 2339554.4087 | 2305009.7599 | 2264461.1194 | 2220577.0138 | 2166129.3204 | 2116014.8225 | 2068565.5534 | 2022317.1745 | 1977681.8113 | 1934712.8441 | 1893239.4573 | 1853311.5775 | 1814656.6529 | 1777015.9476 | 1741914.7499 | 1707546.6718 | 2652972.2683 | 0 | 6471.53
6430 | 2627343.6858 | 0 | 4994.21 | 2392807.8546 | 2402674.8185 | 2377282.5273 | 2349635.1089 | 2318318.2871 | 2284090.6638 | 2243917.0494 | 2200440.1915 | 2146501.7936 | 2096854.7311 | 2049847.1504 | 2004028.8589 | 1959808.0008 | 1917237.4409 | 1876148.0135 | 1836589.163 | 1798290.9705 | 1760997.1997 | 1726218.404 | 1692165.6456 | 2627343.6858 | 0 | 4994.21
6431 | 2540286.7032 | 0 | 9546.57 | 2308804.3692 | 2318344.3915 | 2293718.5462 | 2266912.2972 | 2236558.2305 | 2203389.8117 | 2164472.4221 | 2122361.2419 | 2070135.1645 | 2022058.2293 | 1976533.3167 | 1932158.2863 | 1889327.7583 | 1848092.8458 | 1808289.9887 | 1769966.9927 | 1732862.8829 | 1696729.9133 | 1663028.5851 | 1630029.2371 | 2540286.7032 | 0 | 9546.57
6432 | 2433012.5271 | 0 | 6035.45 | 2214413.4742 | 2223550.6294 | 2199871.8288 | 2174104.7012 | 2144939.5772 | 2113078.9488 | 2075712.1238 | 2035286.3793 | 1985172.8813 | 1939033.3107 | 1895337.9929 | 1852743.9987 | 1811629.2839 | 1772042.8031 | 1733827.9032 | 1697030.3712 | 1661400.2527 | 1626700.264 | 1594329.2306 | 1562630.5333 | 2433012.5271 | 0 | 6035.45
6433 | 2339755.8054 | 0 | 11092.5 | 2124247.2088 | 2133034.1392 | 2110171.9137 | 2085301.4062 | 2057163.1466 | 2026432.7006 | 1990407.109 | 1951439.8456 | 1903156.1576 | 1858694.0774 | 1816582.5624 | 1775530.1577 | 1735900.3319 | 1697740.1634 | 1660899.0033 | 1625420.8839 | 1591065.4313 | 1557604.4569 | 1526383.1696 | 1495808.4479 | 2339755.8054 | 0 | 11092.5
6434 | 2264430.479 | 0 | 9503.3 | 2057091.9867 | 2065596.0336 | 2043395.4875 | 2019251.3134 | 1991944.5881 | 1962129.1284 | 1927188.9933 | 1889401.8895 | 1842598.2911 | 1799493.2689 | 1758663.1387 | 1718858.0219 | 1680429.6862 | 1643423.694 | 1607694.2466 | 1573283.9584 | 1539960.1945 | 1507502.1121 | 1477211.6131 | 1447546.8643 | 2264430.479 | 0 | 9503.3
6435 | 2195636.7302 | 0 | 9477.13 | 1994334.6717 | 2002580.3643 | 1980984.2772 | 1957503.6097 | 1930956.47 | 1901976.8115 | 1868028.166 | 1831319.0432 | 1785867.3483 | 1744001.8663 | 1704342.1647 | 1665676.3365 | 1628345.4625 | 1592393.721 | 1557679.7427 | 1524244.8474 | 1491863.4675 | 1460321.4696 | 1430881.2035 | 1402047.6774 | 2195636.7302 | 0 | 9477.13
6436 | 2178877.8436 | 0 | 24773.6 | 1963743.4791 | 1971926.2338 | 1950478.2189 | 1927160.0082 | 1900798.7311 | 1872023.5022 | 1838317.2136 | 1801871.518 | 1756749.9806 | 1715187.2833 | 1675813.53 | 1637426.0641 | 1600363.363 | 1564669.2677 | 1530203.4879 | 1497007.0281 | 1464856.0425 | 1433538.0321 | 1404305.7113 | 1375675.4994 | 2178877.8436 | 0 | 24773.6
6437 | 2168814.9837 | 0 | 30754.8 | 1948578.5752 | 1956723.5391 | 1935363.1023 | 1912141.1071 | 1885890.0994 | 1857236.2885 | 1823674.1915 | 1787385.3388 | 1742460.7128 | 1701078.4907 | 1661875.1033 | 1623653.4482 | 1586750.4396 | 1551209.7162 | 1516891.6355 | 1483837.0126 | 1451823.0355 | 1420638.1865 | 1391529.3948 | 1363019.9311 | 2168814.9837 | 0 | 30754.8
6438 | 2270502.5889 | 12653.799 | 41962.2 | 2017520.8991 | 2026047.7498 | 1917771.7767 | 1807546.9638 | 1694151.1193 | 1599745.2499 | 1564297.3957 | 1525994.9385 | 1478651.8089 | 1435017.1732 | 1393663.5297 | 1353337.6483 | 1314392.2397 | 1276872.9887 | 1240633.7056 | 1205717.1191 | 1171889.9703 | 1138930.8245 | 1108145.0744 | 1077986.7525 | 2270502.5889 | 12653.799 | 41962.2
6439 | 2337480.2648 | 68237.192 | 43347.2 | 2021678.582 | 2030456.9667 | 1543727.1199 | 1054990.9443 | 562990.1947 | 184370.5343 | 146108.898 | 104908.4506 | 54400.6395 | 7710.7195 | -36630.9213 | -79914.482 | -121776.8473 | -162170.9846 | -201247.3962 | -238962.0929 | -275555.2146 | -311254.728 | -344716.7325 | -377532.8003 | 2337480.2648 | 68237.192 | 43347.2
6440 | 2502998.0342 | 95595.536 | 45487.1 | 2143237.4119 | 2152637.3969 | 1478466.3493 | 802146.9041 | 122331.7193 | -397789.5855 | -439346.7586 | -484050.8409 | -538721.3446 | -589303.611 | -637371.3157 | -684306.0173 | -729718.8881 | -773559.5653 | -815989.2082 | -856960.7127 | -896731.223 | -935544.8483 | -971962.5261 | -1007688.5281 | 2502998.0342 | 95595.536 | 45487.1
6441 | 2608717.7843 | 103665.824 | 44951.6 | 2232186.0174 | 2241983.032 | 1512017.2767 | 779812.3812 | 43964.0958 | -518591.786 | -561943.6328 | -608575.3055 | -665594.3539 | -718352.4891 | -768489.8545 | -817446.3618 | -864816.7604 | -910548.5602 | -954809.7275 | -997551.1686 | -1039040.8889 | -1079533.308 | -1117528.5814 | -1154802.9644 | 2608717.7843 | 103665.824 | 44951.6
6442 | 2693058.6712 | 106418.928 | 39076.6 | 2312280.2387 | 2322393.9946 | 1572968.6256 | 821231.7243 | 65733.6406 | -511886.5129 | -556547.9582 | -604595.2676 | -663365.7806 | -717737.6233 | -769403.9658 | -819851.2726 | -868661.191 | -915779.5342 | -961379.6987 | -1005411.0038 | -1048150.1192 | -1089859.6905 | -1128991.3822 | -1167378.8769 | 2693058.6712 | 106418.928 | 39076.6
6443 | 2735723.0631 | 44497.664 | 61636.5 | 2390578.5593 | 2400852.5409 | 2071994.4977 | 1740788.3019 | 1405761.3379 | 1143328.3542 | 1100102.1455 | 1053436.4327 | 995877.6356 | 942787.1939 | 892445.114 | 843341.3823 | 795900.9789 | 750178.9493 | 705999.1499 | 663413.0645 | 622139.6399 | 581912.07 | 544303.2193 | 507450.3554 | 2735723.0631 | 44497.664 | 61636.5
6444 | 2734558.4447 | 88463.424 | 33550.9 | 2373635.5295 | 2383905.1374 | 1756167.2859 | 1126082.2814 | 492178.1353 | 5590.1298 | -39084.7247 | -87197.619 | -146198.9605 | -200733.8487 | -252521.5451 | -303071.4205 | -351958.6757 | -399128.2886 | -444756.3278 | -488791.3316 | -531514.2332 | -573191.7255 | -612251.6134 | -650555.8363 | 2734558.4447 | 88463.424 | 33550.9
6445 | 2737235.9196 | 28152.614 | 32101.7 | 2437839.0929 | 2448118.7561 | 2230349.668 | 2010231.1289 | 1786289.7087 | 1607161.7857 | 1564443.1541 | 1518283.1163 | 1461223.9703 | 1408635.6507 | 1358797.2128 | 1310197.8078 | 1263262.651 | 1218046.8183 | 1174374.0686 | 1132295.9142 | 1091531.1465 | 1051812.8119 | 1014714.6446 | 978372.8822 | 2737235.9196 | 28152.614 | 32101.7
6446 | 2732573.5373 | 28105.036 | 39178.2 | 2426555.1243 | 2436817.2779 | 2219406.94 | 1999651.153 | 1776078.9964 | 1597244.6424 | 1554589.1302 | 1508498.0737 | 1451526.4735 | 1399018.0846 | 1349254.8934 | 1300728.6247 | 1253863.7694 | 1208715.3096 | 1165107.3045 | 1123091.1786 | 1082386.2023 | 1042725.8766 | 1005681.2554 | 969391.7505 | 2732573.5373 | 28105.036 | 39178.2
6447 | 2703727.4354 | 15559.929 | 32961.6 | 2418990.9102 | 2429144.7326 | 2297265.6204 | 2163065.8186 | 2025089.9343 | 1910563.0988 | 1868734.5222 | 1823506.6681 | 1767513.1297 | 1715935.6871 | 1667074.4629 | 1619437.1037 | 1573443.6194 | 1529148.4118 | 1486377.3971 | 1445181.4572 | 1405282.8259 | 1366417.8174 | 1330140.901 | 1294611.1297 | 2703727.4354 | 15559.929 | 32961.6
6448 | 2686924.5428 | 23538.79 | 33815.9 | 2394822.8652 | 2404913.5844 | 2218938.6469 | 2030657.4421 | 1838623.6221 | 1683617.7334 | 1641764.1768 | 1596532.4683 | 1540601.981 | 1489060.1448 | 1440217.6465 | 1392591.4072 | 1346598.8266 | 1302293.9683 | 1259503.8307 | 1218278.979 | 1178343.3737 | 1139434.9675 | 1103098.569 | 1067504.6725 | 2686924.5428 | 23538.79 | 33815.9
6449 | 2694872.7089 | 3288.208 | 55185.8 | 2400957.3104 | 2411077.8789 | 2362700.1277 | 2312009.287 | 2257554.7305 | 2205702.9468 | 2164408.4031 | 2119725.7147 | 2064312.5996 | 2013301.1176 | 1964996.9583 | 1917912.6559 | 1872466.8447 | 1828713.7482 | 1786479.853 | 1745815.8742 | 1706444.9552 | 1668104.274 | 1632343.2088 | 1597326.8419 | 2694872.7089 | 3288.208 | 55185.8
6450 | 2764245.0526 | 0 | 79953.9 | 2442788.9486 | 2453170.0443 | 2426544.5213 | 2397546.3645 | 2364687.6051 | 2328766.3729 | 2286589.3254 | 2240936.9144 | 2184277.8504 | 2132133.7278 | 2082766.6208 | 2034650.7727 | 1988215.5943 | 1943516.7052 | 1900376.1251 | 1858845.8746 | 1818641.9706 | 1779494.8249 | 1742993.7007 | 1707256.4449 | 2764245.0526 | 0 | 79953.9
6451 | 2842068.9419 | 0 | 71876.3 | 2521891.243 | 2532564.6056 | 2505266.9836 | 2475529.9293 | 2441823.5819 | 2404968.5416 | 2361681.5613 | 2314821.373 | 2256644.6529 | 2203109.9868 | 2152430.5198 | 2103037.5392 | 2055372.5457 | 2009492.7244 | 1965215.0844 | 1922593.1109 | 1881334.8254 | 1841163.05 | 1803711.7915 | 1767045.9073 | 2842068.9419 | 0 | 71876.3
6452 | 2838506.3988 | 0 | 65321 | 2525195.2465 | 2535855.23 | 2508598.8037 | 2478906.0029 | 2445248.8844 | 2408447.02 | 2365221.278 | 2318426.8071 | 2260329.9897 | 2206869.4075 | 2156260.4453 | 2106936.357 | 2059338.0896 | 2013522.7568 | 1969307.5969 | 1926746.0282 | 1885546.438 | 1845431.9961 | 1808034.6609 | 1771421.7154 | 2838506.3988 | 0 | 65321
6453 | 2823582.001 | 0 | 60399.7 | 2516496.04 | 2527099.975 | 2499982.949 | 2470442.3586 | 2436958.2943 | 2400346.0186 | 2357343.641 | 2310791.2982 | 2252996.0349 | 2199812.6302 | 2149465.8521 | 2100397.1923 | 2053045.2793 | 2007466.9265 | 1963480.3332 | 1921138.6367 | 1880151.7578 | 1840244.3216 | 1803039.7059 | 1766615.3558 | 2823582.001 | 0 | 60399.7
6454 | 2752102.2757 | 0 | 61941.1 | 2449719.8427 | 2460055.3363 | 2433570.6332 | 2404723.7188 | 2372033.1605 | 2336293.5824 | 2294325.6695 | 2248897.6597 | 2192511.3469 | 2140620.1422 | 2091493.7543 | 2043613.1287 | 1997405.7901 | 1952927.1135 | 1909999.9006 | 1868675.9435 | 1828672.5064 | 1789721.1856 | 1753404.2627 | 1717847.8528 | 2752102.2757 | 0 | 61941.1
6455 | 2600916.1284 | 0 | 29655.7 | 2344027.6883 | 2353795.4038 | 2328638.6748 | 2301249.502 | 2270227.8352 | 2236324.6457 | 2196535.2737 | 2153475.8845 | 2100060.1843 | 2050892.6544 | 2004338.0567 | 1958960.7856 | 1915164.8798 | 1873002.6723 | 1832306.6993 | 1793125.9075 | 1755193.0932 | 1718254.5975 | 1683805.7796 | 1650075.6961 | 2600916.1284 | 0 | 29655.7
6456 | 2503828.565 | 0 | 52181.7 | 2232896.3181 | 2242299.4222 | 2218000.5418 | 2191552.5508 | 2161607.6603 | 2128888.8092 | 2090503.4964 | 2048970.2302 | 1997467.2356 | 1950053.8349 | 1905155.8301 | 1861391.2044 | 1819148.9145 | 1778479.3399 | 1739221.2678 | 1701421.8179 | 1664823.7607 | 1629182.906 | 1595938.7938 | 1563386.587 | 2503828.565 | 0 | 52181.7
6457 | 2393134.1856 | 0 | 43518 | 2140536.6108 | 2149524.0032 | 2126194.3856 | 2100810.6697 | 2072084.6524 | 2040707.3115 | 2003914.0233 | 1964111.9529 | 1914780.9164 | 1869358.6725 | 1826340.6188 | 1784405.8374 | 1743926.0893 | 1704949.5267 | 1667322.064 | 1631088.7377 | 1596003.6906 | 1561833.5279 | 1529954.1477 | 1498736.0836 | 2393134.1856 | 0 | 43518
6458 | 2315058.809 | 0 | 37992.5 | 2074807.9006 | 2083502.0817 | 2060858.2235 | 2036227.2814 | 2008363.0797 | 1977934.053 | 1942265.773 | 1903686.8715 | 1855889.8838 | 1811874.1655 | 1770184.2013 | 1729542.168 | 1690307.6978 | 1652527.3721 | 1616052.1322 | 1580925.5455 | 1546909.7756 | 1513779.0423 | 1482864.3553 | 1452589.4091 | 2315058.809 | 0 | 37992.5
6459 | 2242175.8261 | 0 | 15995.2 | 2030289.7433 | 2038710.213 | 2016706.62 | 1992778.5007 | 1965718.9117 | 1936175.2438 | 1901557.2655 | 1864120.2982 | 1817755.4498 | 1775052.8283 | 1734602.7412 | 1695167.5939 | 1657095.6967 | 1620432.1644 | 1585032.631 | 1550939.2923 | 1517921.7996 | 1485761.4806 | 1455747.442 | 1426353.0039 | 2242175.8261 | 0 | 15995.2
6460 | 2206108.5433 | 0 | 18645.3 | 1994723.43 | 2003008.4494 | 1981321.9968 | 1957741.9756 | 1931080.8569 | 1901975.618 | 1867877.6931 | 1831006.1251 | 1785350.2884 | 1743297.7686 | 1703461.5493 | 1664623.9437 | 1627127.6591 | 1591017.0846 | 1556150.1767 | 1522568.4522 | 1490045.2677 | 1458365.4686 | 1428797.4252 | 1399839.0155 | 2206108.5433 | 0 | 18645.3
6461 | 2226587.7718 | 0 | 11103.8 | 2020954.9615 | 2029316.8905 | 2007450.5833 | 1983673.1295 | 1956785.9766 | 1927432.0147 | 1893039.0199 | 1855846.6345 | 1809788.4362 | 1767367.0043 | 1727182.4468 | 1688005.773 | 1650182.8717 | 1613758.544 | 1578589.4277 | 1544717.4252 | 1511913.7891 | 1479961.3676 | 1450140.3051 | 1420934.5354 | 2226587.7718 | 0 | 11103.8
6462 | 2334805.7416 | 9575.177 | 1422.1 | 2119824.8373 | 2128593.1778 | 2040682.9226 | 1950768.6343 | 1857593.5072 | 1778104.9222 | 1741834.4042 | 1702628.4378 | 1654125.757 | 1609436.5989 | 1567093.0331 | 1525806.3369 | 1485939.2099 | 1447538.6309 | 1410454.27 | 1374730.0658 | 1340126.1535 | 1306414.8269 | 1274938.449 | 1244107.2688 | 2334805.7416 | 9575.177 | 1422.1
6463 | 2366127.2215 | 32305.702 | 0 | 2127101.4466 | 2135987.4146 | 1893272.4668 | 1648526.6015 | 1400476.1534 | 1204708.6225 | 1167227.2583 | 1126771.0665 | 1076893.4447 | 1030880.5041 | 987244.622 | 944679.7874 | 903553.5656 | 863913.5656 | 825607.4407 | 788679.7191 | 752887.3181 | 717999.4769 | 685376.5663 | 653407.5088 | 2366127.2215 | 32305.702 | 0
6464 | 2512971.4186 | 72964.856 | 0 | 2220457.2373 | 2229894.6773 | 1709481.848 | 1186912.0606 | 660832.6045 | 255974.5922 | 215024.9107 | 170915.7808 | 116800.5177 | 66789.7816 | 19303.6267 | -27045.0106 | -71865.7531 | -115108.0376 | -156933.6654 | -197295.3447 | -236451.2443 | -274646.4463 | -310436.1538 | -345531.4295 | 2512971.4186 | 72964.856 | 0
6465 | 2622837.0185 | 100956.824 | 0 | 2292732.3047 | 2302582.3439 | 1590909.0012 | 876984.3994 | 159396.6884 | -389518.2724 | -432983.2945 | -479745.8939 | -536952.0888 | -589874.3091 | -640161.5752 | -689261.5919 | -736766.9154 | -782624.7715 | -827004.0356 | -869855.3482 | -911448.1652 | -952038.2834 | -990117.7404 | -1027472.4054 | 2622837.0185 | 100956.824 | 0
6466 | 2704766.1177 | 104663.232 | 0 | 2363797.1435 | 2373954.8666 | 1636362.3757 | 896448.3036 | 152756.6983 | -416053.7952 | -460825.3615 | -508997.5111 | -567939.4809 | -622463.6583 | -674270.5739 | -724853.1543 | -773791.2283 | -821030.3732 | -866744.7396 | -910883.4262 | -953724.3058 | -995531.1654 | -1034748.9387 | -1073219.2799 | 2704766.1177 | 104663.232 | 0
6467 | 2744629.0385 | 105793.368 | 0 | 2399047.2475 | 2409354.6754 | 1663724.5368 | 915738.6014 | 163919.4594 | -411142.0409 | -456530.2485 | -505369.1574 | -565136.6123 | -620421.1654 | -672948.4095 | -724233.2741 | -773849.3955 | -821741.5491 | -868086.4518 | -912832.4523 | -956261.5187 | -998641.3257 | -1038393.8884 | -1077388.0033 | 2744629.0385 | 105793.368 | 0
6468 | 2748619.9006 | 106030.824 | 0 | 2402451.9863 | 2412774.4019 | 1665488.5443 | 915843.4644 | 162359.6044 | -413967.4733 | -459427.4828 | -508343.2109 | -568203.376 | -623574.1208 | -676183.5473 | -727548.7878 | -777242.8587 | -825210.4549 | -871628.5505 | -916445.4191 | -959943.4385 | -1002390.673 | -1042206.8429 | -1081263.4622 | 2748619.9006 | 106030.824 | 0
6469 | 2750368.3533 | 12068.759 | 862.289 | 2497147.4589 | 2507476.4408 | 2398931.9613 | 2288026.7589 | 2173280.3343 | 2075997.9579 | 2033624.1474 | 1987792.4198 | 1931009.2934 | 1878718.4431 | 1829190.6676 | 1780907.8695 | 1734297.3041 | 1689414.3117 | 1646081.8055 | 1604351.545 | 1563940.9724 | 1524581.8534 | 1487855.4725 | 1451889.1254 | 2750368.3533 | 12068.759 | 862.289
6470 | 2752709.9827 | 13188.45 | 1068.36 | 2497958.7465 | 2508296.5224 | 2392114.2572 | 2273569.2591 | 2151179.7685 | 2048154.6737 | 2005704.5175 | 1959793.5002 | 1902921.7602 | 1850546.121 | 1800935.909 | 1752571.7343 | 1705881.2162 | 1660919.7417 | 1617510.0736 | 1575704.0153 | 1535218.7686 | 1495785.8705 | 1458987.9521 | 1422950.7146 | 2752709.9827 | 13188.45 | 1068.36
6471 | 2729885.2923 | 12551.846 | 3063.32 | 2475769.8116 | 2486021.8696 | 2374362.9525 | 2260360.8936 | 2142546.2197 | 2043039.3049 | 2000934.3358 | 1955397.2021 | 1898990.2289 | 1847042.0761 | 1797836.4204 | 1749866.4703 | 1703556.2991 | 1658960.835 | 1615904.31 | 1574438.0982 | 1534281.7461 | 1495169.0169 | 1458669.4189 | 1422924.1944 | 2729885.2923 | 12551.846 | 3063.32
6472 | 2691458.9401 | 0 | 4983.41 | 2451332.3884 | 2461440.1365 | 2435444.4616 | 2407138.6274 | 2375073.8451 | 2340027.2288 | 2298889.521 | 2254367.9604 | 2199129.566 | 2148287.2289 | 2100148.785 | 2053228.6527 | 2007944.936 | 1964351.7898 | 1922275.9204 | 1881767.9785 | 1842551.4587 | 1804363.8714 | 1768752.6325 | 1733885.1484 | 2691458.9401 | 0 | 4983.41
6473 | 2686010.1443 | 0 | 2155.35 | 2449187.6944 | 2459274.9797 | 2433328.3862 | 2405076.3104 | 2373072.8964 | 2338093.6851 | 2297035.7135 | 2252600.7396 | 2197470.628 | 2146727.6739 | 2098683.139 | 2051854.4493 | 2006658.8623 | 1963150.4233 | 1921156.1894 | 1880726.7088 | 1841586.0357 | 1803472.2123 | 1767929.5213 | 1733129.0795 | 2686010.1443 | 0 | 2155.35
6474 | 2760626.2085 | 0 | 0 | 2519440.17 | 2529807.6751 | 2503213.8395 | 2474250.4762 | 2441431.5645 | 2405554.1892 | 2363429.1885 | 2317833.3742 | 2261245.3163 | 2209166.289 | 2159860.6418 | 2111804.6152 | 2065427.0583 | 2020783.5174 | 1977696.2456 | 1936217.1952 | 1896062.7547 | 1856963.6893 | 1820507.1811 | 1784813.5415 | 2760626.2085 | 0 | 0
6475 | 2831421.3781 | 0 | 0 | 2584050.2188 | 2594683.5945 | 2567479.2048 | 2537844.5219 | 2504255.4165 | 2467529.4144 | 2424395.5692 | 2377701.9025 | 2319734.1006 | 2266390.9616 | 2215892.3249 | 2166675.3549 | 2119179.8982 | 2073462.9257 | 2029342.1322 | 1986870.8023 | 1945758.0515 | 1905727.7403 | 1868407.7538 | 1831870.1992 | 2831421.3781 | 0 | 0
6476 | 2822981.3963 | 0 | 0 | 2576347.608 | 2586949.2875 | 2559828.8012 | 2530285.2661 | 2496799.0959 | 2460185.3797 | 2417182.9209 | 2370631.2519 | 2312839.0539 | 2259657.7336 | 2209312.4365 | 2160244.9857 | 2112893.9167 | 2067316.0306 | 2023329.5654 | 1980987.6471 | 1940000.2582 | 1900092.0824 | 1862886.1522 | 1826460.3217 | 2822981.3963 | 0 | 0
6477 | 2805115.2412 | 0 | 0 | 2560042.355 | 2570576.9383 | 2543621.6111 | 2514258.57 | 2480977.8461 | 2444589.3698 | 2401852.5842 | 2355589.0508 | 2298156.1277 | 2245304.9008 | 2195271.7485 | 2146508.3552 | 2099450.481 | 2054154.5675 | 2010440.0031 | 1968359.5776 | 1927625.1089 | 1887963.0231 | 1850986.081 | 1814784.3013 | 2805115.2412 | 0 | 0
6478 | 2747258.4336 | 0 | 0 | 2507240.2897 | 2517557.5923 | 2491115.3029 | 2462314.9597 | 2429677.7378 | 2393996.8624 | 2352098.6145 | 2306746.3595 | 2250455.0888 | 2198651.0146 | 2149606.8909 | 2101806.3369 | 2055676.1248 | 2011271.5322 | 1968415.6726 | 1927160.2471 | 1887223.0173 | 1848336.0521 | 1812078.8481 | 1776580.8186 | 2747258.4336 | 0 | 0
6479 | 2622031.5134 | 0 | 0 | 2392953.9977 | 2402801.0118 | 2377459.3921 | 2349867.2047 | 2318613.0331 | 2284453.9453 | 2244360.8884 | 2200971.2668 | 2147141.2571 | 2097593.9063 | 2050680.7006 | 2004954.3795 | 1960822.262 | 1918337.1059 | 1877330.0877 | 1837850.5518 | 1799629.1249 | 1762410.0889 | 1727700.9431 | 1693716.3666 | 2622031.5134 | 0 | 0
6480 | 2463391.5003 | 0 | 4346.37 | 2243827.4251 | 2253078.6682 | 2229133.8631 | 2203074.6557 | 2173575.0241 | 2141346.2316 | 2103542.4912 | 2062641.6373 | 2011932.067 | 1965246.0431 | 1921034.7914 | 1877938.6146 | 1836340.1877 | 1796289.0766 | 1757626.6721 | 1720399.333 | 1684353.9839 | 1649250.3784 | 1616504.8079 | 1584439.9683 | 2463391.5003 | 0 | 4346.37
6481 | 2361939.4804 | 0 | 3069.34 | 2152515.9354 | 2161386.1764 | 2138329.706 | 2113245.9128 | 2084863.3853 | 2053864.0944 | 2017519.4535 | 1978205.2503 | 1929486.2917 | 1884625.1743 | 1842136.9082 | 1800717.7941 | 1760734.7466 | 1722235.2905 | 1685067.3487 | 1649275.3707 | 1614616.7038 | 1580860.9958 | 1549366.2097 | 1518524.1195 | 2361939.4804 | 0 | 3069.34
6482 | 2282259.8051 | 0 | 2423 | 2080443.9284 | 2089014.9331 | 2066658.2698 | 2042342.675 | 2014839.6282 | 1984808.0941 | 1949611.5347 | 1911545.5906 | 1864392.1592 | 1820966.4253 | 1779833.495 | 1739733.6488 | 1701021.4239 | 1663742.7416 | 1627750.6552 | 1593088.1146 | 1559520.6531 | 1526825.6892 | 1496315.3755 | 1466435.739 | 2282259.8051 | 0 | 2423
6483 | 2217945.7959 | 0 | 619.231 | 2023552.5731 | 2031882.0472 | 2010090.6173 | 1986395.4585 | 1959602.6701 | 1930352.6471 | 1896083.149 | 1859025.1254 | 1813135.6996 | 1770868.9248 | 1730830.3426 | 1691795.7322 | 1654109.64 | 1617816.6931 | 1582774.0859 | 1549023.558 | 1516337.2498 | 1484498.8524 | 1454783.5417 | 1425681.1358 | 2217945.7959 | 0 | 619.231
6484 | 2204261.5121 | 0 | 7123.03 | 2004560.0372 | 2012838.1201 | 1991167.8405 | 1967605.5777 | 1940964.797 | 1911881.9422 | 1877810.5817 | 1840967.9002 | 1795348.3044 | 1753329.0088 | 1713524.1582 | 1674717.085 | 1637250.21 | 1601167.8849 | 1566328.1851 | 1532772.5927 | 1500274.6541 | 1468619.3948 | 1439074.1231 | 1410137.9748 | 2204261.5121 | 0 | 7123.03
6485 | 2190062.8861 | 0 | 12875.3 | 1985849.6244 | 1994074.3845 | 1972527.8968 | 1949101.6129 | 1922616.6412 | 1893705.326 | 1859837.6381 | 1823216.4806 | 1777874.9449 | 1736110.5182 | 1696546.2722 | 1657973.3766 | 1620732.0463 | 1584866.3474 | 1550235.2695 | 1516880.0276 | 1484575.6265 | 1453108.4767 | 1423737.7233 | 1394972.1694 | 2190062.8861 | 0 | 12875.3
6486 | 2270958.4765 | 12322.106 | 26859.5 | 2033371.3505 | 2041899.9132 | 1935874.8293 | 1827900.5143 | 1716754.5309 | 1624034.2974 | 1588590.8927 | 1550292.312 | 1502951.2435 | 1459319.4137 | 1417969.0339 | 1377646.6226 | 1338704.9614 | 1301189.744 | 1264954.7516 | 1230042.7213 | 1196220.3476 | 1163266.151 | 1132485.7865 | 1102332.9763 | 2270958.4765 | 12322.106 | 26859.5
6487 | 2318884.0155 | 65711.624 | 21804.5 | 2028775.2885 | 2037483.8351 | 1568085.876 | 1096697.5498 | 622070.6215 | 256553.1212 | 218642.7424 | 177816.9329 | 127757.8061 | 81486.1964 | 37544.1837 | -5348.1665 | -46830.6279 | -86856.5421 | -125575.214 | -162943.0044 | -199198.1426 | -234566.7819 | -267715.7132 | -300223.8466 | 2318884.0155 | 65711.624 | 21804.5
6488 | 2483077.4771 | 92475.872 | 17017.1 | 2156646.9066 | 2165972.0802 | 1513183.2382 | 858263.0969 | 199875.0375 | -304099.0164 | -345266.1723 | -389555.192 | -443731.3136 | -493851.7349 | -541477.6072 | -587979.4935 | -632971.6607 | -676404.147 | -718436.8289 | -759022.9772 | -798417.6897 | -836863.1328 | -872931.6968 | -908314.0899 | 2483077.4771 | 92475.872 | 17017.1
6489 | 2609222.451 | 101141.528 | 8879.96 | 2271242.5293 | 2281041.4391 | 1568231.6727 | 853182.333 | 134488.8985 | -415202.7935 | -458478.1374 | -505033.9417 | -561979.1312 | -614662.5831 | -664724.7583 | -713605.847 | -760900.5201 | -806556.2774 | -850741.1177 | -893405.9379 | -934818.795 | -975234.1581 | -1013151.8923 | -1050348.5967 | 2609222.451 | 101141.528 | 8879.96
6490 | 2685099.2162 | 103423.496 | 9014.28 | 2338073.9248 | 2348157.7891 | 1619165.3506 | 887868.2116 | 152821.0067 | -409430.2589 | -453877.8358 | -501701.2696 | -560216.2141 | -614345.4888 | -665777.2595 | -715993.5974 | -764577.3864 | -811474.5996 | -856858.1212 | -900677.4201 | -943208.3486 | -984712.7758 | -1023646.9424 | -1061839.1116 | 2685099.2162 | 103423.496 | 9014.28
6491 | 2723751.1249 | 87012.92 | 0 | 2398773.8105 | 2409002.8317 | 1791226.8028 | 1171112.8973 | 547194.9437 | 68139.9376 | 23675.1716 | -24214.0466 | -82948.6794 | -137234.511 | -188784.008 | -239100.5761 | -287761.0948 | -334710.7596 | -380124.9432 | -423952.3872 | -466472.9147 | -507952.1644 | -546824.1548 | -584943.4667 | 2723751.1249 | 87012.92 | 0
6492 | 2725667.6197 | 90485.824 | 0 | 2397049.9641 | 2407286.1826 | 1765877.7105 | 1122129.7168 | 474574.9985 | -22216.6115 | -66830.7039 | -114871.6581 | -173765.658 | -228207.7263 | -279911.5347 | -330381.5467 | -379194.3441 | -426295.0837 | -471859.2618 | -515835.5837 | -558504.0697 | -600130.5452 | -639147.9268 | -677412.1003 | 2725667.6197 | 90485.824 | 0
6493 | 2726222.1138 | 104138.136 | 0 | 2383903.7019 | 2394142.0029 | 1659912.4403 | 923342.8802 | 182965.8211 | -383446.3104 | -428527.8885 | -477037.0255 | -536401.416 | -591312.9694 | -643485.7058 | -694424.3948 | -743705.532 | -791274.2631 | -837306.1201 | -881749.7981 | -924885.3739 | -966978.7272 | -1006462.4559 | -1045192.8234 | 2726222.1138 | 104138.136 | 0
6494 | 2708754.7862 | 89139.056 | 1757.68 | 2381203.8323 | 2391376.5348 | 1759259.5991 | 1124817.6585 | 486592.6142 | -3139.4491 | -47477.6247 | -95221.3984 | -153750.8744 | -207856.0431 | -259239.9429 | -309397.7021 | -357908.5296 | -404717.9228 | -450000.2888 | -493704.6514 | -536109.2931 | -577478.39 | -616254.5826 | -654282.2408 | 2708754.7862 | 89139.056 | 1757.68
6495 | 2678649.4802 | 74569.008 | 7742.22 | 2362314.2272 | 2372373.8696 | 1839564.9298 | 1304456.8256 | 765607.6632 | 350522.687 | 307096.7486 | 260303.0621 | 202843.5465 | 149759.166 | 99365.8101 | 50184.9675 | 2632.7523 | -43236.9384 | -87596.5735 | -130395.7431 | -171909.6371 | -212399.4955 | -250325.2672 | -287510.8238 | 2678649.4802 | 74569.008 | 7742.22
6496 | 2636031.0671 | 61545.5 | 7727.66 | 2336457.3005 | 2346356.8898 | 1902454.3025 | 1456289.1314 | 1006442.424 | 658273.353 | 615890.6174 | 570193.7161 | 514000.6833 | 462113.1754 | 412873.8768 | 364827.7999 | 318384.4383 | 273596.8316 | 230295.2549 | 188529.3159 | 148028.2034 | 108534.8336 | 71564.7549 | 35323.1141 | 2636031.0671 | 61545.5 | 7727.66
6497 | 2650092.811 | 30609.006 | 3452.4 | 2384502.2741 | 2394454.6721 | 2160739.6007 | 1924749.8758 | 1685058.9756 | 1494452.8149 | 1452895.7454 | 1408006.8309 | 1352565.794 | 1301453.2495 | 1253003.041 | 1205752.4194 | 1160113.0627 | 1116138.2934 | 1073657.4812 | 1032720.4986 | 993055.0894 | 954402.7989 | 918287.2596 | 882904.0442 | 2650092.811 | 30609.006 | 3452.4
6498 | 2718574.3917 | 0 | 2082.19 | 2478980.08 | 2489189.66 | 2462964.0387 | 2434404.9841 | 2402049.1115 | 2366681.3641 | 2325161.1596 | 2280223.0112 | 2224460.0609 | 2173137.4566 | 2124545.9862 | 2077185.1013 | 2031477.1185 | 1987476.7379 | 1945008.9202 | 1904124.8263 | 1864545.165 | 1826004.8025 | 1790066.7439 | 1754879.9333 | 2718574.3917 | 0 | 2082.19
6499 | 2794318.0181 | 0 | 5540.31 | 2544648.1366 | 2555142.1711 | 2528262.666 | 2498984.7147 | 2465804.1602 | 2429527.8155 | 2386927.5968 | 2340814.2052 | 2283574.4161 | 2230898.6878 | 2181030.187 | 2132426.5578 | 2085521.8829 | 2040372.3867 | 1996798.1528 | 1954851.7678 | 1914246.1589 | 1874708.8051 | 1837846.2595 | 1801755.8928 | 2794318.0181 | 0 | 5540.31
6500 | 2777366.0777 | 0 | 12137.9 | 2522579.6366 | 2533010.0082 | 2506288.9391 | 2477183.9741 | 2444200.0814 | 2408139.1792 | 2365792.7674 | 2319954.4955 | 2263057.3254 | 2210696.5278 | 2161125.9274 | 2112812.5252 | 2066187.7704 | 2021307.5464 | 1977993.0284 | 1936296.4837 | 1895932.5811 | 1856630.4531 | 1819986.9063 | 1784110.8539 | 2777366.0777 | 0 | 12137.9
6501 | 2766504.9587 | 0 | 62976.2 | 2461829.1147 | 2472218.6975 | 2445601.4499 | 2416609.6287 | 2383754.0487 | 2347833.4922 | 2305652.006 | 2259992.315 | 2203316.9724 | 2151160.2625 | 2101782.8386 | 2053657.6964 | 2007214.5981 | 1962509.2084 | 1919363.4019 | 1877829.2415 | 1837622.5118 | 1798473.4045 | 1761972.4818 | 1726236.0522 | 2766504.9587 | 0 | 62976.2
6502 | 2701675.7871 | 0 | 95870.5 | 2369769.5361 | 2379915.6535 | 2353872.4951 | 2325510.4079 | 2293375.1037 | 2258246.6464 | 2217003.9755 | 2172364.6067 | 2116967.7228 | 2065983.5836 | 2017713.6017 | 1970666.5562 | 1925262.1381 | 1881554.708 | 1839370.3142 | 1798759.8 | 1759445.61 | 1721164.2585 | 1685469.0351 | 1650520.39 | 2701675.7871 | 0 | 95870.5
6503 | 2587446.493 | 0 | 95701.6 | 2265688.9469 | 2275406.0773 | 2250367.2911 | 2223107.6227 | 2192234.2721 | 2158494.3217 | 2118898.6723 | 2076049.9403 | 2022898.5307 | 1973973.291 | 1927647.4515 | 1882492.8415 | 1838911.4073 | 1796955.2108 | 1756457.6554 | 1717467.4344 | 1679718.7278 | 1642959.1905 | 1608676.4374 | 1575108.6965 | 2587446.493 | 0 | 95701.6
6504 | 2400021.2532 | 0 | 85709.1 | 2104630.8799 | 2113644.1366 | 2090254.2144 | 2064804.2826 | 2036002.4307 | 2004541.6251 | 1967649.286 | 1927739.5059 | 1878273.3367 | 1832727.209 | 1789592.1905 | 1747543.5618 | 1706954.1537 | 1667872.257 | 1630143.3428 | 1593812.5771 | 1558633.3951 | 1524371.7304 | 1492407.4407 | 1461106.3704 | 2400021.2532 | 0 | 85709.1
6505 | 2304706.5276 | 0 | 90349.9 | 2013002.661 | 2021657.9642 | 1999102.6374 | 1974569.1125 | 1946816.786 | 1916511.1038 | 1880989.5967 | 1842570.4835 | 1794974.5049 | 1751142.8868 | 1709626.6227 | 1669153.6035 | 1630081.8532 | 1592457.7448 | 1556132.8864 | 1521150.6503 | 1487274.2637 | 1454278.9561 | 1423489.7853 | 1393337.4946 | 2304706.5276 | 0 | 90349.9
6506 | 2228079.5115 | 0 | 98859.6 | 1934560.5733 | 1942928.1045 | 1921045.8549 | 1897251.1785 | 1870344.7195 | 1840969.7988 | 1806552.4692 | 1769333.8735 | 1723243.5251 | 1680792.3797 | 1640579.6072 | 1601375.3937 | 1563525.8597 | 1527075.8364 | 1491881.8654 | 1457985.8771 | 1425158.9711 | 1393183.8498 | 1363341.5156 | 1334114.8865 | 2228079.5115 | 0 | 98859.6
6507 | 2199122.8879 | 0 | 98858.4 | 1908134.9863 | 1916393.7711 | 1894767.1585 | 1871252.9733 | 1844667.4469 | 1815645.5395 | 1781646.7556 | 1744883.1113 | 1699363.0137 | 1657434.8232 | 1617715.9152 | 1578992.4588 | 1541606.0761 | 1505601.0156 | 1470835.6836 | 1437351.4655 | 1404922.4356 | 1373334.1205 | 1343850.8742 | 1314975.3311 | 2199122.8879 | 0 | 98858.4
6508 | 2172916.0598 | 0 | 93501.8 | 1889574.355 | 1897734.7204 | 1876338.908 | 1853078.0171 | 1826782.3861 | 1798079.4083 | 1764458.8632 | 1728106.4063 | 1683101.8464 | 1641646.3889 | 1602373.8861 | 1564084.9721 | 1527117.198 | 1491514.285 | 1457136.3267 | 1424024.2153 | 1391954.7175 | 1360715.9157 | 1331557.0967 | 1302998.7391 | 2172916.0598 | 0 | 93501.8
6509 | 2150980.7389 | 0 | 96053.8 | 1867003.4446 | 1875081.4321 | 1853877.1557 | 1830826.6285 | 1804771.9965 | 1776334.3196 | 1743028.7175 | 1707018.7822 | 1662444.0856 | 1621382.6637 | 1582482.1598 | 1544555.3156 | 1507936.2744 | 1472668.3163 | 1438612.9471 | 1405810.6463 | 1374040.4339 | 1343092.5318 | 1314203.6154 | 1285909.0987 | 2150980.7389 | 0 | 96053.8
6510 | 2215447.2198 | 9929.228 | 99465.7 | 1912496.5917 | 1920816.6824 | 1831544.6822 | 1740371.0978 | 1646103.3733 | 1566256.1449 | 1531690.5126 | 1494339.4961 | 1448167.0261 | 1405613.1263 | 1365284.9089 | 1325959.5323 | 1287981.1547 | 1251394.3531 | 1216056.4826 | 1182009.2358 | 1149025.0099 | 1116887.7395 | 1086871.1642 | 1057466.8032 | 2215447.2198 | 9929.228 | 99465.7
6511 | 2248980.6487 | 64871.944 | 95662.8 | 1891960.5088 | 1900406.534 | 1437328.8889 | 972320.8768 | 504171.8912 | 143782.7221 | 106905.5673 | 67200.8681 | 18541.1923 | -26445.142 | -69172.1055 | -110881.0491 | -151222.6052 | -190151.5222 | -227812.604 | -264163.527 | -299435.3389 | -333847.3757 | -366106.6182 | -397744.3798 | 2248980.6487 | 64871.944 | 95662.8
6512 | 2419407.6319 | 92839.664 | 81583.5 | 2033609.4761 | 2042695.5382 | 1387991.1093 | 731210.0309 | 71049.957 | -434007.299 | -474270.8161 | -517576.1477 | -570515.0611 | -619502.2684 | -666058.8906 | -711520.3476 | -755510.797 | -797981.558 | -839088.4077 | -878785.8151 | -917322.3369 | -954933.93 | -990229.5909 | -1024856.6752 | 2419407.6319 | 92839.664 | 81583.5
6513 | 2526982.792 | 99790.64 | 92947.2 | 2113471.5032 | 2122961.5627 | 1420055.3708 | 714980.1943 | 6375.7806 | -535431.645 | -577479.3795 | -622704.1782 | -677990.9007 | -729150.2107 | -777770.8635 | -825247.6563 | -871188.0354 | -915541.1555 | -958469.7203 | -999926.1741 | -1040170.1253 | -1079448.0223 | -1116307.0127 | -1152467.6995 | 2526982.792 | 99790.64 | 92947.2
6514 | 2603972.1039 | 101935.184 | 93282.9 | 2181254.2902 | 2191033.4824 | 1472869.0983 | 752469.6475 | 28433.4346 | -525246.3815 | -568477.7898 | -614983.0575 | -671856.8046 | -724477.3897 | -774481.9727 | -823307.8457 | -870550.4954 | -916157.5272 | -960296.6019 | -1002918.715 | -1044291.3842 | -1084668.5667 | -1122553.146 | -1159718.1464 | 2603972.1039 | 101935.184 | 93282.9
6515 | 2602033.2148 | 103920.2 | 81137.9 | 2189644.779 | 2199416.6897 | 1467769.1263 | 733888.1605 | -3626.8595 | -567409.7521 | -610684.9679 | -657231.6054 | -714139.0019 | -766796.4035 | -816839.7507 | -865705.2656 | -912988.736 | -958637.8064 | -1002820.0127 | -1045486.3869 | -1086904.2477 | -1127327.3628 | -1165259.7308 | -1202473.0556 | 2602033.2148 | 103920.2 | 81137.9
6516 | 2617019.1778 | 103591.68 | 45016.9 | 2239770.992 | 2249599.1823 | 1520047.1841 | 788248.9206 | 52795.6731 | -509500.3773 | -552986.748 | -599763.3817 | -656960.4454 | -709883.0369 | -760176.519 | -809285.3852 | -856803.0955 | -902676.9926 | -947075.5775 | -989949.6001 | -1031567.9187 | -1072185.7626 | -1110298.5143 | -1147688.0817 | 2617019.1778 | 103591.68 | 45016.9
6517 | 2620890.537 | 102816.416 | 15366.8 | 2273729.4883 | 2283572.2175 | 1559250.1401 | 832678.4744 | 102446.4179 | -455950.3103 | -499473.1352 | -546291.0902 | -603544.8902 | -656517.8949 | -706857.9008 | -756011.5385 | -803571.6663 | -849485.5495 | -893921.9378 | -936831.5087 | -978483.5179 | -1019133.5725 | -1057274.8291 | -1094691.8316 | 2620890.537 | 102816.416 | 15366.8
6518 | 2616303.5452 | 100352.744 | 14913.5 | 2272460.2176 | 2282285.7204 | 1574746.5733 | 864961.775 | 151522.9922 | -394262.4505 | -437643.0694 | -484313.0515 | -541400.6141 | -594214.8735 | -644400.7423 | -693402.3193 | -740813.1753 | -786580.6678 | -830873.2514 | -873641.6897 | -915154.7673 | -955667.6438 | -993676.1131 | -1030961.5959 | 2616303.5452 | 100352.744 | 14913.5
6519 | 2582402.7789 | 95689.552 | 27308 | 2233789.932 | 2243488.1208 | 1567942.4401 | 890180.2062 | 208811.3345 | -312791.8463 | -355534.3701 | -401523.6351 | -457795.4948 | -509849.4226 | -559309.0171 | -607599.6653 | -654320.2044 | -699418.6738 | -743061.3454 | -785199.6208 | -826098.8019 | -866010.742 | -903450.7258 | -940177.0912 | 2582402.7789 | 95689.552 | 27308
6520 | 2560650.335 | 80512.992 | 32223.8 | 2224198.6813 | 2233815.179 | 1661629.7994 | 1087246.5374 | 509287.0175 | 65324.3577 | 23396.3815 | -21750.9875 | -77094.3375 | -128255.2847 | -176843.7515 | -224273.1184 | -270145.6018 | -314409.6787 | -357230.2205 | -398559.0382 | -438659.1988 | -477780.4343 | -514450.5356 | -550413.0295 | 2560650.335 | 80512.992 | 32223.8
6521 | 2559052.0978 | 33271.354 | 39212.2 | 2262993.3144 | 2272603.8099 | 2021587.0111 | 1768373.7017 | 1511586.3664 | 1308509.3581 | 1268173.3091 | 1224619.8765 | 1170876.8269 | 1121313.5697 | 1074321.1871 | 1028487.181 | 984209.0868 | 941538.3951 | 900310.3375 | 860573.073 | 822063.6987 | 784532.6385 | 749451.1826 | 715076.8924 | 2559052.0978 | 33271.354 | 39212.2
6522 | 2639561.9513 | 0 | 39038.2 | 2369914.6639 | 2379827.5134 | 2354293.7414 | 2326494.3548 | 2295008.5006 | 2260598.3084 | 2220214.4737 | 2176512.0341 | 2122299.4037 | 2072398.0654 | 2025148.4836 | 1979093.7217 | 1934643.8219 | 1891851.8948 | 1850547.9883 | 1810781.7764 | 1772282.0851 | 1734791.4866 | 1699827.5588 | 1665593.0447 | 2639561.9513 | 0 | 39038.2
6523 | 2768308.7624 | 0 | 46425.7 | 2480025.8266 | 2490422.1835 | 2463770.4209 | 2434742.5365 | 2401848.374 | 2365887.2366 | 2323661.0873 | 2277954.4653 | 2221225.0095 | 2169017.1324 | 2119590.3535 | 2071416.6728 | 2024926.1328 | 1980174.4344 | 1936983.336 | 1895404.9345 | 1855154.8293 | 1815963.036 | 1779421.1541 | 1743644.2636 | 2768308.7624 | 0 | 46425.7
6524 | 2781761.5629 | 0 | 55622.3 | 2483106.704 | 2493553.5828 | 2466794.026 | 2437646.8004 | 2404614.5083 | 2368500.337 | 2326090.7086 | 2280183.6939 | 2223200.279 | 2170760.416 | 2121115.1659 | 2072729.1037 | 2026034.3614 | 1981086.9108 | 1937707.644 | 1895948.9112 | 1855524.9296 | 1816164.4029 | 1779466.665 | 1743537.636 | 2781761.5629 | 0 | 55622.3
6525 | 2796137.9022 | 0 | 81201.5 | 2470647.834 | 2481148.703 | 2454271.9832 | 2424995.2551 | 2391813.3821 | 2355533.7026 | 2312926.0305 | 2266802.8975 | 2209546.1206 | 2156856.377 | 2106975.6891 | 2058360.6967 | 2011445.765 | 1966287.1551 | 1922704.8336 | 1880751.4211 | 1840139.6578 | 1800596.8455 | 1763730.5833 | 1727637.003 | 2796137.9022 | 0 | 81201.5
6526 | 2740115.1958 | 0 | 67167.8 | 2433553.3311 | 2443843.8074 | 2417464.0655 | 2388732.4013 | 2356173.8347 | 2320579.5285 | 2278784.0158 | 2233543.477 | 2177392.3652 | 2125716.7827 | 2076793.9744 | 2029111.5024 | 1983095.0292 | 1938799.6886 | 1896049.0542 | 1854894.6925 | 1815055.099 | 1776263.0393 | 1740093.903 | 1704681.9673 | 2740115.1958 | 0 | 67167.8
6527 | 2624639.8955 | 0 | 75765.6 | 2319568.8948 | 2329425.7047 | 2304061.2454 | 2276443.9796 | 2245161.0867 | 2210970.3878 | 2170839.8167 | 2127409.4016 | 2073528.2122 | 2023933.9422 | 1976976.4376 | 1931206.9985 | 1887033.3487 | 1844508.2988 | 1803462.8573 | 1763946.4174 | 1725689.3383 | 1688435.6472 | 1653694.343 | 1619678.3291 | 2624639.8955 | 0 | 75765.6
6528 | 2495763.2291 | 0 | 86583.8 | 2191133.5218 | 2200506.3366 | 2176278.0779 | 2149907.6314 | 2120051.5496 | 2087430.4427 | 2049161.1268 | 2007753.9978 | 1956409.2549 | 1909140.9324 | 1864379.9033 | 1820748.6024 | 1778634.7336 | 1738088.514 | 1698949.2502 | 1661263.9101 | 1624776.0929 | 1589242.3946 | 1556097.7186 | 1523642.7192 | 2495763.2291 | 0 | 86583.8
6529 | 2399307.9295 | 0 | 95530.6 | 2094158.3768 | 2103168.9546 | 2079785.2784 | 2054342.2049 | 2025548.2075 | 1994096.0467 | 1957213.9667 | 1917315.3426 | 1867863.1697 | 1822329.8732 | 1779206.9692 | 1737170.1322 | 1696592.0821 | 1657521.0953 | 1619802.6888 | 1583482.0154 | 1548312.5833 | 1514060.3959 | 1482104.9007 | 1450812.4276 | 2399307.9295 | 0 | 95530.6
6530 | 2309591.7869 | 0 | 93937.7 | 2013873.3127 | 2022546.9624 | 1999950.9746 | 1975372.5955 | 1947568.592 | 1917205.8204 | 1881616.1679 | 1843122.7675 | 1795433.0495 | 1751515.6712 | 1709918.5549 | 1669366.8947 | 1630219.4737 | 1592522.7632 | 1556128.0566 | 1521078.8183 | 1487137.7736 | 1454079.6754 | 1423232.3904 | 1393023.3354 | 2309591.7869 | 0 | 93937.7
6531 | 2251922.1657 | 0 | 92340.6 | 1962839.18 | 1971296.252 | 1949207.318 | 1925185.4922 | 1898018.5847 | 1868356.8005 | 1833598.6487 | 1796009.2544 | 1749453.171 | 1706575.2335 | 1665959.6218 | 1626363.3617 | 1588136.2775 | 1551323.68 | 1515780.5759 | 1481549.3443 | 1448398.6351 | 1416108.8257 | 1385974.6262 | 1356462.7204 | 2251922.1657 | 0 | 92340.6
6532 | 2224435.2783 | 0 | 88172.8 | 1941921.5236 | 1950275.3689 | 1928428.4437 | 1904672.2194 | 1877809.3022 | 1848481.9607 | 1814120.4577 | 1776962.2702 | 1730946.8407 | 1688564.6619 | 1648417.195 | 1609276.6374 | 1571488.5436 | 1535097.6715 | 1499960.7973 | 1466119.7829 | 1433346.1021 | 1401422.8129 | 1371628.8224 | 1342449.5299 | 2224435.2783 | 0 | 88172.8
6533 | 2193016.4581 | 0 | 92734.2 | 1908686.2534 | 1916922.1056 | 1895349.7558 | 1871895.0746 | 1845377.5807 | 1816430.4711 | 1782520.3044 | 1745852.9548 | 1700453.4664 | 1658635.9112 | 1619021.5039 | 1580399.784 | 1543111.4251 | 1507200.553 | 1472525.9668 | 1439128.9372 | 1406784.1657 | 1375277.7746 | 1345870.607 | 1317069.4553 | 2193016.4581 | 0 | 92734.2
6534 | 2248203.3523 | 10701.381 | 97771.5 | 1943312.9851 | 1951756.0911 | 1856948.1008 | 1760210.4108 | 1660332.8327 | 1576151.7533 | 1541089.3954 | 1503200.4704 | 1456359.6639 | 1413190.9292 | 1372280.7844 | 1332388.3078 | 1293862.746 | 1256749.3351 | 1220903.3212 | 1186367.0133 | 1152909.4434 | 1120311.3516 | 1089865.31 | 1060040.5345 | 2248203.3523 | 10701.381 | 97771.5
6535 | 2292535.3717 | 66628.228 | 94703.4 | 1930913.1274 | 1939522.722 | 1464124.3146 | 986758.1558 | 506190.1941 | 136318.6423 | 98756.7994 | 58312.6527 | 8740.1035 | -37087.9648 | -80612.9064 | -123100.1125 | -164193.4498 | -203846.7902 | -242207.742 | -279233.1618 | -315158.5721 | -350207.5565 | -383062.0546 | -415283.036 | 2292535.3717 | 66628.228 | 94703.4
6536 | 2455529.4767 | 93513.256 | 90083.9 | 2057401.4924 | 2066623.2097 | 1407023.3471 | 745315.8305 | 80178.8699 | -428750.506 | -469555.8845 | -513448.4919 | -567118.5107 | -616777.8244 | -663970.2644 | -710051.1882 | -754639.1422 | -797684.7188 | -839346.0209 | -879576.8377 | -918629.4367 | -956743.2979 | -992506.6499 | -1027591.4434 | 2455529.4767 | 93513.256 | 90083.9
6537 | 2566609.5161 | 101718.568 | 97760.7 | 2142894.7541 | 2152533.6315 | 1436174.2191 | 717611.8094 | -4535.181 | -556652.5251 | -599334.1502 | -645242.6603 | -701370.8795 | -753306.9626 | -802664.5787 | -850860.3974 | -897495.7093 | -942518.8716 | -986095.1395 | -1028176.2116 | -1069025.7674 | -1108894.1198 | -1146305.6338 | -1183007.8936 | 2566609.5161 | 101718.568 | 97760.7
6538 | 2639656.2829 | 104826.792 | 97879.8 | 2206332.3621 | 2216245.5659 | 1478111.2934 | 737711.3255 | -6375.2418 | -575230.5888 | -619071.162 | -666230.4589 | -723900.322 | -777258.739 | -827965.3048 | -877477.0079 | -925383.7915 | -971632.5432 | -1016393.2212 | -1059616.1496 | -1101572.5121 | -1142519.7459 | -1180940.2185 | -1218631.2514 | 2639656.2829 | 104826.792 | 97879.8
6539 | 2662096.7556 | 106187.072 | 87158.5 | 2236173.311 | 2246170.7897 | 1498586.883 | 748718.0194 | -4868.7844 | -580937.4007 | -625151.6794 | -672712.8951 | -730874.0304 | -784687.0668 | -835825.7078 | -885759.3283 | -934074.3855 | -980717.3152 | -1025859.5208 | -1069450.9038 | -1111764.9536 | -1153061.2957 | -1191809.396 | -1229821.8553 | 2662096.7556 | 106187.072 | 87158.5
6540 | 2664945.0258 | 106438.488 | 64414.4 | 2261265.422 | 2271273.5974 | 1521949.0751 | 770337.1511 | 15003.309 | -562388.2136 | -606658.3244 | -654278.9531 | -712510.8428 | -766389.9813 | -817591.863 | -867587.4349 | -915962.7117 | -962664.072 | -1007863.1024 | -1051509.6511 | -1093877.4999 | -1135226.5521 | -1174024.636 | -1212086.2918 | 2664945.0258 | 106438.488 | 64414.4
6541 | 2647890.6771 | 105445.808 | 64015.4 | 2247092.7308 | 2257036.8587 | 1514603.5019 | 769897.3817 | 21493.1618 | -550636.9278 | -594635.3214 | -641962.7914 | -699833.6153 | -753379.5435 | -804265.3481 | -853952.5627 | -902029.8512 | -948443.9356 | -993365.3043 | -1036744.1263 | -1078852.4314 | -1119948.4598 | -1158509.8448 | -1196339.5146 | 2647890.6771 | 105445.808 | 64015.4
6542 | 2642576.4897 | 101841.064 | 42900.8 | 2266962.1689 | 2276886.3394 | 1558999.398 | 838844.2545 | 114998.4332 | -438693.7198 | -482501.5859 | -529631.847 | -587284.302 | -640620.5413 | -691301.9956 | -740787.2655 | -788665.8403 | -834884.549 | -879613.5377 | -922803.0756 | -964724.6465 | -1005635.9723 | -1044017.7416 | -1081669.2641 | 2642576.4897 | 101841.064 | 42900.8
6543 | 2616835.1817 | 96622.36 | 43870.7 | 2247718.5909 | 2257546.0902 | 1575357.5935 | 890922.9892 | 202833.6581 | -323942.7997 | -367211.4883 | -413770.2085 | -470748.6261 | -523452.8721 | -573528.1934 | -622418.9822 | -669718.7269 | -715374.7741 | -759555.6127 | -802211.9962 | -843612.764 | -884013.1274 | -921908.5748 | -959080.8887 | 2616835.1817 | 96622.36 | 43870.7
6544 | 2549092.8373 | 81045.464 | 45220.1 | 2200122.1489 | 2209695.2425 | 1633991.2667 | 1056099.3287 | 474647.2741 | 28109.8331 | -13669.5897 | -58653.8747 | -113788.121 | -164758.8418 | -213168.6932 | -260424.6762 | -306130.8026 | -350235.7822 | -392903.7421 | -434086.7107 | -474046.5678 | -513031.9182 | -549577.1976 | -585418.0634 | 2549092.8373 | 81045.464 | 45220.1
6545 | 2562631.8941 | 32186.548 | 45645.4 | 2260911.9627 | 2270535.9021 | 2026862.3738 | 1780989.2622 | 1531537.1251 | 1333947.6951 | 1293596.1568 | 1250022.7343 | 1196245.4407 | 1146653.7866 | 1099636.6034 | 1053779.4171 | 1009480.3192 | 966790.8724 | 925546.0778 | 885794.1617 | 847271.8535 | 809729.2279 | 774639.6333 | 740258.1936 | 2562631.8941 | 32186.548 | 45645.4
6546 | 2628064.132 | 0 | 66510.3 | 2331949.268 | 2341818.9375 | 2316385.8427 | 2288697.0023 | 2257337.7524 | 2223066.9029 | 2182848.4317 | 2139325.8113 | 2085338.7821 | 2035644.2651 | 1988589.9537 | 1942725.2577 | 1898458.433 | 1855842.359 | 1814707.8238 | 1775104.2851 | 1736761.7501 | 1699423.9122 | 1664601.739 | 1630505.8023 | 2628064.132 | 0 | 66510.3
6547 | 2621168.0934 | 0 | 75223 | 2316943.0116 | 2326786.7832 | 2301423.4146 | 2273810.2195 | 2242536.246 | 2208358.3129 | 2168248.3648 | 2124842.9375 | 2071000.56 | 2021439.4312 | 1974511.5801 | 1928770.2227 | 1884622.544 | 1842121.2843 | 1801097.6759 | 1761601.0466 | 1723362.1122 | 1686125.2385 | 1651397.4285 | 1617393.9493 | 2621168.0934 | 0 | 75223
6548 | 2598777.0901 | 0 | 84916.7 | 2286814.5302 | 2296574.2125 | 2271416.9055 | 2244028.9907 | 2213011.5694 | 2179114.9951 | 2139337.0793 | 2096291.8356 | 2042898.798 | 1993750.4371 | 1947212.8594 | 1901851.64 | 1858070.4854 | 1815921.6855 | 1775237.9143 | 1736068.0781 | 1698145.1931 | 1661215.809 | 1626774.0551 | 1593050.4444 | 2598777.0901 | 0 | 84916.7
6549 | 2585451.267 | 0 | 85569.8 | 2273999.8366 | 2283709.4739 | 2258677.5698 | 2231426.4959 | 2200564.5265 | 2166838.1678 | 2127260.6254 | 2084432.509 | 2031309.6595 | 1982409.7211 | 1936107.1785 | 1890974.9622 | 1847414.7086 | 1805478.4394 | 1764999.6865 | 1726027.1057 | 1688295.0821 | 1651551.4648 | 1617282.7219 | 1583728.4399 | 2585451.267 | 0 | 85569.8
6550 | 2550863.2221 | 0 | 92602.7 | 2235400.7255 | 2244980.4678 | 2220257.8553 | 2193345.761 | 2162871.0776 | 2129570.3245 | 2090496.6647 | 2048215.9168 | 1995778.1584 | 1947506.817 | 1901798.1237 | 1857244.1001 | 1814241.0095 | 1772840.1777 | 1732877.3637 | 1694400.5723 | 1657147.7419 | 1620870.095 | 1587034.2138 | 1553903.2354 | 2550863.2221 | 0 | 92602.7
6551 | 2479682.5035 | 0 | 75872.5 | 2187169.0117 | 2196481.4355 | 2172386.2531 | 2146162.6854 | 2116475.9411 | 2084041.9873 | 2045996.2171 | 2004832.8514 | 1953795.9019 | 1906809.1076 | 1862313.4517 | 1818940.245 | 1777074.6931 | 1736766.6898 | 1697856.577 | 1660391.02 | 1624115.2699 | 1588787.4912 | 1555833.3418 | 1523564.4252 | 2479682.5035 | 0 | 75872.5
6552 | 2294464.6152 | 0 | 82915.3 | 2011090.1478 | 2019706.9876 | 1997241.3411 | 1972806.2874 | 1945166.7363 | 1914985.1762 | 1879610.97 | 1841352.0344 | 1793957.0145 | 1750309.6267 | 1708967.3036 | 1668663.5894 | 1629754.9169 | 1592287.4532 | 1556113.4656 | 1521276.1339 | 1487539.7374 | 1454680.5044 | 1424017.6044 | 1393988.7542 | 2294464.6152 | 0 | 82915.3
6553 | 2206300.7581 | 0 | 81024 | 1932520.1517 | 1940805.8929 | 1919112.2274 | 1895524.8282 | 1868856.0632 | 1839742.9648 | 1805636.7456 | 1768756.6416 | 1723091.5035 | 1681029.9962 | 1641184.9827 | 1602338.6697 | 1564833.7947 | 1528714.7505 | 1493839.4812 | 1460249.5073 | 1427718.1657 | 1396030.2829 | 1366454.3399 | 1337488.0836 | 2206300.7581 | 0 | 81024
6554 | 2144116.7331 | 0 | 80465 | 1876327.9225 | 1884380.1323 | 1863233.0782 | 1840245.6649 | 1814263.7332 | 1785906.3612 | 1752696.598 | 1716791.1314 | 1672348.2346 | 1631407.4013 | 1592620.5903 | 1554804.3318 | 1518291.7031 | 1483125.846 | 1449168.7083 | 1416460.6403 | 1384781.3673 | 1353921.7804 | 1325114.6089 | 1296899.9402 | 2144116.7331 | 0 | 80465
6555 | 2067816.2416 | 0 | 72549.7 | 1814608.832 | 1822374.496 | 1801897.6315 | 1779645.8987 | 1754506.2104 | 1727075.6142 | 1694965.3039 | 1660255.2194 | 1617311.5175 | 1577745.2547 | 1540256.3612 | 1503703.4823 | 1468407.8421 | 1434411.0474 | 1401579.9587 | 1369953.4902 | 1339319.206 | 1309475.4387 | 1281611.0495 | 1254318.0783 | 2067816.2416 | 0 | 72549.7
6556 | 2028132.5551 | 0 | 54664.2 | 1796277.6673 | 1803894.2996 | 1783766.2415 | 1761897.3768 | 1737195.9797 | 1710247.6397 | 1678709.3946 | 1644621.2677 | 1602457.5358 | 1563606.4262 | 1526792.8188 | 1490897.2628 | 1456234.8179 | 1422846.292 | 1390601.1009 | 1359537.4121 | 1329446.8665 | 1300131.6669 | 1272757.8589 | 1245944.5028 | 2028132.5551 | 0 | 54664.2
6557 | 1933437.2658 | 0 | 30881.6 | 1733638.1668 | 1740899.1718 | 1721599.7509 | 1700640.8033 | 1676981.5767 | 1651180.3188 | 1621003.4626 | 1588395.7808 | 1548089.5511 | 1510941.2744 | 1475735.3673 | 1441404.6468 | 1408249.4623 | 1376308.7166 | 1345457.9223 | 1315733.465 | 1286936.7139 | 1258879.1072 | 1232672.2468 | 1206999.6704 | 1933437.2658 | 0 | 30881.6
6558 | 1919513.4219 | 9855.663 | 33801.3 | 1708155.4364 | 1715364.1505 | 1629183.5097 | 1541355.2934 | 1450846.2444 | 1374960.5274 | 1344653.5044 | 1311933.1617 | 1271569.7129 | 1234341.4749 | 1199041.6182 | 1164610.6454 | 1131346.743 | 1099288.5333 | 1068312.4257 | 1038454.5436 | 1009517.6868 | 981314.6514 | 954949.0339 | 929113.8527 | 1919513.4219 | 9855.663 | 33801.3
6559 | 1974006.7837 | 65414.436 | 39364.4 | 1696766.035 | 1704179.3985 | 1239821.5683 | 773769.3894 | 304960.2711 | -54862.4121 | -87802.8488 | -123225.1173 | -166507.4732 | -206565.6124 | -244640.6252 | -281822.0871 | -317803.3466 | -352544.6847 | -386173.2007 | -418651.7458 | -450183.1185 | -480959.8372 | -509846.9753 | -538188.6184 | 1974006.7837 | 65414.436 | 39364.4
6560 | 2072978.9966 | 93104.496 | 45230.4 | 1753535.3396 | 1761320.3922 | 1107849.0105 | 452598.3292 | -205547.518 | -707756.6551 | -743046.5665 | -780942.7431 | -827093.094 | -869857.5733 | -910539.4967 | -950283.0686 | -988766.2627 | -1025947.3686 | -1061959.858 | -1096764.7196 | -1130574.9196 | -1163592.6291 | -1194626.0186 | -1225086.5633 | 2072978.9966 | 93104.496 | 45230.4
6561 | 2139210.6353 | 103063.208 | 32364.1 | 1816888.1449 | 1824921.9298 | 1103163.9177 | 379569.7575 | -347012.0692 | -900805.4916 | -937384.8138 | -976653.6714 | -1024440.4239 | -1068733.1264 | -1110876.7352 | -1152052.0124 | -1191926.6426 | -1230457.5829 | -1267782.5696 | -1303861.3447 | -1338913.6788 | -1373148.2023 | -1405335.0069 | -1436930.6642 | 2139210.6353 | 103063.208 | 32364.1
6562 | 2177875.7429 | 105289.88 | 3506.55 | 1878806.0984 | 1886985.0898 | 1149746.1461 | 410637.8668 | -331512.0793 | -897132.175 | -934346.7112 | -974299.3946 | -1022923.9295 | -1067991.2612 | -1110870.6556 | -1152764.2162 | -1193333.6213 | -1232535.05 | -1270508.7281 | -1307213.67 | -1342873.6186 | -1377700.9751 | -1410443.6011 | -1442584.3953 | 2177875.7429 | 105289.88 | 3506.55
6563 | 2223590.903 | 106865.688 | 2663.09 | 1919794.9405 | 1928145.6147 | 1179788.0586 | 429521.9282 | -323849.7158 | -898064.0329 | -935994.1665 | -976719.9231 | -1026299.5594 | -1072247.3244 | -1115961.2256 | -1158668.5997 | -1200024.0234 | -1239982.7559 | -1278687.9664 | -1316097.809 | -1352440.7232 | -1387933.5685 | -1421297.9235 | -1454047.8137 | 2223590.903 | 106865.688 | 2663.09
6564 | 2228547.7852 | 107045.272 | 5188.78 | 1921613.4836 | 1929982.7733 | 1180354.4591 | 428813.3159 | -325840.2638 | -901036.8009 | -939050.7095 | -979866.4731 | -1029555.8538 | -1075605.2667 | -1119415.8363 | -1162217.6348 | -1203664.4693 | -1243711.4989 | -1282502.2122 | -1319994.6699 | -1356417.8207 | -1391989.0078 | -1425426.9595 | -1458249.0768 | 2228547.7852 | 107045.272 | 5188.78
6565 | 2207199.8878 | 106024.48 | 0 | 1908340.2475 | 1916629.3655 | 1174120.92 | 429717.9692 | -317767.6033 | -887507.3427 | -925186.8508 | -965641.374 | -1014884.5116 | -1060522.5496 | -1103943.1908 | -1146364.7243 | -1187444.2732 | -1227137.4265 | -1265586.2981 | -1302749.3504 | -1338853.3391 | -1374113.5252 | -1407260.9108 | -1439798.3612 | 2207199.8878 | 106024.48 | 0
6566 | 2168988.0692 | 97553.888 | 0 | 1881937.4509 | 1890083.0647 | 1205487.5975 | 519030.4232 | -170456.0053 | -696550.2418 | -733404.6248 | -772985.981 | -821203.7999 | -865878.9321 | -908375.0557 | -949889.3685 | -990084.9297 | -1028918.097 | -1066528.524 | -1102875.3924 | -1138181.532 | -1172658.4772 | -1205059.1995 | -1236860.5459 | 2168988.0692 | 97553.888 | 0
6567 | 2171178.5929 | 95238.736 | 0 | 1886251.7484 | 1894405.5887 | 1225525.3625 | 554781.5491 | -118994.5778 | -633315.5964 | -670128.8677 | -709671.8661 | -757860.0495 | -802501.9683 | -844962.6779 | -886440.5852 | -926598.409 | -965392.463 | -1002962.5418 | -1039267.7858 | -1074531.25 | -1108964.6824 | -1141319.7951 | -1173074.9266 | 2171178.5929 | 95238.736 | 0
6568 | 2151086.5851 | 75159.64 | 5185.59 | 1882808.6134 | 1890886.9984 | 1358680.4472 | 824627.5543 | 287570.4088 | -124134.2768 | -159994.2054 | -198558.6004 | -245688.1781 | -289304.3082 | -330759.414 | -371240.8122 | -410414.343 | -448236.7242 | -484846.4569 | -520203.0595 | -554527.5229 | -588029.6356 | -619472.6612 | -650321.2579 | 2151086.5851 | 75159.64 | 5185.59
6569 | 2233322.6522 | 26660.206 | 16565.2 | 1994979.8335 | 2003367.0553 | 1800145.6329 | 1595007.2833 | 1386749.8285 | 1221327.7666 | 1185895.7826 | 1147655.9403 | 1100523.4684 | 1057038.7632 | 1015797.6984 | 975567.5659 | 936695.3007 | 899225.8395 | 863015.3864 | 828105.9705 | 794268.1525 | 761284.1238 | 730437.901 | 700208.8322 | 2233322.6522 | 26660.206 | 16565.2
6570 | 2339567.4365 | 0 | 40488.8 | 2094678.997 | 2103465.22 | 2080558.2618 | 2055643.1833 | 2027460.6158 | 1996686.0706 | 1960616.8061 | 1921606.1065 | 1873279.7324 | 1828774.6585 | 1786619.9606 | 1745524.2876 | 1705851.0791 | 1667647.4094 | 1630762.6422 | 1595240.8057 | 1560841.5457 | 1527336.6919 | 1496071.3449 | 1465452.5114 | 2339567.4365 | 0 | 40488.8
6571 | 2380531.6444 | 0 | 37503.7 | 2135049.4085 | 2143989.4722 | 2120733.1661 | 2095433.5788 | 2066809.291 | 2035547.6418 | 1998898.5664 | 1959256.5535 | 1910135.755 | 1864903.1651 | 1822062.1046 | 1780298.6118 | 1739982.4898 | 1701161.6374 | 1663682.7803 | 1627590.7181 | 1592640.8879 | 1558601.1243 | 1526840.0796 | 1495736.8686 | 2380531.6444 | 0 | 37503.7
6572 | 2370746.6195 | 0 | 35865.3 | 2127757.6663 | 2136660.9824 | 2113500.3572 | 2088304.8497 | 2059798.3076 | 2028665.2448 | 1992166.9005 | 1952687.921 | 1903769.1179 | 1858722.541 | 1816057.6633 | 1774465.9241 | 1734315.6064 | 1695654.412 | 1658329.6968 | 1622386.0761 | 1587579.9924 | 1553680.2345 | 1522049.829 | 1491074.5531 | 2370746.6195 | 0 | 35865.3
6573 | 2360307.3246 | 0 | 38034.3 | 2116061.4152 | 2124925.5266 | 2101865.0293 | 2076778.61 | 2048395.7359 | 2017397.9066 | 1981058.4212 | 1941751.4254 | 1893046.1732 | 1848196.0963 | 1805717.2312 | 1764306.779 | 1724331.4012 | 1685838.5896 | 1648676.3721 | 1612889.1676 | 1578234.4911 | 1544482.1495 | 1512989.1676 | 1482148.4304 | 2360307.3246 | 0 | 38034.3
6574 | 2343705.5475 | 0 | 47789.4 | 2091154.976 | 2099956.7396 | 2077048.0425 | 2052127.6731 | 2023934.0354 | 1993143.8354 | 1957049.5511 | 1918008.6291 | 1869635.5555 | 1825090.5409 | 1782900.0596 | 1741770.4763 | 1702065.8735 | 1663833.4088 | 1626922.1793 | 1591376.2913 | 1556954.9654 | 1523429.6276 | 1492147.7577 | 1461513.5448 | 2343705.5475 | 0 | 47789.4
6575 | 2292306.1194 | 0 | 80466.8 | 2011568.7321 | 2020177.4657 | 1997722.9895 | 1973300.9588 | 1945677.4453 | 1915514.3143 | 1880163.4219 | 1841930.5141 | 1794570.1166 | 1750953.8256 | 1709640.431 | 1669364.668 | 1630482.6345 | 1593040.4539 | 1556890.5327 | 1522076.0098 | 1488361.3865 | 1455523.1015 | 1424879.0833 | 1394868.5185 | 2292306.1194 | 0 | 80466.8
6576 | 2214571.3702 | 0 | 86152.3 | 1934939.8899 | 1943256.6914 | 1921490.6066 | 1897823.6894 | 1871063.8553 | 1841850.5251 | 1807625.3565 | 1770615.905 | 1724788.4874 | 1682578.2094 | 1642592.7339 | 1603609.7028 | 1565973.1381 | 1529727.5993 | 1494730.4979 | 1461023.5099 | 1428379.1226 | 1396581.356 | 1366903.446 | 1337837.5083 | 2214571.3702 | 0 | 86152.3
6577 | 2129664.767 | 0 | 89291.7 | 1854311.873 | 1862309.8086 | 1841287.1836 | 1818436.6039 | 1792611.6898 | 1764427.3465 | 1731423.3186 | 1695741.757 | 1651580.31 | 1610897.3215 | 1572353.8367 | 1534774.3625 | 1498489.7313 | 1463542.7941 | 1429796.4292 | 1397290.7148 | 1365806.8611 | 1335137.1686 | 1306506.0575 | 1278463.4557 | 2129664.767 | 0 | 89291.7
6578 | 2063927.2953 | 0 | 93727 | 1789882.3491 | 1797633.4082 | 1777188.5094 | 1754972.0803 | 1729873.1271 | 1702487.5745 | 1670431.109 | 1635779.7586 | 1592910.2758 | 1553411.8802 | 1515986.947 | 1479496.2679 | 1444260.4632 | 1410321.0612 | 1377545.1728 | 1345971.6391 | 1315388.4237 | 1285594.2385 | 1257775.7086 | 1230527.5223 | 2063927.2953 | 0 | 93727
6579 | 2018023.4805 | 0 | 93166.2 | 1748549.7864 | 1756128.4542 | 1736087.5853 | 1714314.5869 | 1689723.1745 | 1662896.0189 | 1631501.8363 | 1597570.4816 | 1555603.7741 | 1516933.1774 | 1480289.9272 | 1444560.1523 | 1410057.3422 | 1376822.1015 | 1344724.4966 | 1313802.5049 | 1283848.8058 | 1254666.5881 | 1227416.0852 | 1200723.2408 | 2018023.4805 | 0 | 93166.2
6580 | 1979039.8052 | 0 | 81172.7 | 1724965.4754 | 1732397.7404 | 1712699.5485 | 1691302.6879 | 1667141.8587 | 1640788.4759 | 1609956.2908 | 1576635.946 | 1535435.4734 | 1497467.4381 | 1461487.5856 | 1426403.5621 | 1392522.8011 | 1359885.1229 | 1328363.104 | 1297993.9882 | 1268574.4597 | 1239911.5092 | 1213142.9572 | 1186921.291 | 1979039.8052 | 0 | 81172.7
6581 | 1878158.7475 | 0 | 74833.4 | 1639237.3349 | 1646290.742 | 1627475.3512 | 1607047.8809 | 1583997.3347 | 1558865.9997 | 1529484.1682 | 1497741.0104 | 1458519.4122 | 1422365.4787 | 1388098.3808 | 1354681.4473 | 1322406.4404 | 1291311.1504 | 1261274.6492 | 1232332.2821 | 1204291.0974 | 1176967.9244 | 1151442.5833 | 1126436.2506 | 1878158.7475 | 0 | 74833.4
6582 | 1856798.6718 | 3834.652 | 60473.5 | 1630268.6606 | 1637241.8502 | 1592541.7666 | 1546247.9376 | 1497360.8645 | 1452933.7509 | 1423728.4906 | 1392188.7592 | 1353255.6389 | 1317355.295 | 1283320.328 | 1250125.8565 | 1218060.3246 | 1187161.0929 | 1157308.6085 | 1128537.8147 | 1100657.9543 | 1073487.9397 | 1048095.3106 | 1023215.7872 | 1856798.6718 | 3834.652 | 60473.5
6583 | 1874426.8501 | 59617.96 | 58697.7 | 1592349.22 | 1599388.612 | 1175307.7277 | 749617.967 | 321310.3425 | -7751.7745 | -39067.6979 | -72740.2556 | -113876.394 | -151950.9631 | -188142.4458 | -223485.4534 | -257688.8035 | -290714.7807 | -322684.0728 | -353561.405 | -383539.3453 | -412800.7008 | -440267.7965 | -467216.9151 | 1874426.8501 | 59617.96 | 58697.7
6584 | 1945676.491 | 91042.088 | 56465.9 | 1628181.7066 | 1635488.676 | 997152.4299 | 357146.1518 | -285577.4989 | -775728.5147 | -809119.1059 | -844955.9104 | -888539.997 | -928946.1398 | -967397.6172 | -1004968.3678 | -1041356.1409 | -1076521.7875 | -1110590.5829 | -1143525.9114 | -1175527.6609 | -1206785.5871 | -1236181.0512 | -1265038.8491 | 1945676.491 | 91042.088 | 56465.9
6585 | 1991666.7448 | 79369.08 | 53867.6 | 1684425.2644 | 1691904.9497 | 1132513.8318 | 571413.207 | 7530.9786 | -423668.1257 | -457339.2299 | -493514.3689 | -537619.9137 | -578472.3971 | -617324.0125 | -655274.0832 | -692013.2141 | -727501.331 | -761866.6702 | -795071.7506 | -827321.1848 | -858809.2139 | -888390.7575 | -917421.9261 | 1991666.7448 | 79369.08 | 53867.6
6586 | 2011731.849 | 105977.792 | 52117.1 | 1677879.1403 | 1685434.1799 | 944973.5342 | 202786.1593 | -542210.8426 | -1109324.8021 | -1144172.6559 | -1181549.7715 | -1226937.188 | -1269038.7701 | -1309119.3263 | -1348289.2551 | -1386236.0445 | -1422919.2166 | -1458468.2995 | -1492845.4345 | -1526257.2957 | -1558900.0809 | -1589617.1738 | -1619778.3468 | 2011731.849 | 105977.792 | 52117.1
6587 | 2034480.6449 | 107354.208 | 82178.9 | 1667202.2392 | 1674842.7117 | 924820.0379 | 173051.1088 | -581559.2186 | -1155972.4546 | -1191198.9836 | -1228983.3755 | -1274868.6493 | -1317430.9323 | -1357949.3355 | -1397546.8138 | -1435907.3215 | -1472989.9227 | -1508925.6104 | -1543676.0977 | -1577450.3959 | -1610446.9212 | -1641495.9784 | -1671982.8294 | 2034480.6449 | 107354.208 | 82178.9
6588 | 2061437.7909 | 107475.352 | 87986.5 | 1685875.4918 | 1693617.2016 | 942528.4115 | 189670.2281 | -566067.0026 | -1141431.1202 | -1177055.8965 | -1215272.4276 | -1261697.1784 | -1304754.9083 | -1345741.6767 | -1385795.318 | -1424595.5985 | -1462101.04 | -1498444.3714 | -1533586.7983 | -1567740.1014 | -1601105.3261 | -1632497.2784 | -1663319.5752 | 2061437.7909 | 107475.352 | 87986.5
6589 | 2055778.9467 | 106571.36 | 93243.8 | 1676357.7325 | 1684078.1906 | 939177.8751 | 192513.0233 | -557022.9724 | -1127715.9419 | -1163235.8358 | -1201340.37 | -1247630.5916 | -1290563.035 | -1331430.2019 | -1371366.8032 | -1410053.4843 | -1447448.8809 | -1483685.3575 | -1518724.2262 | -1552776.6863 | -1586043.2314 | -1617341.9209 | -1648072.5187 | 2055778.9467 | 106571.36 | 93243.8
6590 | 2043590.6779 | 104331.952 | 89791.8 | 1670925.7172 | 1678600.4024 | 949025.0072 | 217695.5373 | -516488.0542 | -1075621.0442 | -1110896.8509 | -1148741.9742 | -1194724.2536 | -1237368.6624 | -1277960.0393 | -1317626.3677 | -1356050.1865 | -1393190.3765 | -1429178.5174 | -1463976.1508 | -1497793.2238 | -1530829.0414 | -1561908.6703 | -1592423.5756 | 2043590.6779 | 104331.952 | 89791.8
6591 | 2037844.3067 | 99099.264 | 84630.1 | 1676075.7739 | 1683728.8786 | 989771.9129 | 294065.8048 | -404486.3994 | -936874.7153 | -971898.451 | -1009484.2785 | -1055184.3814 | -1097555.9993 | -1137880.3584 | -1177282.27 | -1215445.1658 | -1252328.0423 | -1288062.1092 | -1322609.0161 | -1356178.1199 | -1388968.165 | -1419807.5221 | -1450083.7435 | 2037844.3067 | 99099.264 | 84630.1
6592 | 2031376.2333 | 81654.648 | 80416 | 1691831.509 | 1699460.3229 | 1124148.2888 | 547092.6641 | -32800.0233 | -476169.2023 | -510522.9542 | -547430.6659 | -592426.8984 | -634105.2106 | -673742.7618 | -712460.7934 | -749943.7418 | -786150.7336 | -821212.5621 | -855090.9986 | -887994.7356 | -920121.8866 | -950304.5411 | -979925.8472 | 2031376.2333 | 81654.648 | 80416
6593 | 2145105.9462 | 30085.678 | 77800.1 | 1849809.9335 | 1857865.8583 | 1632130.1903 | 1404553.3141 | 1173980.5379 | 992162.5612 | 957885.6604 | 920911.8124 | 875396.5954 | 833385.0575 | 793528.5358 | 754643.0143 | 717061.7242 | 680827.8269 | 645803.2067 | 612028.2325 | 579282.5279 | 547356.8876 | 517484.6095 | 488205.1077 | 2145105.9462 | 30085.678 | 77800.1
6594 | 2290786.6064 | 0 | 71506.8 | 2019141.9736 | 2027745.0006 | 2005265.1774 | 1980819.104 | 1953173.6699 | 1922990.3017 | 1887622.6111 | 1849374.8154 | 1802005.5804 | 1758377.97 | 1717051.7294 | 1676762.4328 | 1637865.9417 | 1600408.349 | 1564242.1592 | 1529410.4825 | 1495677.9762 | 1462821.2274 | 1432157.2908 | 1402126.3877 | 2290786.6064 | 0 | 71506.8
6595 | 2407203.0003 | 0 | 61837 | 2135057.2835 | 2144097.5112 | 2120607.6651 | 2095051.6451 | 2066133.6749 | 2034548.7943 | 1997516.1271 | 1957456.9897 | 1907812.8669 | 1862100.5158 | 1818806.4888 | 1776602.1025 | 1735861.3034 | 1696632.5267 | 1658760.781 | 1622291.3677 | 1586976.984 | 1552582.8631 | 1520492.9919 | 1489068.3246 | 2407203.0003 | 0 | 61837
6596 | 2445407.7817 | 0 | 50602.5 | 2181158.7497 | 2190342.4551 | 2166528.0814 | 2140614.7414 | 2111286.0936 | 2079248.2088 | 2041676.0755 | 2001029.4387 | 1950645.693 | 1904256.1203 | 1860323.253 | 1817497.3201 | 1776158.2029 | 1736355.1055 | 1697930.5766 | 1660930.6366 | 1625104.0577 | 1590212.3471 | 1557661.457 | 1525786.3283 | 2445407.7817 | 0 | 50602.5
6597 | 2458714.8238 | 0 | 68207 | 2175698.7031 | 2184932.383 | 2161010.2093 | 2134977.6475 | 2105511.193 | 2073320.7589 | 2035565.9608 | 1994719.9288 | 1944083.8021 | 1897463.5832 | 1853313.4382 | 1810276.2511 | 1768733.9706 | 1728736.0683 | 1690124.2362 | 1652944.745 | 1616944.9999 | 1581885.2105 | 1549178.9794 | 1517152.187 | 2458714.8238 | 0 | 68207
6598 | 2445837.1917 | 0 | 74137 | 2158016.1438 | 2167201.4618 | 2143398.4789 | 2117496.1612 | 2088177.9359 | 2056149.998 | 2018586.8396 | 1977948.638 | 1927571.6176 | 1881189.4716 | 1837264.4623 | 1794446.5818 | 1753115.7782 | 1713321.264 | 1674905.5605 | 1637914.6959 | 1602097.3985 | 1567215.1337 | 1534674.1003 | 1502808.9469 | 2445837.1917 | 0 | 74137
6599 | 2369582.8079 | 0 | 70151.4 | 2092409.4327 | 2101308.3782 | 2078177.2514 | 2053012.2412 | 2024537.8219 | 1993438.1712 | 1956975.8729 | 1917534.4026 | 1868657.7427 | 1823651.4081 | 1781025.6036 | 1739472.4108 | 1699359.9318 | 1660735.8451 | 1623447.5816 | 1587539.7345 | 1552768.866 | 1518903.8784 | 1487307.1292 | 1456365.188 | 2369582.8079 | 0 | 70151.4
6600 | 2309506.1815 | 0 | 70669.7 | 2037063.1863 | 2045736.5145 | 2023139.161 | 1998559.4896 | 1970754.3134 | 1940390.4639 | 1904799.9274 | 1866305.7505 | 1818615.5968 | 1774697.6431 | 1733099.8653 | 1692547.5049 | 1653399.3317 | 1615701.8151 | 1579306.2543 | 1544256.1118 | 1510314.1219 | 1477255.0458 | 1446406.7008 | 1416196.5624 | 2309506.1815 | 0 | 70669.7
6601 | 2224344.6375 | 0 | 69258.8 | 1960752.8018 | 1969106.3067 | 1947254.6452 | 1923493.7626 | 1896626.3135 | 1867294.5406 | 1832928.8113 | 1795766.5115 | 1749747.3306 | 1707361.2523 | 1667209.7949 | 1628065.2058 | 1590273.0254 | 1553878.0096 | 1518736.9407 | 1484891.6788 | 1452113.7071 | 1420186.0923 | 1390387.6893 | 1361203.9594 | 2224344.6375 | 0 | 69258.8
6602 | 2159430.3136 | 0 | 69609.6 | 1901159.0102 | 1909268.73 | 1887987.587 | 1864852.9408 | 1838702.3888 | 1810159.4308 | 1776729.4253 | 1740584.4631 | 1695841.0953 | 1654624.8032 | 1615577.9177 | 1577508.5166 | 1540752.056 | 1505351.9858 | 1471169.2678 | 1438244.5406 | 1406355.9561 | 1375292.9121 | 1346296.942 | 1317897.7066 | 2159430.3136 | 0 | 69609.6
6603 | 2132063.3556 | 0 | 70461.6 | 1875331.0055 | 1883337.9489 | 1862298.5234 | 1839429.0844 | 1813581.9611 | 1785372.7512 | 1752338.4284 | 1716623.5563 | 1672419.2481 | 1631697.3161 | 1593117.2974 | 1555502.3752 | 1519183.7543 | 1484204.3339 | 1450426.838 | 1417891.3901 | 1386378.9536 | 1355681.5953 | 1327025.1144 | 1298957.8057 | 2132063.3556 | 0 | 70461.6
6604 | 2116448.7937 | 0 | 61914.4 | 1869627.832 | 1877576.1351 | 1856674.7617 | 1833956.7774 | 1808282.9163 | 1780264.2679 | 1747455.8442 | 1711986.5026 | 1668089.899 | 1627650.1677 | 1589336.663 | 1551981.1867 | 1515912.518 | 1481173.242 | 1447627.0879 | 1415313.8854 | 1384016.2022 | 1353527.6278 | 1325064.984 | 1297187.1975 | 2116448.7937 | 0 | 61914.4
6605 | 2083646.6597 | 0 | 69096.3 | 1832509.6032 | 1840334.7181 | 1819720.0328 | 1797316.8916 | 1772003.6857 | 1744382.0335 | 1712044.8412 | 1677087.9717 | 1633834.4514 | 1593984.2267 | 1556227.2748 | 1519413.5031 | 1483866.5953 | 1449628.4763 | 1416564.9875 | 1384715.3411 | 1353865.4748 | 1323812.1773 | 1295753.4111 | 1268270.4377 | 2083646.6597 | 0 | 69096.3
6606 | 2142247.7528 | 1408.0428 | 90565.3 | 1863113.8856 | 1871159.0764 | 1840455.8658 | 1807913.9001 | 1772380.0264 | 1736865.7855 | 1703635.6695 | 1667712.1999 | 1623258.7419 | 1582304.2948 | 1543501.9923 | 1505669.3964 | 1469139.2939 | 1433954.7891 | 1399977.9501 | 1367249.0919 | 1335548.132 | 1304666.1437 | 1275834.7816 | 1247595.406 | 2142247.7528 | 1408.0428 | 90565.3
6607 | 2161690.8497 | 55064.224 | 88724.9 | 1829042.5273 | 1837160.7365 | 1441521.2463 | 1044026.3124 | 643512.3158 | 334186.3862 | 298890.0869 | 260875.9889 | 214254.4843 | 171163.7476 | 130244.6885 | 90304.137 | 51677.9004 | 14409.4741 | -21640.3255 | -56430.8176 | -90184.0823 | -123110.9422 | -153968.5644 | -184228.8273 | 2161690.8497 | 55064.224 | 88724.9
6608 | 2315723.184 | 87748.296 | 87372.5 | 1938285.9355 | 1946982.6116 | 1327797.6763 | 706625.087 | 82218.31 | -395623.6813 | -434227.0501 | -475741.8756 | -526477.4326 | -573430.6353 | -618057.4163 | -661635.9657 | -703806.5481 | -744522.5686 | -783933.1288 | -821994.6488 | -858945.0332 | -895010.127 | -928858.5386 | -962067.0257 | 2315723.184 | 87748.296 | 87372.5
6609 | 2410446.5866 | 100419.44 | 75816.8 | 2023618.2493 | 2032670.6582 | 1326510.2382 | 618280.8602 | -93314.9981 | -636916.0985 | -677308.6552 | -720731.7601 | -773752.7656 | -822836.7016 | -869499.0549 | -915070.2992 | -959175.9844 | -1001767.6097 | -1043000.3754 | -1082828.9192 | -1121500.8771 | -1159251.332 | -1194694.4325 | -1229471.4327 | 2410446.5866 | 100419.44 | 75816.8
6610 | 2482496.2358 | 105161.192 | 81663.5 | 2078784.7262 | 2088107.717 | 1349076.2868 | 607914.0563 | -136715.2805 | -705370.9604 | -746962.3282 | -791674.8292 | -846272.1176 | -896814.6551 | -944863.2274 | -991788.077 | -1037203.5608 | -1081059.7288 | -1123516.42 | -1164526.9164 | -1204346.2557 | -1243216.5479 | -1279710.5174 | -1315518.4766 | 2482496.2358 | 105161.192 | 81663.5
6611 | 2483529.5802 | 107319.056 | 81534.1 | 2077699.327 | 2087026.1985 | 1333310.5262 | 577463.1667 | -181852.7424 | -761528.7975 | -803212.4553 | -848018.5455 | -902713.5377 | -953352.0912 | -1001495.6414 | -1048515.0011 | -1094024.3668 | -1137973.7675 | -1180523.109 | -1221625.6536 | -1261536.5453 | -1300497.9949 | -1337082.1327 | -1372979.9746 | 2483529.5802 | 107319.056 | 81534.1
6612 | 2505280.0792 | 107617.744 | 73323.2 | 2105461.7747 | 2114870.33 | 1358927.1707 | 600833.655 | -160758.7874 | -742227.8455 | -784240.7589 | -829403.4506 | -884541.6504 | -935587.8855 | -984117.2664 | -1031512.6112 | -1077384.7377 | -1121683.2372 | -1164569.4158 | -1205996.1267 | -1246220.7484 | -1285487.6127 | -1322356.345 | -1358532.7709 | 2505280.0792 | 107617.744 | 73323.2
6613 | 2515234.3228 | 106431.848 | 59314.9 | 2129740.5477 | 2139186.486 | 1391211.5005 | 641077.6145 | -112569.1005 | -688118.9182 | -730242.1452 | -775527.6655 | -830828.3296 | -882020.7704 | -930686.3568 | -978213.4012 | -1024211.175 | -1068629.0694 | -1111629.0313 | -1153163.7266 | -1193491.5563 | -1232857.8233 | -1269816.4298 | -1306079.9791 | 2515234.3228 | 106431.848 | 59314.9
6614 | 2514862.2355 | 103049.216 | 48958.2 | 2143140.3003 | 2152584.8412 | 1427603.0582 | 700462.6941 | -30189.9794 | -588494.208 | -630505.3557 | -675678.3288 | -730864.9642 | -781943.984 | -830496.5232 | -877910.6889 | -923795.8102 | -968101.2857 | -1010989.0387 | -1052411.7416 | -1092627.7577 | -1131882.3532 | -1168729.6443 | -1204881.9811 | 2514862.2355 | 103049.216 | 48958.2
6615 | 2496561.6823 | 94521.04 | 67424.2 | 2116500.777 | 2125876.5903 | 1459026.2094 | 790032.9552 | 117552.9506 | -397052.1751 | -438521.3446 | -483129.3312 | -537678.1109 | -588149.1661 | -636112.1257 | -682944.9957 | -728259.9481 | -772006.7498 | -814346.1456 | -855231.1526 | -894918.2536 | -933650.9303 | -969993.8205 | -1005646.8135 | 2496561.6823 | 94521.04 | 67424.2
6616 | 2528635.9501 | 72729.32 | 67021.3 | 2167967.4507 | 2177463.7187 | 1658472.8173 | 1137311.5124 | 612618.6615 | 208729.6008 | 167520.3382 | 123131.9331 | 68675.0217 | 18348.2229 | -29438.258 | -76080.1304 | -121184.5841 | -164700.7405 | -206791.4094 | -247409.0044 | -286813.3035 | -325250.9165 | -361268.0405 | -396586.4039 | 2528635.9501 | 72729.32 | 67021.3
6617 | 2538802.1929 | 22495.776 | 55212.5 | 2239287.8492 | 2248822.2965 | 2071236.2294 | 1891471.0329 | 1708160.0919 | 1560268.5577 | 1520581.3009 | 1477702.12 | 1424713.9529 | 1375872.5033 | 1329581.5849 | 1284439.8767 | 1240841.7684 | 1198838.3431 | 1158266.1363 | 1119172.9258 | 1081297.8892 | 1044393.4253 | 1009919.1818 | 976146.5082 | 2538802.1929 | 22495.776 | 55212.5
6618 | 2607995.7745 | 0 | 51373.9 | 2328770.6111 | 2338564.9142 | 2313307.5421 | 2285811.6496 | 2254673.3755 | 2220645.7353 | 2180715.8905 | 2137507.1276 | 2083913.8639 | 2034580.3341 | 1987866.8487 | 1942333.8946 | 1898386.6103 | 1856077.4712 | 1815238.5576 | 1775918.9496 | 1737850.716 | 1700779.5075 | 1666204.7537 | 1632350.6906 | 2607995.7745 | 0 | 51373.9
6619 | 2636942.5849 | 0 | 38575.4 | 2367986.9422 | 2377889.9547 | 2352388.4615 | 2324623.602 | 2293175.9331 | 2258806.8282 | 2218470.0087 | 2174817.8775 | 2120665.9854 | 2070821.107 | 2023625.3536 | 1977623.2345 | 1933224.3849 | 1890481.8627 | 1849225.8845 | 1809506.0749 | 1771051.5291 | 1733605.0747 | 1698682.7837 | 1664489.1826 | 2636942.5849 | 0 | 38575.4
6620 | 2647015.451 | 0 | 27637.4 | 2388117.778 | 2398058.6191 | 2372478.927 | 2344627.2228 | 2313078.6413 | 2278597.4642 | 2238125.7764 | 2194326.1127 | 2139986.5799 | 2089970.5133 | 2042613.6911 | 1996455.0628 | 1951905.8283 | 1909019.2482 | 1867624.8905 | 1827772.5695 | 1789190.3455 | 1751620.0636 | 1716583.5873 | 1682278.5843 | 2647015.451 | 0 | 27637.4
6621 | 2655082.2475 | 0 | 38747.2 | 2384370.0073 | 2394341.1432 | 2368699.5358 | 2340778.9923 | 2309150.3053 | 2274580.0856 | 2234001.099 | 2190083.9946 | 2135594.9008 | 2085442.4489 | 2037957.3454 | 1991674.0874 | 1947005.1278 | 1904003.8896 | 1862499.4213 | 1822541.6891 | 1783857.9245 | 1746189.1859 | 1711061.9747 | 1676668.466 | 2655082.2475 | 0 | 38747.2
6622 | 2594392.5257 | 0 | 37130.9 | 2330598.8295 | 2340342.0457 | 2315238.2816 | 2287907.6733 | 2256953.6819 | 2223125.3952 | 2183425.6898 | 2140464.1689 | 2087172.3127 | 2038117.9716 | 1991670.0089 | 1946396.4199 | 1902700.2298 | 1860633.6404 | 1820029.6078 | 1780936.9561 | 1743089.1517 | 1706233.172 | 1671860.6254 | 1638205.0106 | 2594392.5257 | 0 | 37130.9
6623 | 2485056.3101 | 0 | 60053.5 | 2207892.328 | 2217224.9331 | 2193082.6965 | 2166807.4622 | 2137061.546 | 2104562.4668 | 2066439.4097 | 2025192.0008 | 1974049.6107 | 1926966.153 | 1882379.2324 | 1838917.1934 | 1796966.0766 | 1756575.8838 | 1717586.6108 | 1680045.0242 | 1643695.823 | 1608296.6477 | 1575276.2455 | 1542942.5612 | 2485056.3101 | 0 | 60053.5
6624 | 2380100.6569 | 0 | 42007.4 | 2130152.3749 | 2139090.82 | 2115875.3267 | 2090616.9221 | 2062034.4191 | 2030815.032 | 1994209.1942 | 1954610.9606 | 1905535.6577 | 1860347.8593 | 1817551.1574 | 1775831.8281 | 1735559.6076 | 1696782.3859 | 1659346.9166 | 1623297.991 | 1588391.0908 | 1554394.0923 | 1522675.4002 | 1491614.4226 | 2380100.6569 | 0 | 42007.4
6625 | 2280821.0765 | 0 | 45761.5 | 2035792.3964 | 2044357.998 | 2022011.8171 | 1997707.9397 | 1970218.6197 | 1940202.4063 | 1905024.4236 | 1866978.8651 | 1819851.548 | 1776449.5784 | 1735338.9671 | 1695260.7887 | 1656569.3568 | 1619310.5638 | 1583337.5555 | 1548693.255 | 1515143.3432 | 1482465.3791 | 1451970.6879 | 1422106.2764 | 2280821.0765 | 0 | 45761.5
6626 | 2212360.6188 | 0 | 57426.8 | 1961647.784 | 1969956.283 | 1948211.6714 | 1924568.1248 | 1897834.7489 | 1868650.3262 | 1834459.0683 | 1797486.3069 | 1751704.3823 | 1709535.9864 | 1669590.1719 | 1630645.8012 | 1593046.5527 | 1556836.9415 | 1521874.5213 | 1488200.9268 | 1455588.8721 | 1423822.593 | 1394174.0543 | 1365136.8769 | 2212360.6188 | 0 | 57426.8
6627 | 2168673.1289 | 0 | 53266.6 | 1925937.3138 | 1934081.7449 | 1912721.7566 | 1889500.3317 | 1863250.0924 | 1834597.207 | 1801036.3565 | 1764748.9287 | 1719826.2924 | 1678445.8283 | 1639244.0565 | 1601023.9528 | 1564122.4092 | 1528583.0618 | 1494266.2771 | 1461212.8676 | 1429200.0357 | 1398016.2779 | 1368908.4414 | 1340399.8937 | 2168673.1289 | 0 | 53266.6
6628 | 2147348.1127 | 0 | 65537.8 | 1894204.188 | 1902268.5332 | 1881096.599 | 1858081.5321 | 1832067.4338 | 1803674.3151 | 1770421.4923 | 1734468.9033 | 1689966.0176 | 1648970.4731 | 1610132.1974 | 1572265.9368 | 1535705.2708 | 1500493.406 | 1466492.0824 | 1433741.7108 | 1402021.6847 | 1371122.5801 | 1342278.984 | 1314028.7838 | 2147348.1127 | 0 | 65537.8
6629 | 2113233.5747 | 0 | 63521.1 | 1865086.8152 | 1873023.0435 | 1852149.2891 | 1829461.6834 | 1803822.6913 | 1775842.474 | 1743079.7578 | 1707660.1662 | 1663826.1147 | 1623443.6842 | 1585184.2501 | 1547881.3891 | 1511863.3807 | 1477172.7456 | 1443673.4198 | 1411405.1725 | 1380150.9017 | 1349704.5107 | 1321280.9726 | 1293441.4032 | 2113233.5747 | 0 | 63521.1
6630 | 2162819.7122 | 3303.533 | 75774.9 | 1894783.4562 | 1902905.9048 | 1859136.8362 | 1813511.355 | 1764865.2344 | 1719437.3868 | 1685848.5055 | 1649540.4062 | 1604620.4054 | 1563233.0163 | 1524018.4389 | 1485782.8801 | 1448862.3225 | 1413300.2844 | 1378957.5092 | 1345874.6993 | 1313829.6584 | 1282611.4538 | 1253463.5675 | 1224913.3525 | 2162819.7122 | 3303.533 | 75774.9
6631 | 2154345.8384 | 59183.164 | 55176 | 1851769.1835 | 1859859.8086 | 1436283.681 | 1010858.4143 | 582424.343 | 252186.7141 | 216859.3775 | 178823.4767 | 132209.4156 | 89114.1255 | 48183.1341 | 8227.3255 | -30418.634 | -67711.3967 | -103789.6734 | -138612.9215 | -172402.4665 | -205368.4147 | -236272.156 | -266580.5677 | 2154345.8384 | 59183.164 | 55176
6632 | 2294628.852 | 90649.584 | 34165.9 | 1969339.8519 | 1977957.3085 | 1339233.8436 | 698540.8305 | 54643.0907 | -437735.6844 | -476131.9414 | -517413.1343 | -567831.0654 | -614501.0962 | -658865.8972 | -702192.0152 | -744122.9914 | -784612.6558 | -823808.7514 | -861668.0954 | -898426.4255 | -934307.5292 | -967992.1428 | -1001042.6611 | 2294628.852 | 90649.584 | 34165.9
6633 | 2392488.1772 | 102621.288 | 32622.1 | 2048221.6538 | 2057206.6201 | 1336235.0724 | 613209.9809 | -113156.5098 | -667766.2529 | -707973.5904 | -751188.8978 | -803930.5992 | -852764.5631 | -899194.9858 | -944542.4285 | -988435.2308 | -1030825.2534 | -1071866.5403 | -1111514.067 | -1150013.6245 | -1187598.5446 | -1222893.3006 | -1257526.9189 | 2392488.1772 | 102621.288 | 32622.1
6634 | 2466797.3377 | 105856.496 | 46966.5 | 2098459.0807 | 2107723.1144 | 1364102.4033 | 618364.3667 | -130818.8508 | -702829.3329 | -744217.9881 | -788708.0389 | -843020.3675 | -893303.5867 | -941108.6122 | -987797.0211 | -1032985.6093 | -1076624.7424 | -1118873.249 | -1159684.706 | -1199312.5388 | -1237997.3261 | -1274320.8181 | -1309962.6381 | 2466797.3377 | 105856.496 | 46966.5
6635 | 2545697.8032 | 107556.792 | 24531.1 | 2191201.3987 | 2200761.7424 | 1444885.5601 | 686824.3296 | -74792.2758 | -656433.8646 | -699019.5245 | -744805.7782 | -800728.4749 | -852493.1912 | -901700.4489 | -949755.3751 | -996262.5088 | -1041170.6281 | -1084643.6417 | -1126633.6418 | -1167402.1595 | -1207197.4682 | -1244555.9559 | -1281210.9681 | 2545697.8032 | 107556.792 | 24531.1
6636 | 2561354.2166 | 107782.12 | 27836.3 | 2201959.4393 | 2211578.5805 | 1454026.9806 | 694276.8941 | -69050.4333 | -652037.1393 | -694861.9745 | -740907.0875 | -797150.9841 | -849211.3283 | -898698.485 | -947026.2232 | -993796.6498 | -1038958.2278 | -1082675.874 | -1124901.386 | -1165897.9031 | -1205915.2261 | -1243480.7411 | -1280338.4542 | 2561354.2166 | 107782.12 | 27836.3
6637 | 2560178.3965 | 106498.536 | 14320.4 | 2215685.8304 | 2225300.5557 | 1476478.6792 | 725459.3253 | -29135.6274 | -605570.138 | -648341.9708 | -694332.6032 | -750517.3373 | -802520.4395 | -851951.5354 | -900223.7451 | -946939.3581 | -992046.8611 | -1035711.0951 | -1077883.8798 | -1118828.234 | -1158793.8434 | -1196308.7705 | -1233116.2205 | 2560178.3965 | 106498.536 | 14320.4
6638 | 2571891.4996 | 103686.216 | 9552.33 | 2233955.9916 | 2243614.7054 | 1513803.1748 | 781784.1133 | 46173.0942 | -516070.0653 | -558922.5541 | -605008.5687 | -661335.3243 | -713461.3164 | -763003.5352 | -811381.5656 | -858195.8778 | -903394.7226 | -947143.6954 | -989394.3953 | -1030411.0445 | -1070444.4711 | -1108016.0031 | -1144876.8213 | 2571891.4996 | 103686.216 | 9552.33
6639 | 2545828.1633 | 96654.928 | 31559.8 | 2195193.5338 | 2204754.3669 | 1522966.2219 | 838992.9168 | 151464.0546 | -374617.9163 | -416866.451 | -462315.7433 | -517901.9977 | -569330.0589 | -618200.5304 | -665918.6114 | -712088.8207 | -756659.9338 | -799795.8676 | -841448.712 | -881880.0113 | -921338.052 | -958359.1467 | -994676.73 | 2545828.1633 | 96654.928 | 31559.8
6640 | 2502879.2343 | 78449.976 | 35435 | 2170326.6511 | 2179726.19 | 1622071.248 | 1062268.0103 | 498969.1989 | 66225.1062 | 25196.4583 | -18978.9494 | -73120.3054 | -123173.6181 | -170712.4886 | -217118.4098 | -262002.5723 | -305314.6159 | -347215.6921 | -387658.6991 | -426900.7689 | -465185.9992 | -501075.3957 | -536273.1492 | 2502879.2343 | 78449.976 | 35435
6641 | 2511816.9589 | 27605.638 | 34255.8 | 2230507.0567 | 2239940.1611 | 2027853.0472 | 1813609.966 | 1595858.8286 | 1422241.3283 | 1382772.6223 | 1340145.9195 | 1287517.6802 | 1238992.0824 | 1192989.9059 | 1148124.7245 | 1104786.7359 | 1063026.4802 | 1022682.2304 | 983801.2566 | 946125.5085 | 909410.0167 | 875098.9142 | 841481.9246 | 2511816.9589 | 27605.638 | 34255.8
6642 | 2544044.2295 | 0 | 36708.7 | 2285071.4838 | 2294625.6175 | 2269928.2183 | 2243047.1903 | 2212613.0967 | 2179360.4881 | 2140350.4049 | 2098141.807 | 2045803.3502 | 1997620.1729 | 1951992.7931 | 1907516.9963 | 1864587.9865 | 1823256.9525 | 1783360.0921 | 1744945.2818 | 1707751.1606 | 1671529.6161 | 1637743.3099 | 1604660.0221 | 2544044.2295 | 0 | 36708.7
6643 | 2647907.8731 | 0 | 25313.8 | 2391255.8324 | 2401200.0249 | 2375602.5173 | 2347732.2316 | 2316163.8222 | 2281661.8286 | 2241167.3045 | 2197343.6826 | 2142976.6382 | 2092934.5176 | 2045552.5379 | 1999369.156 | 1954795.7105 | 1911885.4801 | 1870467.9751 | 1830593.0267 | 1791988.6035 | 1754396.4635 | 1719338.9834 | 1685013.2233 | 2647907.8731 | 0 | 25313.8
6644 | 2667244.8046 | 0 | 17308.8 | 2416908.3653 | 2426925.1775 | 2401168.353 | 2373122.153 | 2341350.8229 | 2306624.4853 | 2265861.8557 | 2221745.8166 | 2167009.3594 | 2116629.4097 | 2068929.0272 | 2022435.9955 | 1977564.6572 | 1934368.6799 | 1892676.3289 | 1852537.7995 | 1813679.0735 | 1775840.0232 | 1740554.1427 | 1706005.3257 | 2667244.8046 | 0 | 17308.8
6645 | 2685491.1167 | 0 | 16939.7 | 2433929.6624 | 2444014.9985 | 2418107.1247 | 2389894.2141 | 2357930.6902 | 2322991.9441 | 2281975.6122 | 2237582.9307 | 2182497.178 | 2131797.7351 | 2083796.19 | 2037010.2551 | 1991857.1074 | 1948390.7816 | 1906438.3684 | 1866050.4062 | 1826951.0024 | 1788878.2498 | 1753376.1328 | 1718616.1216 | 2685491.1167 | 0 | 16939.7
6646 | 2641215.6167 | 0 | 4786.46 | 2405675.5945 | 2415594.6543 | 2390080.8976 | 2362300.107 | 2330830.5392 | 2296434.8014 | 2256061.6786 | 2212367.8718 | 2158157.2897 | 2108260.7006 | 2061017.5293 | 2014969.9266 | 1970528.1913 | 1927745.4675 | 1886451.6965 | 1846696.5834 | 1808208.7844 | 1770730.7103 | 1735780.89 | 1701560.9404 | 2641215.6167 | 0 | 4786.46
6647 | 2525328.3694 | 0 | 2748.22 | 2301951.2415 | 2311435.0879 | 2286940.2208 | 2260277.7893 | 2230088.4312 | 2197101.2931 | 2158399.0367 | 2116521.7961 | 2064589.2194 | 2016781.3529 | 1971510.4815 | 1927382.7213 | 1884790.3688 | 1843784.2361 | 1804201.7262 | 1766090.3634 | 1729190.7094 | 1693256.4771 | 1659739.5676 | 1626920.5048 | 2525328.3694 | 0 | 2748.22
6648 | 2395582.6214 | 0 | 8204.88 | 2178084.2555 | 2187080.843 | 2163729.7864 | 2138322.5299 | 2109569.5525 | 2078162.5389 | 2041334.0369 | 2001493.6744 | 1952114.5966 | 1906648.3105 | 1863588.6744 | 1821613.4189 | 1781094.6854 | 1742080.6752 | 1704417.1452 | 1668149.1781 | 1633030.6649 | 1598827.9721 | 1566918.4056 | 1535670.8318 | 2395582.6214 | 0 | 8204.88
6649 | 2302736.4915 | 0 | 9964.55 | 2091590.0899 | 2100237.9947 | 2077699.9179 | 2053185.3339 | 2025454.6999 | 1995172.8926 | 1959679.7188 | 1921291.4159 | 1873734.0918 | 1829937.9104 | 1788455.104 | 1748014.6507 | 1708974.2685 | 1671380.2908 | 1635084.4524 | 1600130.0887 | 1566280.6293 | 1533311.4957 | 1502546.6131 | 1472418.0662 | 2302736.4915 | 0 | 9964.55
6650 | 2225526.1473 | 0 | 5422.72 | 2025667.1674 | 2034025.1094 | 2012165.2177 | 1988395.0906 | 1961516.7471 | 1932172.7707 | 1897792.1641 | 1860613.5015 | 1814573.2532 | 1772168.0374 | 1731998.6294 | 1692836.6245 | 1655027.7467 | 1618616.7757 | 1583460.4176 | 1549600.5548 | 1516808.5491 | 1484867.352 | 1455056.4977 | 1425860.643 | 2225526.1473 | 0 | 5422.72
6651 | 2141522.5219 | 0 | 0 | 1954425.3582 | 1962467.8255 | 1941345.5735 | 1918385.1891 | 1892433.9094 | 1864110.0634 | 1830939.6973 | 1795076.8894 | 1750686.9809 | 1709794.8986 | 1671054.2324 | 1633282.9445 | 1596813.7091 | 1561689.6158 | 1527772.7795 | 1495103.5015 | 1463461.7738 | 1432638.7405 | 1403865.6392 | 1375684.324 | 2141522.5219 | 0 | 0
6652 | 2124544.5972 | 0 | 11508.8 | 1927421.9341 | 1935400.6409 | 1914428.3791 | 1891632.5574 | 1865869.5521 | 1837752.7903 | 1804827.9314 | 1769231.9762 | 1725176.523 | 1684591.1654 | 1646140.1676 | 1608650.8628 | 1572453.2879 | 1537590.1909 | 1503924.7797 | 1471497.0363 | 1440088.6968 | 1409492.5611 | 1380930.1055 | 1352954.7444 | 2124544.5972 | 0 | 11508.8
6653 | 2075977.384 | 0 | 20534.8 | 1874071.8647 | 1881868.1778 | 1861320.6462 | 1838991.2415 | 1813762.4832 | 1786233.7753 | 1754006.8837 | 1719169.9573 | 1676066.9175 | 1636354.6467 | 1598727.9441 | 1562040.9502 | 1526616.1571 | 1492495.3357 | 1459544.8209 | 1427803.6808 | 1397058.6409 | 1367107.2378 | 1339143.0248 | 1311752.4852 | 2075977.384 | 0 | 20534.8
6654 | 2102360.3031 | 6510.0275 | 19637.3 | 1892537.275 | 1900432.6689 | 1835394.9361 | 1768552.685 | 1698774.2333 | 1637730.5516 | 1604904.8096 | 1569435.8626 | 1525595.751 | 1485189.5005 | 1446895.323 | 1409552.7966 | 1373488.512 | 1338744.7708 | 1305186.2092 | 1272852.3919 | 1241527.3339 | 1211005.9988 | 1182497.1083 | 1154569.1819 | 2102360.3031 | 6510.0275 | 19637.3
6655 | 2099808.4868 | 65467.4 | 13988 | 1836900.3292 | 1844786.1398 | 1378966.7096 | 911344.9512 | 440790.5563 | 79173.2359 | 44421.741 | 7030.2495 | -38722.2459 | -81045.0482 | -121258.341 | -160521.1378 | -198507.2444 | -235174.4104 | -270657.8353 | -304918.0025 | -338170.6349 | -370620.5199 | -401060.403 | -430920.0271 | 2099808.4868 | 65467.4 | 13988
6656 | 2258804.4081 | 93013.328 | 9614.82 | 1958832.5976 | 1967315.5158 | 1312836.7773 | 656419.2397 | -3152.9915 | -507149.3284 | -545108.7861 | -585908.1391 | -635701.5849 | -681805.6437 | -725640.4626 | -768452.8147 | -809891.8065 | -849911.9886 | -888658.7975 | -926089.7247 | -962436.8272 | -997920.3989 | -1031241.7728 | -1063938.9511 | 2258804.4081 | 93013.328 | 9614.82
6657 | 2374414.4505 | 103062.928 | 9049.57 | 2054857.854 | 2063774.9446 | 1339959.3428 | 614105.7104 | -115064.079 | -671706.5193 | -711668.572 | -754615.8713 | -807017.5988 | -855541.1092 | -901679.2356 | -946742.5633 | -990362.2394 | -1032490.4884 | -1073280.1905 | -1112686.6614 | -1150953.8353 | -1188313.2813 | -1223399.8639 | -1257830.3033 | 2374414.4505 | 103062.928 | 9049.57
6658 | 2440962.2753 | 105227.504 | 13855.4 | 2108621.2273 | 2117788.2376 | 1378669.6921 | 637455.996 | -107166.7993 | -675657.2238 | -716653.4438 | -760718.5781 | -814503.1202 | -864300.7502 | -911646.141 | -957886.6097 | -1002642.9655 | -1045866.0938 | -1087713.1598 | -1128138.2266 | -1167392.0654 | -1205712.7353 | -1241696.8402 | -1277006.4121 | 2440962.2753 | 105227.504 | 13855.4
6659 | 2442378.652 | 106544.16 | 11963.7 | 2110488.9043 | 2119661.2338 | 1371573.7054 | 621389.8108 | -132205.1612 | -707431.643 | -748497.7489 | -792634.5498 | -846496.3983 | -896369.0214 | -943787.9823 | -990101.3799 | -1034929.8035 | -1078224.1099 | -1120141.5555 | -1160636.1769 | -1199958.8906 | -1238347.894 | -1274398.9765 | -1309775.1347 | 2442378.652 | 106544.16 | 11963.7
6660 | 2453703.2671 | 106652.52 | 13770.6 | 2118908.8683 | 2128123.7273 | 1379193.8712 | 628157.9285 | -126304.9076 | -702227.6395 | -743466.7388 | -787790.7711 | -841884.9432 | -891971.3929 | -939592.8036 | -986103.5248 | -1031122.3865 | -1074600.0179 | -1116694.4043 | -1157359.3692 | -1196846.9927 | -1235396.5765 | -1271597.3991 | -1307120.168 | 2453703.2671 | 106652.52 | 13770.6
6661 | 2472973.7833 | 105546.416 | 19095.9 | 2132276.5924 | 2141563.8216 | 1399978.1303 | 656269.812 | -90892.3133 | -661415.5345 | -702901.5831 | -747496.7928 | -801938.8734 | -852341.7565 | -900260.2409 | -947059.3129 | -992354.8089 | -1036096.9703 | -1078445.0231 | -1119352.4284 | -1159073.2458 | -1197848.6564 | -1234256.8595 | -1269981.6838 | 2472973.7833 | 105546.416 | 19095.9
6662 | 2454768.9733 | 103330.232 | 26250.5 | 2110723.8555 | 2119942.7168 | 1393576.7489 | 665103.7797 | -66797.5713 | -625806.3075 | -666962.5087 | -711204.9828 | -765221.84 | -815229.2344 | -862770.5189 | -909200.6316 | -954138.2369 | -997533.9425 | -1039545.8022 | -1080127.6198 | -1119531.5844 | -1157997.102 | -1194112.8383 | -1229550.2264 | 2454768.9733 | 103330.232 | 26250.5
6663 | 2430962.9372 | 97439.104 | 13689.5 | 2107449.7956 | 2116579.2535 | 1430465.9879 | 742266.1545 | 50671.1873 | -478016.9049 | -518639.4496 | -562318.337 | -615676.8168 | -665064.717 | -712010.4234 | -757855.7339 | -802223.0112 | -845063.3419 | -886533.2471 | -926586.9785 | -965474.2797 | -1003432.2347 | -1039063.1964 | -1074022.3883 | 2430962.9372 | 97439.104 | 13689.5
6664 | 2392716.5773 | 80715.584 | 16371.9 | 2086586.0034 | 2095571.8275 | 1523479.6706 | 949333.7738 | 371846.1589 | -71114.2341 | -110633.682 | -153161.3869 | -205216.3953 | -253363.2931 | -299106.4202 | -343766.464 | -386971.7284 | -428674.0697 | -469027.5465 | -507987.1301 | -545798.635 | -582695.4151 | -617301.8125 | -651247.0091 | 2392716.5773 | 80715.584 | 16371.9
6665 | 2416638.6624 | 29322.092 | 19396.9 | 2156786.5935 | 2165862.2567 | 1942939.9236 | 1717943.3176 | 1489571.5833 | 1308356.0881 | 1270199.2966 | 1229004.1718 | 1178186.4908 | 1131315.9932 | 1086873.2988 | 1043524.5164 | 1001645.0579 | 961283.5487 | 922284.3897 | 884693.0599 | 848261.2871 | 812753.3845 | 779558.7636 | 747031.954 | 2416638.6624 | 29322.092 | 19396.9
6666 | 2487843.597 | 0 | 14477.3 | 2256012.2996 | 2265355.3723 | 2241150.0775 | 2214809.3925 | 2184994.1329 | 2152422.6223 | 2114220.8258 | 2072891.1731 | 2021655.4409 | 1974483.1937 | 1929810.2836 | 1886263.5169 | 1844229.3671 | 1803757.892 | 1764688.9081 | 1727069.2343 | 1690643.2833 | 1655168.4237 | 1622075.0054 | 1589669.0751 | 2487843.597 | 0 | 14477.3
6667 | 2559278.4916 | 0 | 11316.9 | 2324366.583 | 2333977.9288 | 2309156.4783 | 2282138.323 | 2251545.8257 | 2218117.9354 | 2178898.0936 | 2136460.5838 | 2083832.5554 | 2035384.6891 | 1989507.925 | 1944789.6398 | 1901627.4041 | 1860072.7132 | 1819960.784 | 1781339.7797 | 1743946.7743 | 1707532.1696 | 1673567.3858 | 1640309.8304 | 2559278.4916 | 0 | 11316.9
6668 | 2558736.9586 | 0 | 8453.93 | 2326735.3318 | 2336344.6438 | 2311537.9364 | 2284534.989 | 2253958.4558 | 2220547.1297 | 2181345.0776 | 2138926.0382 | 2086318.6366 | 2037890.5127 | 1992032.9468 | 1947333.6148 | 1904190.003 | 1862653.5958 | 1822559.645 | 1783956.3037 | 1746580.7014 | 1710183.2928 | 1676235.1868 | 1642994.1594 | 2558736.9586 | 0 | 8453.93
6669 | 2569913.0809 | 0 | 5515.69 | 2339873.2763 | 2349524.5601 | 2324628.7115 | 2297527.0301 | 2266836.1541 | 2233298.1033 | 2193944.0337 | 2151358.9255 | 2098540.9541 | 2049920.5147 | 2003881.8611 | 1959006.5003 | 1915693.6549 | 1873995.0341 | 1833745.1701 | 1794992.4263 | 1757472.784 | 1720935.608 | 1686858.4328 | 1653491.4246 | 2569913.0809 | 0 | 5515.69
6670 | 2516482.323 | 0 | 4318 | 2292308.2626 | 2301758.8878 | 2277337.3215 | 2250755.7836 | 2220659.6737 | 2187775.5843 | 2149196.3961 | 2107453.3456 | 2055690.182 | 2008037.2801 | 1962912.4864 | 1918926.7996 | 1876471.1422 | 1835596.1481 | 1796139.79 | 1758149.4256 | 1721366.5255 | 1685545.6653 | 1652133.6602 | 1619417.0572 | 2516482.323 | 0 | 4318
6671 | 2413662.1813 | 0 | 349.485 | 2202439.6639 | 2211504.149 | 2187987.0542 | 2162398.2412 | 2133438.4571 | 2101804.6065 | 2064708.3514 | 2024577.5052 | 1974835.9546 | 1929036.7257 | 1885662.3099 | 1843380.4586 | 1802566.1216 | 1763267.8642 | 1725330.2792 | 1688798.7893 | 1653425.4283 | 1618974.7996 | 1586834.6034 | 1555361.396 | 2413662.1813 | 0 | 349.485
6672 | 2246705.3688 | 0 | 0 | 2050418.756 | 2058856.2364 | 2036808.7797 | 2012832.909 | 1985719.2424 | 1956116.4788 | 1921429.1538 | 1883917.1451 | 1837459.2196 | 1794670.9192 | 1754139.7037 | 1714625.4784 | 1676477.2571 | 1639740.2457 | 1604269.7869 | 1570108.1614 | 1537024.5553 | 1504799.8544 | 1474725.7699 | 1445272.5376 | 2246705.3688 | 0 | 0
6673 | 2162440.4969 | 0 | 0 | 1973515.8046 | 1981636.8291 | 1960327.213 | 1937161.51 | 1910975.6971 | 1882394.1433 | 1848918.7295 | 1812724.5745 | 1767920.0279 | 1726647.4737 | 1687547.3501 | 1649426.0736 | 1612619.5677 | 1577171.343 | 1542942.1676 | 1509972.7364 | 1478040.8924 | 1446935.7396 | 1417900.5422 | 1389462.9112 | 2162440.4969 | 0 | 0
6674 | 2099438.2091 | 0 | 5318.22 | 1910699.5813 | 1918584.0013 | 1897828.1616 | 1875270.3116 | 1849780.3421 | 1821964.4311 | 1789397.2418 | 1754190.5214 | 1710624.2714 | 1670487.1099 | 1632459.0857 | 1595381.39 | 1559580.1594 | 1525097.6367 | 1491798.6464 | 1459722.6981 | 1428654.1069 | 1398388.1216 | 1370131.7838 | 1342455.6026 | 2099438.2091 | 0 | 5318.22
6675 | 2107221.5146 | 0 | 5194.23 | 1917926.8773 | 1925840.5274 | 1905018.6221 | 1882388.026 | 1856814.44 | 1828906.2895 | 1796229.2461 | 1760902.886 | 1717186.0049 | 1676910.9249 | 1638752.8016 | 1601548.5298 | 1565625.4555 | 1531025.978 | 1497614.4206 | 1465430.4394 | 1434257.55 | 1403890.2419 | 1375540.0318 | 1347772.1291 | 2107221.5146 | 0 | 5194.23
6676 | 2080517.5377 | 0 | 2241.85 | 1896508.3114 | 1904321.675 | 1883734.9231 | 1861362.4012 | 1836084.1848 | 1808500.9888 | 1776209.3343 | 1741301.9368 | 1698110.3479 | 1658316.9437 | 1620613.6687 | 1583852.1576 | 1548355.6077 | 1514165.8813 | 1481149.021 | 1449344.1802 | 1418537.6181 | 1388526.4285 | 1360506.775 | 1333062.0495 | 2080517.5377 | 0 | 2241.85
6677 | 2037523.1438 | 0 | 5272.87 | 1854239.1638 | 1861891.0624 | 1841680.2441 | 1819720.5591 | 1794915.2264 | 1767852.5472 | 1736178.7108 | 1701943.1864 | 1659594.6655 | 1620574.1048 | 1583600.4805 | 1547549.1581 | 1512736.6564 | 1479203.9722 | 1446819.9166 | 1415622.8338 | 1385403.4001 | 1355962.9023 | 1328472.785 | 1301545.7148 | 2037523.1438 | 0 | 5272.87
6678 | 2084673.7433 | 10804.582 | 11567.5 | 1880171.1721 | 1888000.1443 | 1793922.4827 | 1698055.4836 | 1599276.9853 | 1516551.5508 | 1483837.678 | 1448502.8368 | 1404867.2552 | 1364636.6466 | 1326500.3428 | 1289307.684 | 1253382.5136 | 1218766.7772 | 1185326.2499 | 1153100.1634 | 1121874.3498 | 1091445.4976 | 1063012.16 | 1035154.8989 | 2084673.7433 | 10804.582 | 11567.5
6679 | 2096333.2746 | 68497.536 | 12061.2 | 1832625.3979 | 1840498.1573 | 1354109.9997 | 865922.4969 | 374807.2111 | -2217.3609 | -37019.4206 | -74457.1077 | -120241.961 | -162602.7974 | -202857.6157 | -242163.511 | -280194.8291 | -316909.3894 | -352442.1677 | -386753.7129 | -420059.3908 | -452563.6498 | -483061.2333 | -512979.5184 | 2096333.2746 | 68497.536 | 12061.2
6680 | 2252659.3601 | 93670.048 | 12478.1 | 1949704.4204 | 1958164.2609 | 1299274.8837 | 638451.982 | -25517.031 | -532787.2303 | -570680.1002 | -611405.1395 | -661099.8032 | -707115.1169 | -750867.3641 | -793599.9262 | -834962.8641 | -874910.8522 | -913588.9313 | -950954.7085 | -987239.6096 | -1022663.3291 | -1055930.733 | -1088575.6394 | 2252659.3601 | 93670.048 | 12478.1
6681 | 2356821.8183 | 102870.496 | 3556.58 | 2044487.6492 | 2053338.6708 | 1330985.2851 | 606608.969 | -121058.9338 | -676507.0398 | -716209.6871 | -758875.4626 | -810925.616 | -859126.287 | -904959.248 | -949725.3737 | -993058.5442 | -1034911.3379 | -1075435.5023 | -1114586.6842 | -1152607.0106 | -1189726.3346 | -1224589.6354 | -1258801.6545 | 2356821.8183 | 102870.496 | 3556.58
6682 | 2432427.6578 | 105953.048 | 4557.28 | 2109404.8249 | 2118539.7835 | 1374563.6507 | 628499.6928 | -120961.4446 | -693047.6763 | -733945.225 | -777900.9578 | -831542.1153 | -881210.3007 | -928434.8209 | -974558.2822 | -1019202.8197 | -1062319.4905 | -1104064.9103 | -1144393.3028 | -1183554.5624 | -1221785.9158 | -1257688.8738 | -1292919.6574 | 2432427.6578 | 105953.048 | 4557.28
6683 | 2440332.9827 | 107303.04 | 3151.15 | 2116675.6278 | 2125840.2748 | 1372611.7192 | 617288.5532 | -141442.833 | -720513.7279 | -761575.5938 | -805705.5828 | -859552.4739 | -909413.4809 | -956822.8807 | -1003127.6433 | -1047948.6757 | -1091236.8758 | -1133149.3683 | -1173640.2284 | -1212960.1623 | -1251347.1679 | -1287398.2108 | -1322774.8947 | 2440332.9827 | 107303.04 | 3151.15
6684 | 2458462.4042 | 107330.824 | 5653.91 | 2130690.6026 | 2139923.3345 | 1386340.6303 | 630647.7547 | -128478.6611 | -707917.4513 | -749247.5047 | -793668.4746 | -847878.5342 | -898073.0982 | -945797.8419 | -992409.742 | -1037526.889 | -1081099.8163 | -1123286.8157 | -1164041.6213 | -1203616.8018 | -1242252.1232 | -1278534.1279 | -1314136.7637 | 2458462.4042 | 107330.824 | 5653.91
6685 | 2453883.5253 | 106299.776 | 2353.88 | 2130842.842 | 2140058.3779 | 1393518.4309 | 644872.2425 | -107201.091 | -681334.017 | -722570.5044 | -766892.1514 | -820984.656 | -871069.1438 | -918688.4114 | -965196.908 | -1010213.4355 | -1053688.6195 | -1095780.4568 | -1136442.7677 | -1175927.6506 | -1214474.4249 | -1250672.2655 | -1286192.0026 | 2453883.5253 | 106299.776 | 2353.88
6686 | 2452373.8886 | 79419.384 | 3188.43 | 2155510.9388 | 2164720.8053 | 1600924.0622 | 1035022.3735 | 465695.648 | 28627.1277 | -11701.2181 | -55112.8256 | -108289.2796 | -157460.1825 | -204167.3819 | -249764.4935 | -293870.554 | -336436.2191 | -377619.3886 | -417373.9112 | -455951.7302 | -493592.0176 | -528884.8164 | -563499.9289 | 2452373.8886 | 79419.384 | 3188.43
6687 | 2418260.0292 | 61114.724 | 3718.45 | 2142152.1253 | 2151233.8776 | 1712168.483 | 1271027.4239 | 826508.9721 | 483177.3084 | 443942.7732 | 401667.8661 | 349763.947 | 301809.8594 | 256285.204 | 211855.1944 | 168895.4946 | 127454.7624 | 87377.2945 | 48708.6003 | 11200.2412 | -25383.628 | -59652.6635 | -93253.4395 | 2418260.0292 | 61114.724 | 3718.45
6688 | 2398359.6387 | 50437.092 | 2162.4 | 2136224.0427 | 2145231.0593 | 1778925.602 | 1410561.5613 | 1038847.9213 | 750196.2233 | 711600.3159 | 669989.0565 | 618828.0242 | 571584.3196 | 526750.0547 | 483001.4275 | 440711.0107 | 399927.0615 | 360495.1581 | 322460.4352 | 285576.4988 | 249609.4445 | 215938.1746 | 182929.6648 | 2398359.6387 | 50437.092 | 2162.4
6689 | 2424567.3295 | 12548.829 | 0 | 2200192.7243 | 2209298.1636 | 2100332.6664 | 1989286.091 | 1874853.314 | 1779061.4267 | 1741347.1736 | 1700584.6189 | 1650167.9376 | 1603711.3899 | 1559690.6107 | 1516767.3324 | 1475318.1988 | 1435391.9946 | 1396832.6103 | 1359685.6741 | 1323702.0993 | 1288645.4257 | 1255909.6234 | 1223843.8235 | 2424567.3295 | 12548.829 | 0
6690 | 2504803.5218 | 0 | 0 | 2285967.7964 | 2295374.562 | 2271020.7625 | 2244517.0157 | 2214515.0077 | 2181737.959 | 2143292.2421 | 2101697.346 | 2050128.8396 | 2002651.5193 | 1957690.5745 | 1913863.4501 | 1871559.2542 | 1830828.3861 | 1791509.5701 | 1753649.9442 | 1716992.1789 | 1681291.9888 | 1647989.4745 | 1615379.1349 | 2504803.5218 | 0 | 0
6691 | 2610220.1753 | 0 | 0 | 2382174.5739 | 2391977.2307 | 2366709.7244 | 2339201.7884 | 2308048.3642 | 2274003.1094 | 2234050.616 | 2190816.4078 | 2137188.8417 | 2087824.6427 | 2041082.7229 | 1995522.3412 | 1951548.9817 | 1909215.1647 | 1868352.8271 | 1829011.0909 | 1790921.7965 | 1753830.3776 | 1719237.5426 | 1685366.013 | 2610220.1753 | 0 | 0
6692 | 2615067.4998 | 0 | 0 | 2386598.405 | 2396419.2659 | 2371119.3166 | 2343574.7772 | 2312377.9795 | 2278283.9811 | 2238271.7739 | 2194971.7576 | 2141259.0825 | 2091817.6917 | 2045003.4497 | 1999372.9401 | 1955332.3999 | 1912934.4469 | 1872010.7059 | 1832610.3902 | 1794464.8421 | 1757319.0226 | 1722676.427 | 1688756.4764 | 2615067.4998 | 0 | 0
6693 | 2638401.605 | 0 | 0 | 2407893.8929 | 2417802.3848 | 2392306.8365 | 2364546.6697 | 2333101.6558 | 2298733.5896 | 2258394.5068 | 2214738.2779 | 2160576.4785 | 2110724.076 | 2063522.2642 | 2017514.7471 | 1973111.3866 | 1930365.27 | 1889106.5198 | 1849384.7883 | 1810929.0206 | 1773481.9021 | 1738560.3436 | 1704367.8782 | 2638401.605 | 0 | 0
6694 | 2591955.701 | 0 | 0 | 2365505.8015 | 2375239.8662 | 2350157.4395 | 2322850.2601 | 2291923.1009 | 2258124.3462 | 2218459.6876 | 2175536.2773 | 2122292.2345 | 2073281.7267 | 2026875.1493 | 1981641.8424 | 1937984.4528 | 1895955.1334 | 1855386.997 | 1816328.822 | 1778514.325 | 1741690.721 | 1707348.2177 | 1673721.9726 | 2591955.701 | 0 | 0
6695 | 2490788.2608 | 0 | 0 | 2273176.9987 | 2282531.13 | 2258338.7033 | 2232008.3589 | 2202199.3273 | 2169630.7823 | 2131425.2874 | 2090088.2341 | 2038833.3762 | 1991646.8129 | 1946962.545 | 1903405.7535 | 1861363.3692 | 1820885.5092 | 1781811.8004 | 1744189.1172 | 1707761.5696 | 1672286.2392 | 1639195.1688 | 1606792.4002 | 2490788.2608 | 0 | 0
6696 | 2379531.3021 | 0 | 0 | 2171640.1626 | 2180576.4695 | 2157365.9615 | 2132113.0311 | 2103536.7973 | 2072324.3103 | 2035726.661 | 1996137.3318 | 1947073.2003 | 1901895.6434 | 1859108.611 | 1817398.6934 | 1777135.5386 | 1738367.0248 | 1700939.9426 | 1664899.0723 | 1629999.9542 | 1596010.5202 | 1564298.8476 | 1533244.7322 | 2379531.3021 | 0 | 0
6697 | 2286852.3822 | 0 | 0 | 2087058.2684 | 2095646.5205 | 2073247.5283 | 2048885.6627 | 2021329.931 | 1991240.624 | 1955975.8981 | 1917836.0135 | 1870590.3548 | 1827079.8949 | 1785866.8523 | 1745688.9728 | 1706901.5069 | 1669550.4682 | 1633488.6144 | 1598758.9819 | 1565126.6321 | 1532368.5357 | 1501799.4856 | 1471862.3818 | 2286852.3822 | 0 | 0
6698 | 2213924.991 | 0 | 0 | 2020502.2825 | 2028816.6565 | 2007058.3469 | 1983399.7596 | 1956649.1582 | 1927445.7768 | 1893232.0199 | 1856234.7926 | 1810422.1732 | 1768225.6375 | 1728253.2549 | 1689283.0241 | 1651658.8668 | 1615425.3293 | 1580439.8648 | 1546744.1372 | 1514110.7002 | 1482323.6367 | 1452655.8111 | 1423599.7792 | 2213924.991 | 0 | 0
6699 | 2132624.2354 | 0 | 5459.13 | 1940845.3532 | 1948854.403 | 1927810.0663 | 1904935.2348 | 1879081.9355 | 1850865.9282 | 1817823.5388 | 1782099.8948 | 1737884.5815 | 1697152.5605 | 1658563.0163 | 1620938.8223 | 1584611.2708 | 1549623.2721 | 1515837.514 | 1483294.1306 | 1451774.0278 | 1421069.2177 | 1392405.8218 | 1364331.753 | 2132624.2354 | 0 | 5459.13
6700 | 2110455.9245 | 0 | 14656.4 | 1911416.5384 | 1919342.3353 | 1898493.4368 | 1875833.0711 | 1850225.1985 | 1822279.1779 | 1789556.9446 | 1754181.328 | 1710402.3117 | 1670070.3794 | 1631858.6532 | 1594602.2426 | 1558628.9959 | 1523981.3777 | 1490523.503 | 1458295.0886 | 1427079.318 | 1396670.3653 | 1368281.6066 | 1340476.049 | 2110455.9245 | 0 | 14656.4
6701 | 2071593.9996 | 0 | 16991.6 | 1873614.6408 | 1881394.4922 | 1860885.3424 | 1838598.0819 | 1813417.5897 | 1785942.0043 | 1753778.1553 | 1719009.7824 | 1675992.75 | 1636359.327 | 1598807.0685 | 1562192.5345 | 1526837.5363 | 1492783.7564 | 1459897.8121 | 1428218.6889 | 1397533.5626 | 1367640.3974 | 1339730.2265 | 1312392.5176 | 2071593.9996 | 0 | 16991.6
6702 | 2109704.28 | 0 | 20094.2 | 1905292.7624 | 1913215.7365 | 1892369.4937 | 1869712.429 | 1844108.9071 | 1816168.0699 | 1783452.7211 | 1748084.9341 | 1704316.7402 | 1663994.4027 | 1625791.516 | 1588543.6048 | 1552578.4005 | 1517938.3525 | 1484487.6243 | 1452265.9186 | 1421056.496 | 1390653.6038 | 1362270.1863 | 1334469.7621 | 2109704.28 | 0 | 20094.2
6703 | 2128541.3823 | 17426.43 | 17731 | 1907420.9044 | 1915414.621 | 1775930.7512 | 1634619.891 | 1490336.2653 | 1373311.0933 | 1339740.4509 | 1303493.6873 | 1258771.5113 | 1217525.959 | 1178418.7817 | 1140275.1066 | 1103425.5915 | 1067913.0646 | 1033600.4768 | 1000527.8852 | 968476.6151 | 937239.0768 | 908039.0445 | 879427.2112 | 2128541.3823 | 17426.43 | 17731
6704 | 2282267.8218 | 34992.1 | 15778.5 | 2032103.6446 | 2040674.6795 | 1780424.3994 | 1518215.1809 | 1252818.4993 | 1044363.2399 | 1007991.5858 | 968750.5368 | 920421.9687 | 875821.1111 | 833513.0652 | 792238.1071 | 752350.7751 | 713896.9907 | 676729.8067 | 640892.1733 | 606149.6227 | 572279.573 | 540594.1809 | 509539.4684 | 2282267.8218 | 34992.1 | 15778.5
6705 | 2379051.5682 | 14439.869 | 23810.6 | 2132951.8723 | 2141886.3776 | 2020498.2823 | 1897068.1764 | 1770315.4371 | 1665467.8819 | 1628379.8245 | 1588300.6904 | 1538748.6641 | 1493082.4289 | 1449806.2362 | 1407606.9412 | 1366854.1172 | 1327595.633 | 1289678.3098 | 1253146.9192 | 1217757.0505 | 1183276.6826 | 1151073.6168 | 1119527.9756 | 2379051.5682 | 14439.869 | 23810.6
6706 | 2419704.0924 | 42169.692 | 13935.9 | 2152197.6078 | 2161284.7833 | 1851025.4719 | 1538689.2565 | 1222973.6315 | 976245.6557 | 937647.5564 | 896007.2697 | 844732.221 | 797409.3624 | 752517.3868 | 708720.7106 | 666395.2222 | 625589.6085 | 586148.0732 | 548116.1529 | 511245.2604 | 475299.41 | 441669.7756 | 408708.7996 | 2419704.0924 | 42169.692 | 13935.9
6707 | 2402254.4987 | 76030 | 20664.4 | 2095683.7147 | 2104705.3584 | 1564407.3706 | 1022047.4564 | 476332.5031 | 57170.9417 | 17694.4277 | -24802.3351 | -76864.3793 | -125002.7343 | -170727.7367 | -215365.3383 | -258542.3615 | -300210.4705 | -340524.3382 | -379438.7562 | -417200.5191 | -454043.9108 | -488587.7898 | -522467.8324 | 2402254.4987 | 76030 | 20664.4
6708 | 2423649.3441 | 93199.392 | 11943.9 | 2106760.477 | 2115862.4688 | 1458651.4339 | 799360.1086 | 136683.8637 | -370282.8962 | -410643.3539 | -454050.9591 | -507109.0355 | -556208.4779 | -602873.0738 | -648440.5845 | -692534.5086 | -735106.0799 | -776311.3487 | -816104.7043 | -854735.1389 | -892439.0233 | -927822.9151 | -962537.0582 | 2423649.3441 | 93199.392 | 11943.9
6709 | 2431991.317 | 103441.576 | 2771.31 | 2113304.0476 | 2122437.3676 | 1395519.4327 | 666514.0473 | -65887.9082 | -625182.7819 | -666009.5713 | -709893.9962 | -763462.1084 | -813057.9612 | -860210.5871 | -906262.3517 | -950835.4578 | -993880.9713 | -1035555.4796 | -1075813.215 | -1114904.0268 | -1153065.0992 | -1188898.1939 | -1224059.2346 | 2431991.317 | 103441.576 | 2771.31
6710 | 2424917.128 | 102029.28 | 2049.55 | 2108981.9612 | 2118088.7141 | 1400828.1324 | 681486.1722 | -41242.4782 | -593256.4406 | -633940.1395 | -677672.5799 | -731060.5396 | -780487.7945 | -827478.9294 | -873372.405 | -917791.5234 | -960687.4926 | -1002216.4446 | -1042332.7448 | -1081285.5158 | -1119311.2518 | -1155015.7817 | -1190050.2126 | 2424917.128 | 102029.28 | 2049.55
6711 | 2405664.1327 | 44901.832 | 0 | 2150588.0292 | 2159622.4777 | 1830884.1803 | 1500081.0298 | 1165918.0783 | 905401.6684 | 866886.265 | 825346.3261 | 774227.5293 | 727037.9908 | 682265.2303 | 638581.4139 | 596360.2491 | 555650.14 | 516296.1945 | 478343.6849 | 441545.4665 | 405666.9228 | 372091.1555 | 339180.1669 | 2405664.1327 | 44901.832 | 0
6712 | 2369531.0319 | 35556.788 | 0 | 2126956.7922 | 2135855.5432 | 1870960.2582 | 1604031.1342 | 1333792.6735 | 1121358.658 | 1083671.126 | 1043004.487 | 992902.8647 | 946671.4831 | 902820.5796 | 860042.2642 | 818704.6313 | 778855.3581 | 740341.8789 | 703208.786 | 667212.6469 | 632122.3688 | 599300.2795 | 567132.984 | 2369531.0319 | 35556.788 | 0
6713 | 2396075.8162 | 15878.745 | 4472.58 | 2166387.9167 | 2175386.3563 | 2044033.2464 | 1910623.5132 | 1773867.3703 | 1661442.9551 | 1624027.9785 | 1583600.5213 | 1533632.3849 | 1487577.8459 | 1443930.4523 | 1401367.6626 | 1360261.6947 | 1320660.7599 | 1282410.5834 | 1245556.257 | 1209851.6212 | 1175062.9944 | 1142567.9659 | 1110735.0664 | 2396075.8162 | 15878.745 | 4472.58
6714 | 2448979.5174 | 0 | 7876.07 | 2227144.8657 | 2236341.9847 | 2212476.9917 | 2186509.9668 | 2157122.6457 | 2125022.1306 | 2087379.2837 | 2046657.4426 | 1996184.2708 | 1949711.1059 | 1905698.2345 | 1862793.9143 | 1821378.5815 | 1781501.512 | 1743005.0245 | 1705935.2065 | 1670040.4635 | 1635081.9543 | 1602467.6846 | 1570530.1632 | 2448979.5174 | 0 | 7876.07
6715 | 2375923.1353 | 0 | 7580.7 | 2160766.5284 | 2169689.2848 | 2146473.3317 | 2121218.0531 | 2092644.5104 | 2061438.7119 | 2024855.9169 | 1985285.9783 | 1936255.6044 | 1891105.9117 | 1848343.1187 | 1806655.8073 | 1766413.0648 | 1727662.6971 | 1690251.7268 | 1654224.8665 | 1619338.0271 | 1585359.4924 | 1553655.2653 | 1522607.5982 | 2375923.1353 | 0 | 7580.7
6716 | 2353858.1371 | 0 | 7276.34 | 2140933.6302 | 2149773.5218 | 2126760.7756 | 2101727.643 | 2073407.0627 | 2042478.6721 | 2006223.2208 | 1967008.3673 | 1918420.9367 | 1873678.1477 | 1831300.0915 | 1789987.529 | 1750106.1198 | 1711703.2258 | 1674627.2903 | 1638922.6108 | 1604347.3649 | 1570671.9883 | 1539249.798 | 1508478.0704 | 2353858.1371 | 0 | 7276.34
6717 | 2350010.0076 | 0 | 6368.14 | 2138329.8979 | 2147155.3379 | 2124185.006 | 2099197.5906 | 2070928.1019 | 2040055.0663 | 2003863.6786 | 1964717.7269 | 1916214.5205 | 1871549.6705 | 1829245.6873 | 1788005.4559 | 1748194.0381 | 1709858.7185 | 1672848.1881 | 1637206.6718 | 1602692.7427 | 1569077.2119 | 1537711.1838 | 1506994.5549 | 2350010.0076 | 0 | 6368.14
6718 | 2326967.2137 | 0 | 10148.2 | 2113520.2105 | 2122259.1135 | 2099496.9807 | 2074737.5427 | 2046728.2134 | 2016140.866 | 1980287.3151 | 1941508.1709 | 1893463.5237 | 1849219.5962 | 1807313.3863 | 1766460.4977 | 1727022.4127 | 1689045.952 | 1652381.2904 | 1617072.2193 | 1582879.6788 | 1549576.7275 | 1518501.2216 | 1488068.7474 | 2326967.2137 | 0 | 10148.2
6719 | 2272537.4499 | 0 | 3215.85 | 2070778.1306 | 2079312.6231 | 2057031.2455 | 2032799.2814 | 2005393.4438 | 1975469.8901 | 1940403.314 | 1902479.5767 | 1855507.0645 | 1812246.3699 | 1771268.7116 | 1731319.7366 | 1692752.4716 | 1655612.6424 | 1619753.9281 | 1585219.0959 | 1551774.6778 | 1519199.0405 | 1488798.7468 | 1459026.4437 | 2272537.4499 | 0 | 3215.85
6720 | 2188071.3338 | 0 | 2525.24 | 1994382.1269 | 2002599.4077 | 1981065.3628 | 1957653.2311 | 1931185.1931 | 1902293.018 | 1868448.9773 | 1831853.9709 | 1786546.5162 | 1744812.9176 | 1705277.499 | 1666732.5294 | 1629517.9141 | 1593677.6793 | 1559070.9428 | 1525738.882 | 1493456.7066 | 1462011.0211 | 1432659.8255 | 1403913.2791 | 2188071.3338 | 0 | 2525.24
6721 | 2102842.7156 | 0 | 2099.93 | 1917024.9383 | 1924922.1439 | 1904134.3783 | 1881541.6802 | 1856012.1079 | 1828152.8222 | 1795534.5535 | 1760272.4732 | 1716637.3074 | 1676436.7907 | 1638348.8316 | 1601212.742 | 1565355.1875 | 1530818.4794 | 1497467.223 | 1465340.9917 | 1434223.7513 | 1403910.4182 | 1375609.9915 | 1347890.6622 | 2102842.7156 | 0 | 2099.93
6722 | 2042767.179 | 0 | 10921 | 1853376.9164 | 1861048.5089 | 1840788.8924 | 1818775.9081 | 1793909.9522 | 1766780.84 | 1735028.7027 | 1700708.2843 | 1658253.9887 | 1619136.2186 | 1582070.6532 | 1545929.7634 | 1511030.8827 | 1477415.1135 | 1444950.929 | 1413676.7724 | 1383382.781 | 1353869.7303 | 1326312.0799 | 1299318.9257 | 2042767.179 | 0 | 10921
6723 | 1983966.5189 | 0 | 21301.5 | 1789332.9598 | 1796783.7269 | 1777041.0679 | 1755595.5113 | 1731379.1055 | 1704964.6877 | 1674060.3179 | 1640661.5943 | 1599363.1257 | 1561305.1414 | 1525240.2894 | 1490073.4965 | 1456112.9616 | 1423398.604 | 1391802.6832 | 1361362.5354 | 1331874.3389 | 1303144.604 | 1276313.9835 | 1250031.6102 | 1983966.5189 | 0 | 21301.5
6724 | 1944682.8879 | 0 | 33047.9 | 1741734.9991 | 1749038.237 | 1729640.8814 | 1708574.3466 | 1684791.8268 | 1658854.8171 | 1628516.7587 | 1595733.7362 | 1555207.388 | 1517857.3607 | 1482461.0005 | 1447944.9174 | 1414611.2077 | 1382499.0004 | 1351483.0841 | 1321600.056 | 1292650.13 | 1264443.6476 | 1238098.6761 | 1212291.0962 | 1944682.8879 | 0 | 33047.9
6725 | 1844246.0026 | 0 | 34659.5 | 1648461.3252 | 1655387.3733 | 1636868.9296 | 1616767.5146 | 1594090.3869 | 1569370.042 | 1540475.9491 | 1509263.1669 | 1470706.978 | 1435163.0627 | 1401471.9137 | 1368615.5782 | 1336880.5502 | 1306303.9376 | 1276766.9961 | 1248304.4325 | 1220726.7792 | 1193854.1729 | 1168746.9362 | 1144149.3365 | 1844246.0026 | 0 | 34659.5
6726 | 1828346.7642 | 1334.1837 | 40607.5 | 1626668.9627 | 1633535.3014 | 1606082.7732 | 1577060.9206 | 1545485.5605 | 1514152.0752 | 1485438.9854 | 1454427.1957 | 1416135.3067 | 1380829.7227 | 1347360.9322 | 1314719.7583 | 1283190.225 | 1252809.1206 | 1223458.7241 | 1195173.4434 | 1167765.4442 | 1141056.4138 | 1116097.5337 | 1091643.8971 | 1828346.7642 | 1334.1837 | 40607.5
6727 | 1869638.2633 | 69718.632 | 40940.8 | 1595635.223 | 1602656.6315 | 1109952.3337 | 615643.2698 | 118723.0298 | -261780.0616 | -293362.2748 | -327295.1019 | -368672.4426 | -406996.0354 | -443441.3524 | -479040.3619 | -513502.6253 | -546790.5237 | -579024.4366 | -610169.1791 | -640416.8275 | -669949.7216 | -697692.9398 | -724919.5042 | 1869638.2633 | 69718.632 | 40940.8
6728 | 1942316.4141 | 94483.592 | 41771.3 | 1636368.2836 | 1643662.6342 | 981960.1333 | 318590.4843 | -347491.8444 | -855148.8967 | -888605.3585 | -924503.8093 | -968136.1629 | -1008596.0609 | -1047104.6692 | -1084734.0715 | -1121182.5393 | -1156410.9912 | -1190544.4861 | -1223546.4714 | -1255616.4901 | -1286943.9699 | -1316412.2041 | -1345343.7006 | 1942316.4141 | 94483.592 | 41771.3
6729 | 2012318.9509 | 101441.144 | 23372.8 | 1711695.8971 | 1719253.1416 | 1009633.1669 | 298285.959 | -415871.6958 | -959857.1015 | -994557.6235 | -1031788.1454 | -1077031.306 | -1118987.6731 | -1158922.4247 | -1197946.2831 | -1235746.6451 | -1272283.0209 | -1307684.9767 | -1341914.6425 | -1375178.7529 | -1407673.5628 | -1438242.1183 | -1468254.5918 | 2012318.9509 | 101441.144 | 23372.8
6730 | 2039443.025 | 102407.248 | 16648.8 | 1742208.1339 | 1749867.2426 | 1033436.8549 | 315255.9527 | -405773.2785 | -955018.3939 | -990146.3167 | -1027838.3414 | -1073651.0071 | -1116132.5767 | -1156565.2813 | -1196074.8148 | -1234344.3604 | -1271332.8825 | -1307171.6938 | -1341822.4137 | -1375494.5635 | -1408387.0433 | -1439327.3048 | -1469703.9888 | 2039443.025 | 102407.248 | 16648.8
6731 | 2058288.2421 | 103951.576 | 19537.2 | 1754974.1838 | 1762704.0654 | 1035604.3482 | 306737.941 | -425003.1149 | -982356.3106 | -1017812.3384 | -1055856.1613 | -1102095.663 | -1144973.288 | -1185783.1158 | -1225661.242 | -1264287.9224 | -1301621.7421 | -1337795.2272 | -1372769.6426 | -1406756.4454 | -1439956.3739 | -1471186.0449 | -1501846.9307 | 2058288.2421 | 103951.576 | 19537.2
6732 | 2061544.0232 | 104218.632 | 15451 | 1761764.6629 | 1769506.7716 | 1040556.5483 | 309836.8405 | -423762.063 | -982522.8454 | -1018041.0851 | -1056151.2133 | -1102469.9841 | -1145421.5605 | -1186302.0688 | -1226249.4018 | -1264943.3094 | -1302342.3113 | -1338579.1432 | -1373615.0088 | -1407661.6995 | -1440920.2713 | -1472205.4689 | -1502920.9817 | 2061544.0232 | 104218.632 | 15451
6733 | 2043844.3275 | 13166.518 | 19890.4 | 1832224.0404 | 1839899.6781 | 1730078.9971 | 1618504.0238 | 1504074.5746 | 1409757.5907 | 1377508.6984 | 1342690.1707 | 1299733.4769 | 1260115.068 | 1222549.9457 | 1185909.9868 | 1150512.6918 | 1116399.1849 | 1083437.87 | 1051667.2105 | 1020877.2329 | 990868.6079 | 962816.4143 | 935329.0144 | 2043844.3275 | 13166.518 | 19890.4
6734 | 2025519.7462 | 7277.3745 | 12961.3 | 1828318.6557 | 1835925.4756 | 1766294.7 | 1694925.3606 | 1620727.1378 | 1556652.9404 | 1524857.4941 | 1490515.4511 | 1448108.2067 | 1409009.317 | 1371945.3047 | 1335798.161 | 1300882.5398 | 1267239.1965 | 1234737.7151 | 1203416.2138 | 1173066.602 | 1143491.3374 | 1115854.9632 | 1088778.3191 | 2025519.7462 | 7277.3745 | 12961.3
6735 | 2022950.3525 | 11633.959 | 14109.4 | 1820469.0562 | 1828066.2268 | 1728837.2623 | 1627871.9394 | 1524081.3215 | 1437821.6961 | 1405914.4383 | 1371463.814 | 1328958.2191 | 1289756.7823 | 1252587.6416 | 1216334.2064 | 1181310.7315 | 1147557.9207 | 1114945.5232 | 1083511.6091 | 1053048.3517 | 1023358.459 | 995604.9974 | 968410.5557 | 2022950.3525 | 11633.959 | 14109.4
6736 | 2001321.3903 | 61913.804 | 13553.6 | 1751005.6941 | 1758521.6373 | 1317672.9328 | 875106.4346 | 429744.849 | 87390.0283 | 54123.57 | 18340.9385 | -25410.5415 | -65893.1909 | -104365.273 | -141931.4401 | -178280.7975 | -213373.0764 | -247337.1351 | -280135.3104 | -311973.2072 | -343046.0078 | -372203.0813 | -400807.1118 | 2001321.3903 | 61913.804 | 13553.6
6737 | 2071881.459 | 27626.642 | 16889.4 | 1846352.5439 | 1854133.4748 | 1645755.7397 | 1435599.647 | 1222549.9213 | 1054156.9285 | 1021014.7499 | 985267.686 | 941270.8179 | 900658.0287 | 862126.6929 | 824533.2117 | 788199.441 | 753167.0692 | 719302.6951 | 686645.3095 | 654982.0588 | 624110.879 | 595222.9686 | 566907.5998 | 2071881.459 | 27626.642 | 16889.4
6738 | 2157402.4509 | 0 | 16780.1 | 1952137.8147 | 1960239.9188 | 1938928.0348 | 1915764.3881 | 1889587.6679 | 1861020.7883 | 1827571.4504 | 1791409.7054 | 1746657.6294 | 1705429.3168 | 1666368.3736 | 1628283.9969 | 1591511.3277 | 1556093.7752 | 1521892.4317 | 1488947.8976 | 1457038.5333 | 1425953.9343 | 1396934.4679 | 1368511.1759 | 2157402.4509 | 0 | 16780.1
6739 | 2212271.4296 | 0 | 28583.7 | 1990409.4869 | 1998717.651 | 1976934.666 | 1953252.8226 | 1926481.2745 | 1897258.7783 | 1863029.6489 | 1826019.128 | 1780199.7991 | 1737993.8532 | 1698010.3991 | 1659028.3484 | 1621391.3657 | 1585143.9643 | 1550143.7036 | 1516432.2166 | 1483782.2267 | 1451977.9782 | 1422291.3848 | 1393216.1281 | 2212271.4296 | 0 | 28583.7
6740 | 2208268.5271 | 0 | 44796.1 | 1970543.9037 | 1978837.0349 | 1957099.1014 | 1933465.7453 | 1906748.2751 | 1877584.2915 | 1843422.7337 | 1806484.8172 | 1760754.0314 | 1718630.0904 | 1678724.6199 | 1639818.7408 | 1602255.4961 | 1566079.3182 | 1531148.0244 | 1497503.1725 | 1464917.8969 | 1433176.8325 | 1403549.5914 | 1374532.5809 | 2208268.5271 | 0 | 44796.1
6741 | 2206926.2523 | 0 | 19868.7 | 1994246.2987 | 2002534.389 | 1980816.928 | 1957205.1965 | 1930511.2255 | 1901372.2283 | 1867238.6946 | 1830330.4897 | 1784634.7602 | 1742543.6831 | 1702669.7281 | 1663794.7569 | 1626261.6038 | 1590114.6746 | 1555211.8728 | 1521594.7308 | 1489036.5212 | 1457322.0096 | 1427720.0364 | 1398727.9229 | 2206926.2523 | 0 | 19868.7
6742 | 2186529.1103 | 0 | 22520.9 | 1972978.982 | 1981190.471 | 1959658.0432 | 1936248.8524 | 1909785.9091 | 1880900.5374 | 1847066.7903 | 1810484.0165 | 1765194.9352 | 1723477.1911 | 1683956.0775 | 1645424.7149 | 1608222.7689 | 1572394.2347 | 1537798.3294 | 1504476.2014 | 1472203.2187 | 1440766.1363 | 1411422.0676 | 1382682.222 | 2186529.1103 | 0 | 22520.9
6743 | 2145848.8175 | 0 | 21875.3 | 1936498.3809 | 1944557.0955 | 1923385.0297 | 1900371.118 | 1874360.2688 | 1845972.0604 | 1812727.5409 | 1776785.1403 | 1732298.4127 | 1691316.5776 | 1652490.5049 | 1614635.7688 | 1578085.7157 | 1542883.5221 | 1508891.0243 | 1476148.6052 | 1444435.8123 | 1413543.3676 | 1384704.9962 | 1356459.6064 | 2145848.8175 | 0 | 21875.3
6744 | 2088188.6046 | 0 | 32997.6 | 1872753.4345 | 1880595.6068 | 1859936.1556 | 1837484.35 | 1812116.1364 | 1784434.4445 | 1752026.9336 | 1716994.0351 | 1673646.4007 | 1633709.4804 | 1595870.3958 | 1558976.5475 | 1523352.3245 | 1489039.7432 | 1455904.3526 | 1423985.4503 | 1393068.5074 | 1362949.8697 | 1334830.1111 | 1307287.4002 | 2088188.6046 | 0 | 32997.6
6745 | 2021576.1852 | 0 | 19556.4 | 1825401.904 | 1832993.914 | 1812917.7349 | 1791106.3768 | 1766471.643 | 1739597.23 | 1708147.7498 | 1674156.6309 | 1632116.013 | 1593377.3086 | 1556669.5199 | 1520876.8147 | 1486313.2343 | 1453019.4548 | 1420865.3139 | 1389888.8559 | 1359882.3952 | 1330648.774 | 1303350.2684 | 1276610.403 | 2021576.1852 | 0 | 19556.4
6746 | 1964908.6969 | 0 | 13921.1 | 1779320.5515 | 1786699.7472 | 1767121.8756 | 1745857.4645 | 1721848.8206 | 1695663.2788 | 1665030.9149 | 1631928.1579 | 1591001.5402 | 1553284.279 | 1517541.0041 | 1482687.1617 | 1449027.9901 | 1416603.0251 | 1385285.7532 | 1355113.1522 | 1325883.3581 | 1297404.7398 | 1270806.9932 | 1244752.2274 | 1964908.6969 | 0 | 13921.1
6747 | 1901733.0818 | 0 | 16778.4 | 1718807.0639 | 1725949.0042 | 1706926.3981 | 1686271.4779 | 1662960.5573 | 1637542.7303 | 1607821.0552 | 1575708.4148 | 1536023.466 | 1499444.6867 | 1464776.4262 | 1430969.0012 | 1398317.8361 | 1366861.1955 | 1336476.6334 | 1307199.9389 | 1278835.7382 | 1251198.5615 | 1225381.7829 | 1200090.5272 | 1901733.0818 | 0 | 16778.4
6748 | 1869389.1151 | 0 | 21568.5 | 1684498.7739 | 1691519.2468 | 1672781.1789 | 1652438.5588 | 1629485.1107 | 1604460.5895 | 1575205.4185 | 1543599.9469 | 1504550.9538 | 1468555.3016 | 1434437.6749 | 1401166.243 | 1369031.4056 | 1338070.7767 | 1308163.9929 | 1279346.2344 | 1251425.4504 | 1224219.3254 | 1198802.6379 | 1173902.5354 | 1869389.1151 | 0 | 21568.5
6749 | 1767011.7151 | 0 | 22670 | 1589964.2212 | 1596600.2167 | 1578758.0523 | 1559399.2092 | 1537572.5204 | 1513788.1812 | 1486004.8845 | 1456000.0017 | 1418959.2432 | 1384804.6088 | 1352425.1495 | 1320845.543 | 1290340.2853 | 1260944.9303 | 1232545.7065 | 1205175.8672 | 1178653.8796 | 1152807.4125 | 1128652.3841 | 1104985.6498 | 1767011.7151 | 0 | 22670
6750 | 1741656.9416 | 10155.044 | 16828.3 | 1562511.2596 | 1569052.0355 | 1482393.5218 | 1394240.0921 | 1303654.2278 | 1228397.5457 | 1200638.5496 | 1170689.845 | 1133806.2221 | 1099767.3104 | 1067478.102 | 1035977.2693 | 1005535.3695 | 976187.4466 | 947821.3614 | 920469.8901 | 893954.1047 | 868104.1469 | 843921.3573 | 820219.8553 | 1741656.9416 | 10155.044 | 16828.3
6751 | 1760814.3227 | 65454.192 | 23524 | 1518000.0809 | 1524612.8021 | 1061851.464 | 597578.7665 | 130846.8788 | -226594.8143 | -256470.4013 | -288559.7827 | -327660.3631 | -363884.9418 | -398340.5713 | -431999.1535 | -464587.1548 | -496069.1462 | -526558.5001 | -556022.0798 | -584640.7815 | -612586.3318 | -638846.3759 | -664619.8384 | 1760814.3227 | 65454.192 | 23524
6752 | 1815944.1693 | 88500.064 | 30163.4 | 1538628.1579 | 1545447.9187 | 925528.5602 | 304050.5227 | -319963.7005 | -795581.7911 | -827022.2015 | -860745.7184 | -901699.9502 | -939688.1346 | -975851.9853 | -1011193.8336 | -1045431.5821 | -1078528.6921 | -1110602.0859 | -1141617.5892 | -1171761.7621 | -1201211.7076 | -1228923.3749 | -1256133.2261 | 1815944.1693 | 88500.064 | 30163.4
6753 | 1850003.8643 | 95205.64 | 25288 | 1567882.0032 | 1574829.6749 | 909020.5227 | 241623.4572 | -428357.3626 | -938583.4959 | -970742.6695 | -1005227.7714 | -1047079.2068 | -1085908.9639 | -1122880.1704 | -1159013.957 | -1194022.9353 | -1227869.8815 | -1260673.9108 | -1292400.2078 | -1323238.8317 | -1353370.2075 | -1381730.7021 | -1409579.9685 | 1850003.8643 | 95205.64 | 25288
6754 | 1867107.3733 | 83919.224 | 22274.1 | 1597791.5557 | 1604803.4595 | 1015565.4503 | 424724.8472 | -168723.3972 | -621617.4403 | -653653.3346 | -688036.6608 | -729854.423 | -768622.5712 | -805514.9862 | -841562.2393 | -876474.2852 | -910213.5558 | -942900.2675 | -974499.2833 | -1005202.4193 | -1035191.7686 | -1063393.8646 | -1091080.0062 | 1867107.3733 | 83919.224 | 22274.1
6755 | 1894613.3738 | 56177.284 | 28431.2 | 1644479.2954 | 1651594.4977 | 1250702.2002 | 848183.6996 | 443019.1423 | 131230.2162 | 99713.432 | 65814.6338 | 24371.8763 | -13976.3406 | -50421.1912 | -86008.4291 | -120443.736 | -153688.9904 | -185866.1799 | -216939.6495 | -247104.0414 | -276544.1312 | -304170.6381 | -331273.5896 | 1894613.3738 | 56177.284 | 28431.2
6756 | 1910519.9976 | 43426.988 | 41787.6 | 1658390.1103 | 1665565.0498 | 1351204.6883 | 1035204.4707 | 716535.9808 | 469556.0636 | 438227.0622 | 404496.0482 | 363157.738 | 324939.9492 | 288641.5069 | 253207.8775 | 218935.8504 | 185863.8671 | 153868.916 | 122986.9511 | 93021.6963 | 63786.8248 | 36380.7624 | 9502.651 | 1910519.9976 | 43426.988 | 41787.6
6757 | 1902241.3863 | 91225.96 | 38026.7 | 1606796.6997 | 1613940.5489 | 974704.1505 | 333835.0017 | -309690.8573 | -800283.4653 | -833085.9665 | -868280.0719 | -911048.5097 | -950709.9479 | -988460.3565 | -1025349.6995 | -1061082.4737 | -1095620.4041 | -1129085.9693 | -1161443.3709 | -1192888.0347 | -1223605.4803 | -1252502.0411 | -1280872.9386 | 1902241.3863 | 91225.96 | 38026.7
6758 | 1885911.1966 | 98950.28 | 44564.1 | 1577631.5003 | 1584714.0216 | 893104.4263 | 199876.0972 | -495986.135 | -1025769.3559 | -1058598.8161 | -1093799.3494 | -1136509.1917 | -1176138.7069 | -1213873.5983 | -1250754.8161 | -1286489.3938 | -1321039.3851 | -1354526.2172 | -1386914.3989 | -1418397.6785 | -1449159.9827 | -1478117.034 | -1506552.9347 | 1885911.1966 | 98950.28 | 44564.1
6759 | 1880103.5687 | 84591.984 | 56265.7 | 1574987.9601 | 1582048.6709 | 988094.8056 | 392527.1914 | -205666.2149 | -662176.4464 | -694450.1489 | -729087.6229 | -771211.281 | -810264.098 | -847428.1256 | -883741.1084 | -918910.9822 | -952899.9175 | -985828.9676 | -1017662.7506 | -1048594.4181 | -1078807.3304 | -1107220.5491 | -1135114.222 | 1880103.5687 | 84591.984 | 56265.7
6760 | 1865097.4868 | 33190.83 | 47532.9 | 1621426.8598 | 1628431.2155 | 1384036.8656 | 1138041.647 | 889441.5941 | 695183.8395 | 664829.6603 | 632130.5763 | 592005.0591 | 554925.8732 | 519720.4013 | 485359.1815 | 452131.9469 | 420076.2252 | 389071.9292 | 359154.1583 | 330131.3028 | 301821.4656 | 275296.9578 | 249287.8491 | 1865097.4868 | 33190.83 | 47532.9
6761 | 1983477.0351 | 3080.6545 | 43463.2 | 1763643.8859 | 1771092.8148 | 1730355.1596 | 1687915.027 | 1642704.7287 | 1600532.6075 | 1569476.3598 | 1535926.3738 | 1494478.5918 | 1456270.4946 | 1420055.0379 | 1384737.4187 | 1350625.76 | 1317759.9712 | 1286012.3431 | 1255420.2029 | 1225779.7792 | 1196897.6299 | 1169914.1265 | 1143478.735 | 1983477.0351 | 3080.6545 | 43463.2
6762 | 2111845.2882 | 0 | 25942.6 | 1901398.3183 | 1909329.333 | 1888416.3569 | 1865690.7212 | 1840015.6381 | 1812000.8677 | 1779206.7404 | 1743757.483 | 1699899.2937 | 1659490.4578 | 1621203.2236 | 1583871.934 | 1547824.6531 | 1513103.8733 | 1479573.6203 | 1447273.637 | 1415986.9641 | 1385507.6402 | 1357049.8403 | 1329175.6255 | 2111845.2882 | 0 | 25942.6
6763 | 2284062.3518 | 0 | 14661.9 | 2069850.093 | 2078427.8672 | 2056016.266 | 2031644.1862 | 2004082.137 | 1973989.6035 | 1938727.9652 | 1900594.676 | 1853366.7221 | 1809869.4099 | 1768666.7122 | 1728497.9145 | 1689717.8341 | 1652372.4285 | 1616314.6349 | 1581587.4372 | 1547956.1835 | 1515198.1166 | 1484626.4253 | 1454685.9093 | 2284062.3518 | 0 | 14661.9
6764 | 2311510.0321 | 0 | 6427.16 | 2103134.5076 | 2111815.3613 | 2089173.4239 | 2064547.4487 | 2036693.17 | 2006277.998 | 1970631.604 | 1932079.0503 | 1884322.5409 | 1840341.5045 | 1798682.657 | 1758070.134 | 1718863.0165 | 1681107.8144 | 1644655.6976 | 1609550.1666 | 1575553.7495 | 1542441.0124 | 1511540.9246 | 1481279.597 | 2311510.0321 | 0 | 6427.16
6765 | 2327989.5251 | 0 | 11094.9 | 2113506.5063 | 2122249.2486 | 2099471.7326 | 2074696.0339 | 2046669.0162 | 2016062.8478 | 1980188.1623 | 1941386.5981 | 1893315.4603 | 1849046.712 | 1807116.7083 | 1766240.4887 | 1726779.6942 | 1688781.1662 | 1652095.0136 | 1616765.047 | 1582552.1017 | 1549229.1363 | 1518134.5949 | 1487683.3676 | 2327989.5251 | 0 | 11094.9
6766 | 2331023.3717 | 0 | 22636.6 | 2104733.5965 | 2113487.7324 | 2090690.083 | 2065891.6469 | 2037837.6546 | 2007201.1505 | 1971289.2633 | 1932446.6831 | 1884322.4492 | 1840005.56 | 1798030.4633 | 1757110.524 | 1717607.8544 | 1679569.3569 | 1642844.9451 | 1607478.4868 | 1573230.5053 | 1539873.6637 | 1508748.1501 | 1478266.789 | 2331023.3717 | 0 | 22636.6
6767 | 2272235.7769 | 0 | 26986.3 | 2046732.3637 | 2055265.7233 | 2032986.9872 | 2008757.9235 | 1981355.4077 | 1951435.51 | 1916373.2726 | 1878454.2533 | 1831487.6603 | 1788232.3921 | 1747259.8573 | 1707315.8691 | 1668753.4075 | 1631618.1922 | 1595763.9218 | 1561233.3577 | 1527793.063 | 1495221.4338 | 1464824.8593 | 1435056.1921 | 2272235.7769 | 0 | 26986.3
6768 | 2187739.2024 | 0 | 34950.2 | 1961654.0526 | 1969870.0862 | 1948338.9494 | 1924930.011 | 1898465.6302 | 1869577.4802 | 1835738.2162 | 1799148.4042 | 1753847.4663 | 1712119.8421 | 1672590.0642 | 1634050.5848 | 1596841.2579 | 1561006.1029 | 1526404.259 | 1493076.8973 | 1460799.2615 | 1429357.9887 | 1400010.8879 | 1371268.3446 | 2187739.2024 | 0 | 34950.2
6769 | 2123277.8033 | 0 | 17519.6 | 1920255.0155 | 1928228.9649 | 1907262.2654 | 1884473.0935 | 1858718.5072 | 1830611.5678 | 1797699.3982 | 1762117.725 | 1718081.598 | 1677513.4975 | 1639078.4841 | 1601604.5902 | 1565421.6561 | 1530572.4041 | 1496920.1239 | 1464504.7734 | 1433108.2189 | 1402523.384 | 1373971.0167 | 1346005.3937 | 2123277.8033 | 0 | 17519.6
6770 | 2064153.9009 | 0 | 9634.42 | 1874181.737 | 1881933.6471 | 1861486.764 | 1839268.1563 | 1814166.7079 | 1786778.409 | 1754718.6844 | 1720063.79 | 1677189.861 | 1637687.3892 | 1600258.6076 | 1563764.1825 | 1528524.7697 | 1494581.9018 | 1461802.6753 | 1430225.9356 | 1399639.6229 | 1369842.427 | 1342021.1034 | 1314770.1858 | 2064153.9009 | 0 | 9634.42
6771 | 1984677.0775 | 0 | 2423.91 | 1808859.0294 | 1816312.4651 | 1796563.5842 | 1775111.1959 | 1750886.966 | 1724463.937 | 1693549.3478 | 1660139.5115 | 1618827.1009 | 1580756.3351 | 1544679.4155 | 1509500.8766 | 1475529.0278 | 1442803.8026 | 1411197.4147 | 1380747.2138 | 1351249.3052 | 1322510.1297 | 1295670.7489 | 1269379.8116 | 1984677.0775 | 0 | 2423.91
6772 | 1964221.4825 | 0 | 3383.02 | 1789231.4566 | 1796608.0714 | 1777039.6319 | 1755785.2425 | 1731787.5803 | 1705613.7814 | 1674994.7158 | 1641906.121 | 1600996.4018 | 1563294.9167 | 1527566.7275 | 1492727.6598 | 1459082.845 | 1426671.8052 | 1395368.0711 | 1365208.6075 | 1335991.621 | 1307525.5477 | 1280939.6882 | 1254896.6197 | 1964221.4825 | 0 | 3383.02
6773 | 1908961.0944 | 0 | 8049.93 | 1734132.0609 | 1741301.1459 | 1722216.0434 | 1701492.4229 | 1678102.7072 | 1652598.0771 | 1622773.2412 | 1590548.3526 | 1550722.375 | 1514014.3727 | 1479224.1506 | 1445298.0359 | 1412532.5756 | 1380966.18 | 1350475.9377 | 1321097.7736 | 1292635.5715 | 1264903.1566 | 1238998.0587 | 1213620.4811 | 1908961.0944 | 0 | 8049.93
6774 | 1957913.4269 | 9961.386 | 11533.2 | 1765362.9472 | 1772715.8723 | 1685480.2779 | 1596564.1482 | 1504913.5556 | 1428023.4308 | 1397160.6245 | 1363836.22 | 1322715.8084 | 1284793.3277 | 1248837.8058 | 1213768.5499 | 1179889.7116 | 1147240.686 | 1115695.4101 | 1085290.7299 | 1055825.5001 | 1027108.7718 | 1000266.2192 | 973964.7143 | 1957913.4269 | 9961.386 | 11533.2
6775 | 2048841.9795 | 66457.876 | 4492.8 | 1798891.3074 | 1806585.7137 | 1334479.2053 | 860614.1148 | 383887.5686 | 17837.9 | -16213.4522 | -52840.7231 | -97626.0597 | -139064.9486 | -178445.5301 | -216898.686 | -254106.1394 | -290026.6656 | -324792.1824 | -358364.1324 | -390953.0025 | -422758.6094 | -452603.0011 | -481881.2179 | 2048841.9795 | 66457.876 | 4492.8
6776 | 2186928.0423 | 92216.136 | 0 | 1903647.8247 | 1911860.8119 | 1263430.8258 | 613123.7344 | -40237.6667 | -539298.3896 | -576197.6572 | -615846.4532 | -664203.1451 | -708987.8483 | -751575.52 | -793173.2604 | -833441.3415 | -872335.7602 | -909997.3251 | -946384.8804 | -981723.0989 | -1016225.2646 | -1048634.0347 | -1080438.4715 | 2186928.0423 | 92216.136 | 0
6777 | 2266538.4277 | 99783.272 | 2657.62 | 1966078.1795 | 1974590.1427 | 1274014.5437 | 571493.5074 | -134193.0241 | -672806.5465 | -711108.2832 | -752259.6387 | -802435.8823 | -848910.1067 | -893107.3215 | -936278.5685 | -978071.753 | -1018441.2698 | -1057533.0535 | -1095304.45 | -1131988.3108 | -1167805.6842 | -1201453.4564 | -1234474.8959 | 2266538.4277 | 99783.272 | 2657.62
6778 | 2327809.5535 | 103331.144 | 12862.7 | 2008243.3142 | 2016985.3806 | 1291749.2619 | 564515.1151 | -165970.0994 | -723420.4924 | -762726.4064 | -804958.9729 | -856460.3963 | -904159.7242 | -949520.4883 | -993827.5498 | -1036719.2957 | -1078148.888 | -1118266.2064 | -1157027.4437 | -1194671.746 | -1231426.1372 | -1265952.2767 | -1299835.1518 | 2327809.5535 | 103331.144 | 12862.7
6779 | 2344975.7607 | 74757.768 | 14738.3 | 2050607.5472 | 2059414.0812 | 1528266.3938 | 995105.944 | 458670.4518 | 46689.621 | 8079.1143 | -33479.6271 | -84375.5779 | -131441.3949 | -176151.4025 | -219799.9372 | -262022.719 | -302772.5649 | -342200.4596 | -380262.2728 | -417198.9144 | -453239.0823 | -487034.5664 | -520182.0425 | 2344975.7607 | 74757.768 | 14738.3
6780 | 2360172.5299 | 105514.176 | 15219.1 | 2033239.421 | 2042103.0263 | 1301730.717 | 559332.6014 | -186361.7807 | -755347.0801 | -795203.2326 | -838026.7259 | -890247.939 | -938614.1969 | -984609.3785 | -1029536.2082 | -1073028.0453 | -1115037.4011 | -1155716.2386 | -1195020.1417 | -1233191.5814 | -1270460.7378 | -1305470.6636 | -1339828.3818 | 2360172.5299 | 105514.176 | 15219.1
6781 | 2354923.3151 | 8333.6245 | 12635.2 | 2128213.2629 | 2137057.1547 | 2057367.0785 | 1975655.7016 | 1890655.3893 | 1817209.2827 | 1780646.7664 | 1741123.5088 | 1692223.4328 | 1647169.7383 | 1604481.8466 | 1562859.9307 | 1522669.8158 | 1483958.8851 | 1446575.5135 | 1410564.0183 | 1375682.4678 | 1341701.1939 | 1309974.1259 | 1278897.8149 | 2354923.3151 | 8333.6245 | 12635.2
6782 | 2332409.346 | 47242.448 | 3098.62 | 2078294.0153 | 2087053.3561 | 1743048.9643 | 1397042.5961 | 1047778.7361 | 776220.5092 | 738685.207 | 698217.4692 | 648462.559 | 602517.2574 | 558915.1406 | 516368.8085 | 475240.5888 | 435577.4118 | 397229.1019 | 360239.5527 | 324369.1456 | 289390.408 | 256644.3253 | 224542.778 | 2332409.346 | 47242.448 | 3098.62
6783 | 2322497.5809 | 18040.99 | 2641.51 | 2098906.7736 | 2107628.8909 | 1962221.4139 | 1814820.4681 | 1664175.8734 | 1541619.3104 | 1505191.3174 | 1465843.3505 | 1417247.6778 | 1372445.4244 | 1329976.3983 | 1288558.6703 | 1248553.0283 | 1210006.2031 | 1172768.6574 | 1136884.0983 | 1102113.9253 | 1068231.6327 | 1036572.507 | 1005555.1778 | 2322497.5809 | 18040.99 | 2641.51
6784 | 2295234.8723 | 649.9697 | 2230 | 2091828.4407 | 2100448.1732 | 2073503.3612 | 2044588.4809 | 2012468.0274 | 1978909.3508 | 1943448.635 | 1905102.2216 | 1857616.6568 | 1813879.9821 | 1772449.1461 | 1732057.2675 | 1693060.899 | 1655506.2231 | 1619245.4575 | 1584321.7966 | 1550499.4404 | 1517554.5423 | 1486806.7143 | 1456693.1491 | 2295234.8723 | 649.9697 | 2230
6785 | 2350274.3376 | 1886.4591 | 1737.43 | 2141315.3853 | 2150141.8179 | 2114310.6652 | 2076462.2022 | 2035331.2967 | 1994802.6342 | 1958510.6734 | 1919263.8163 | 1870658.652 | 1825892.2758 | 1783487.032 | 1742145.6597 | 1702233.2617 | 1663797.1278 | 1626685.9322 | 1590943.9047 | 1556329.5912 | 1522613.7771 | 1491147.7187 | 1460331.1325 | 2350274.3376 | 1886.4591 | 1737.43
6786 | 2440545.1868 | 0 | 0 | 2227323.4824 | 2236488.9263 | 2212697.7861 | 2186811.8534 | 2157517.404 | 2125519.1049 | 2087997.5619 | 2047407.6289 | 1997099.9489 | 1950778.4997 | 1906908.8707 | 1864143.975 | 1822862.9386 | 1783114.8677 | 1744742.6241 | 1707792.1366 | 1672012.677 | 1637166.2268 | 1604655.9425 | 1572820.0758 | 2440545.1868 | 0 | 0
6787 | 2483698.6653 | 0 | 0 | 2266706.7958 | 2276034.3023 | 2251874.6444 | 2225583.1541 | 2195822.878 | 2163310.9431 | 2125178.1027 | 2083922.6175 | 2032777.5569 | 1985689.2113 | 1941096.0388 | 1897627.1334 | 1855668.3247 | 1815269.5872 | 1776271.0043 | 1738719.3168 | 1702359.3632 | 1666948.9165 | 1633915.9434 | 1601569.313 | 2483698.6653 | 0 | 0
6788 | 2449043.2329 | 0 | 0 | 2235079.0846 | 2244276.4429 | 2220430.2364 | 2194481.9432 | 2165113.2649 | 2133031.3219 | 2095406.903 | 2054703.4098 | 2004248.3322 | 1957793.3654 | 1913798.7563 | 1870912.7272 | 1829515.7242 | 1789657.0245 | 1751178.9428 | 1714127.5677 | 1678251.2981 | 1643311.2868 | 1610715.5758 | 1578796.6309 | 2449043.2329 | 0 | 0
6789 | 2430964.8045 | 0 | 0 | 2218580.1038 | 2227709.5687 | 2204030.3799 | 2178264.6217 | 2149103.727 | 2117249.5966 | 2079893.9038 | 2039481.866 | 1989390.2283 | 1943269.1734 | 1899590.3141 | 1857011.8515 | 1815911.4232 | 1776337.9428 | 1738134.8888 | 1701348.0098 | 1665727.5619 | 1631036.4608 | 1598672.355 | 1566980.0193 | 2430964.8045 | 0 | 0
6790 | 2370068.9625 | 0 | 0 | 2163004.5137 | 2171905.2849 | 2148765.7442 | 2123591.9029 | 2095107.9735 | 2063998.2741 | 2027524.8268 | 1988071.5963 | 1939181.2405 | 1894162.004 | 1851523.7861 | 1809958.3998 | 1769834.023 | 1731198.3438 | 1693898.7619 | 1657979.8796 | 1623198.2092 | 1589322.6055 | 1557715.7056 | 1526763.748 | 2370068.9625 | 0 | 0
6791 | 2251064.5239 | 0 | 0 | 2054397.0673 | 2062850.9185 | 2040757.5622 | 2016732.0503 | 1989562.6545 | 1959899.3322 | 1925141.5832 | 1887553.67 | 1841002.4826 | 1798128.0404 | 1757515.0624 | 1717921.0477 | 1679695.6874 | 1642884.2752 | 1607341.8729 | 1573110.8434 | 1539959.9249 | 1507669.5782 | 1477534.0205 | 1448020.5195 | 2251064.5239 | 0 | 0
6792 | 2159298.5335 | 0 | 0 | 1970648.3433 | 1978757.5681 | 1957475.4638 | 1934339.9692 | 1908188.753 | 1879645.2767 | 1846215.0512 | 1810070.0347 | 1765327.1372 | 1724111.1002 | 1685064.3375 | 1646994.9995 | 1610238.5218 | 1574838.3518 | 1540655.4598 | 1507730.4817 | 1475841.5831 | 1444778.1746 | 1415781.7139 | 1387381.9515 | 2159298.5335 | 0 | 0
6793 | 2067924.4948 | 0 | 0 | 1887257.3276 | 1895023.3981 | 1874541.3837 | 1852284.4081 | 1827139.3258 | 1799703.2156 | 1767587.1464 | 1732871.1668 | 1689921.1389 | 1650348.7268 | 1612853.7929 | 1576294.9224 | 1540993.3566 | 1506990.7042 | 1474153.8187 | 1442521.6167 | 1411881.6508 | 1382032.2433 | 1354162.3173 | 1326863.8395 | 2067924.4948 | 0 | 0
6794 | 2007449.4001 | 0 | 0 | 1832065.7256 | 1839604.6825 | 1819654.3158 | 1797980.8955 | 1773503.8293 | 1746802.7348 | 1715558.5436 | 1681790.4747 | 1640029.1568 | 1601546.6786 | 1565080.924 | 1529523.8583 | 1495187.3283 | 1462111.7258 | 1430167.7982 | 1399393.3237 | 1369582.0682 | 1340538.2516 | 1313416.0281 | 1286848.5409 | 2007449.4001 | 0 | 0
6795 | 1959408.6485 | 0 | 0 | 1788222.1227 | 1795580.663 | 1776053.0377 | 1754843.5937 | 1730897.5984 | 1704780.7986 | 1674229.6241 | 1641214.9714 | 1600398.358 | 1562782.1176 | 1527134.3382 | 1492373.5016 | 1458803.9917 | 1426465.2338 | 1395231.0684 | 1365138.3697 | 1335985.8389 | 1307582.3813 | 1281054.5306 | 1255068.1407 | 1959408.6485 | 0 | 0
6796 | 1955780.053 | 0 | 0 | 1784910.5445 | 1792255.4577 | 1772760.933 | 1751587.7041 | 1727682.9918 | 1701611.495 | 1671113.8353 | 1638157.2596 | 1597413.1716 | 1559863.5298 | 1524278.7036 | 1489579.1778 | 1456068.7724 | 1423786.8398 | 1392607.4542 | 1362567.4214 | 1333465.8154 | 1305111.8954 | 1278630.1089 | 1252688.7805 | 1955780.053 | 0 | 0
6797 | 1943566.8522 | 0 | 0 | 1773764.3674 | 1781063.414 | 1761675.2964 | 1740618.9575 | 1716848.1924 | 1690924.1736 | 1660601.632 | 1627835.5294 | 1587330.5449 | 1550000.0585 | 1514622.1179 | 1480123.9493 | 1446807.4756 | 1414711.8032 | 1383711.7927 | 1353844.0202 | 1324908.8143 | 1296716.6253 | 1270384.879 | 1244590.2159 | 1943566.8522 | 0 | 0
6798 | 2048532.7741 | 476.9179 | 193.785 | 1868889.0892 | 1876582.3343 | 1853029.5877 | 1827718.5245 | 1799546.4374 | 1769915.3398 | 1738063.9446 | 1703637.0193 | 1661053.2595 | 1621815.4424 | 1584635.6221 | 1548383.0874 | 1513376.0671 | 1479655.7799 | 1447090.3278 | 1415718.2623 | 1385329.1284 | 1355723.1394 | 1328078.0697 | 1300999.0894 | 2048532.7741 | 476.9179 | 193.785
6799 | 2060097.5668 | 14831.349 | 491.39 | 1864791.4713 | 1872528.1478 | 1751285.1974 | 1628274.0039 | 1502385.6349 | 1399421.1449 | 1366920.9825 | 1331830.7503 | 1288537.6349 | 1248609.3514 | 1210750.6829 | 1173824.5349 | 1138150.9328 | 1103771.3279 | 1070553.0775 | 1038534.9509 | 1007505.3051 | 977263.2252 | 948993.1349 | 921292.3297 | 2060097.5668 | 14831.349 | 491.39
6800 | 2209007.0637 | 90663.088 | 766.404 | 1924584.525 | 1932880.4298 | 1294814.8855 | 654853.2847 | 11806.5383 | -479603.4336 | -516768.7122 | -556711.278 | -605449.6539 | -650579.9786 | -693491.0909 | -735402.2775 | -775970.3808 | -815150.9532 | -853086.2252 | -889734.6252 | -925323.0943 | -960067.07 | -992696.5155 | -1024715.5262 | 2209007.0637 | 90663.088 | 766.404
6801 | 2321217.3816 | 97406.696 | 0 | 2021014.2247 | 2029731.5342 | 1344833.3481 | 657942.792 | -32189.6249 | -559348.6592 | -598357.9381 | -640285.5813 | -691455.8328 | -738834.756 | -783881.7381 | -827878.0015 | -870462.9573 | -911589.9004 | -951408.2858 | -989874.4302 | -1027226.8029 | -1063691.7846 | -1097934.8249 | -1131536.4223 | 2321217.3816 | 97406.696 | 0
6802 | 2385535.613 | 84020.232 | 0 | 2093099.6663 | 2102058.5224 | 1507594.3863 | 911082.6741 | 311239.2728 | -148452.6219 | -187947.9876 | -230442.5821 | -282435.8869 | -330532.8101 | -376233.1768 | -420853.7106 | -464023.8312 | -505695.5391 | -546022.4307 | -584959.6125 | -622752.1611 | -659632.7302 | -694229.7903 | -728167.6341 | 2385535.613 | 84020.232 | 0
6803 | 2413855.5684 | 97884.008 | 0 | 2105081.6325 | 2114146.8438 | 1425181.6187 | 734144.5095 | 39736.159 | -490990.2382 | -531358.7597 | -574762.1153 | -627776.9455 | -676849.138 | -723496.3232 | -769050.8563 | -813137.7575 | -855708.4576 | -896918.3764 | -936722.0874 | -975367.5766 | -1013090.2598 | -1048502.3252 | -1083247.3484 | 2413855.5684 | 97884.008 | 0
6804 | 2427036.9043 | 89384.424 | 0 | 2125610.9462 | 2134725.6599 | 1503419.4835 | 870030.1091 | 233251.0841 | -254305.8393 | -294588.4293 | -337922.4258 | -390920.3822 | -439954.1714 | -486549.711 | -532046.632 | -576067.9067 | -618564.7008 | -659693.2828 | -699407.978 | -737958.1269 | -775580.4305 | -810879.4988 | -845507.8823 | 2427036.9043 | 89384.424 | 0
6805 | 2429774.2128 | 79843.216 | 0 | 2137650.3138 | 2146775.3075 | 1580300.7154 | 1011740.5757 | 439786.9624 | 836.9049 | -39174.9579 | -82241.6687 | -134983.2387 | -183756.1706 | -230088.103 | -275320.1775 | -319074.9417 | -361303.5058 | -402162.3147 | -441605.6422 | -479883.1099 | -517231.6858 | -552254.4063 | -586605.6855 | 2429774.2128 | 79843.216 | 0
6806 | 2419228.8532 | 57060.028 | 0 | 2150809.4526 | 2159894.8432 | 1748389.3853 | 1334807.4313 | 917846.7315 | 595180.6927 | 556070.9716 | 513919.6605 | 462135.4797 | 414302.7129 | 368900.3515 | 324593.0745 | 281756.6963 | 240439.8943 | 200486.9028 | 161943.2493 | 124560.3958 | 88102.4026 | 53960.1705 | 20486.4655 | 2419228.8532 | 57060.028 | 0
6807 | 2394350.2286 | 66022.48 | 0 | 2119141.9325 | 2128133.8917 | 1655914.4573 | 1181639.8808 | 704021.3045 | 335956.8554 | 296903.3458 | 254839.5253 | 203241.8964 | 155555.0464 | 110273.6083 | 66075.993 | 23334.1503 | -17903.7431 | -57791.851 | -96285.1141 | -133629.5146 | -170058.5657 | -204195.6704 | -237671.1228 | 2394350.2286 | 66022.48 | 0
6808 | 2370593.6866 | 49801.556 | 0 | 2113681.8386 | 2122584.5804 | 1760842.6826 | 1397066.0337 | 1029978.564 | 744903.6892 | 706728.2045 | 665572.2769 | 614977.1346 | 568253.9687 | 523912.3485 | 480643.7975 | 438816.575 | 398478.3797 | 359476.5775 | 321855.7805 | 285372.4473 | 249795.3814 | 216487.5215 | 183834.7489 | 2370593.6866 | 49801.556 | 0
6809 | 2386363.5743 | 20438.33 | 0 | 2157437.1936 | 2166399.159 | 2004134.5925 | 1839821.7391 | 1672176.0402 | 1536621.9539 | 1499195.3643 | 1458768.505 | 1408839.6386 | 1362808.5062 | 1319174.7621 | 1276621.2256 | 1235518.6058 | 1195914.9187 | 1157656.5146 | 1120788.3027 | 1085065.1213 | 1050254.2359 | 1017727.652 | 985860.5133 | 2386363.5743 | 20438.33 | 0
6810 | 2473376.7622 | 0 | 4284.27 | 2253002.4105 | 2262291.1531 | 2238212.5328 | 2212010.9397 | 2182354.9768 | 2149958.7903 | 2111965.0582 | 2070861.6585 | 2019909.7831 | 1972997.7635 | 1928570.5474 | 1885262.9262 | 1843459.1259 | 1803208.9134 | 1764353.0366 | 1726938.0422 | 1690709.8289 | 1655427.1766 | 1622512.1174 | 1590280.5485 | 2473376.7622 | 0 | 4284.27
6811 | 2510058.2207 | 0 | 4787.54 | 2285975.8711 | 2295402.3706 | 2271011.903 | 2244466.9778 | 2214416.4526 | 2181585.065 | 2143073.1172 | 2101405.3838 | 2049743.1168 | 2002180.6187 | 1957139.7751 | 1913235.1305 | 1870856.6093 | 1830054.7163 | 1790667.8378 | 1752743.2106 | 1716022.9653 | 1680262.304 | 1646904.3485 | 1614240.0198 | 2510058.2207 | 0 | 4787.54
6812 | 2494653.8103 | 0 | 5029.43 | 2271675.3989 | 2281044.0473 | 2256798.4652 | 2230411.6475 | 2200540.7439 | 2167906.0443 | 2129625.6466 | 2088208.8305 | 2036858.818 | 1989583.4138 | 1944814.1885 | 1901174.1892 | 1859050.9475 | 1818494.6581 | 1779344.6991 | 1741648.0176 | 1705148.3265 | 1669602.3303 | 1636444.2944 | 1603975.6285 | 2494653.8103 | 0 | 5029.43
6813 | 2480270.313 | 0 | 10013.6 | 2253564.3664 | 2262878.9977 | 2238768.0797 | 2212528.2719 | 2182824.4665 | 2150372.8004 | 2112307.9877 | 2071124.8404 | 2020065.7688 | 1973057.8125 | 1928541.585 | 1885148.0728 | 1843262.573 | 1802934.9908 | 1764005.6306 | 1726521.1685 | 1690226.7954 | 1654880.6185 | 1621908.6335 | 1589622.0437 | 2480270.313 | 0 | 10013.6
6814 | 2428902.4203 | 0 | 6173.58 | 2210524.3228 | 2219646.0424 | 2195991.3439 | 2170251.8461 | 2141120.0923 | 2109297.3876 | 2071977.7879 | 2031604.4362 | 1981559.6966 | 1935482.1712 | 1891844.7695 | 1849306.8309 | 1808245.6728 | 1768710.167 | 1730543.9251 | 1693792.6566 | 1658206.8297 | 1623549.5612 | 1591217.3137 | 1559556.2665 | 2428902.4203 | 0 | 6173.58
6815 | 2312680.1354 | 0 | 0 | 2110629.5432 | 2119314.7912 | 2096681.916 | 2072063.9986 | 2044216.1436 | 2013806.0989 | 1978162.1842 | 1939610.6385 | 1891850.4781 | 1847867.7018 | 1806208.2901 | 1765595.7324 | 1726389.2917 | 1688635.5013 | 1652185.4559 | 1617082.6778 | 1583089.5753 | 1549980.5999 | 1519085.3939 | 1488829.2715 | 2312680.1354 | 0 | 0
6816 | 2185984.6282 | 0 | 0 | 1995002.9693 | 2003212.4136 | 1981696.6402 | 1958304.5712 | 1931859.5103 | 1902992.624 | 1869178.5947 | 1832616.2231 | 1787349.7122 | 1745653.649 | 1706153.6695 | 1667643.1943 | 1630461.8048 | 1594653.485 | 1560077.4873 | 1526774.9496 | 1494521.296 | 1463103.3345 | 1433777.8655 | 1405056.4692 | 2185984.6282 | 0 | 0
6817 | 2096982.8266 | 0 | 0 | 1913776.9369 | 1921652.1357 | 1900915.6805 | 1878379.3225 | 1852914.2744 | 1825126.005 | 1792592.0141 | 1757421.5791 | 1713901.3914 | 1673806.2816 | 1635817.8426 | 1598778.6205 | 1563014.3706 | 1528567.2864 | 1495302.3504 | 1463259.0259 | 1432221.8805 | 1401986.4022 | 1373758.2211 | 1346109.518 | 2096982.8266 | 0 | 0
6818 | 2028000.2187 | 0 | 0 | 1850821.0927 | 1858437.228 | 1838306.914 | 1816435.9072 | 1791732.5526 | 1764782.4018 | 1733242.6454 | 1699153.1736 | 1656988.6237 | 1618136.4799 | 1581321.7055 | 1545424.9225 | 1510761.1701 | 1477371.2537 | 1445124.5975 | 1414059.3664 | 1383967.2151 | 1354650.3591 | 1327274.768 | 1300459.5923 | 2028000.2187 | 0 | 0
6819 | 1987555.0599 | 0 | 0 | 1813909.4828 | 1821373.7267 | 1801599.6456 | 1780119.5869 | 1755863.667 | 1729405.7596 | 1698449.7788 | 1664994.9325 | 1623626.0524 | 1585503.5179 | 1549377.7207 | 1514151.6071 | 1480133.9333 | 1447364.6909 | 1415715.9082 | 1385224.9891 | 1355687.7432 | 1326910.3307 | 1300035.4677 | 1273709.8436 | 1987555.0599 | 0 | 0
6820 | 1979368.5812 | 0 | 0 | 1806438.2274 | 1813871.7271 | 1794170.6564 | 1772770.6347 | 1748606.1854 | 1722248.8182 | 1691411.9045 | 1658086.4179 | 1616879.4943 | 1578905.545 | 1542920.1087 | 1507830.6504 | 1473944.6545 | 1441301.9478 | 1409775.0858 | 1379401.3184 | 1349977.296 | 1321309.9774 | 1294537.372 | 1268311.7432 | 1979368.5812 | 0 | 0
6821 | 1955766.0782 | 0 | 0 | 1784897.7907 | 1792242.6513 | 1772747.7148 | 1751574.086 | 1727668.9933 | 1701597.1316 | 1671099.1387 | 1638142.2473 | 1597397.8992 | 1559847.9745 | 1524262.8514 | 1489563.0223 | 1456052.3052 | 1423770.0521 | 1392590.3381 | 1362549.9687 | 1333448.0195 | 1305093.7509 | 1278611.6025 | 1252669.9083 | 1955766.0782 | 0 | 0
6822 | 2018393.4603 | 8146.308 | 0 | 1833907.3344 | 1841487.3916 | 1766061.2971 | 1688902.7554 | 1608925.283 | 1540556.5046 | 1508884.0925 | 1474674.0432 | 1432427.1679 | 1393477.0076 | 1356554.5656 | 1320545.7663 | 1285764.1568 | 1252250.349 | 1219874.3857 | 1188674.2511 | 1158442.5866 | 1128982.5449 | 1101454.5722 | 1074484.3602 | 2018393.4603 | 8146.308 | 0
6823 | 2051073.4862 | 64236.372 | 0 | 1807642.1593 | 1815344.9461 | 1358320.8967 | 899536.35 | 437887.231 | 83137.0176 | 49127.2854 | 12538.8289 | -32216.5787 | -73621.8938 | -112966.6597 | -151382.9899 | -188552.2608 | -224433.2029 | -259157.8775 | -292687.6855 | -325233.3427 | -356994.8837 | -386793.0733 | -416024.4715 | 2051073.4862 | 64236.372 | 0
6824 | 2209019.1935 | 89214.992 | 0 | 1926810.095 | 1935106.0454 | 1306884.6912 | 676767.2702 | 43564.6866 | -440462.2099 | -477579.6123 | -517474.3172 | -566164.8804 | -611247.3726 | -654110.6403 | -695973.9767 | -736494.2224 | -775626.9298 | -813514.3297 | -850114.8506 | -885655.4349 | -920351.5211 | -952933.0654 | -984904.1717 | 2209019.1935 | 89214.992 | 0
6825 | 2321702.4106 | 97490.8 | 0 | 2021372.7745 | 2030091.9056 | 1344617.7253 | 657150.7588 | -33558.746 | -561152.4687 | -600171.5141 | -642109.5336 | -693292.0927 | -740682.5313 | -785740.5415 | -829747.6134 | -872343.083 | -913480.235 | -953308.5559 | -991784.3534 | -1029146.1464 | -1065620.363 | -1099872.1738 | -1133482.4078 | 2321702.4106 | 97490.8 | 0
6826 | 2389900.905 | 100565.912 | 0 | 2080537.8983 | 2089513.1482 | 1382531.6589 | 673498.8466 | -38871.7515 | -582975.8967 | -623083.0629 | -666194.9462 | -718822.9215 | -767547.3851 | -813870.9068 | -859112.6197 | -902901.2651 | -945188.7561 | -986128.9698 | -1025676.9306 | -1064078.1637 | -1101565.7484 | -1136765.6457 | -1171305.1202 | 2389900.905 | 100565.912 | 0
6827 | 2429871.8793 | 98283.136 | 0 | 2119299.5276 | 2128424.888 | 1436606.1101 | 742701.7009 | 45403.6816 | -487551.8011 | -528163.9156 | -571831.0009 | -625173.3343 | -674546.8701 | -721479.3083 | -767311.8445 | -811667.0108 | -854495.9158 | -895955.0104 | -935998.5668 | -974876.2165 | -1012824.9371 | -1048447.7088 | -1083399.0123 | 2429871.8793 | 98283.136 | 0
6828 | 2435731.0029 | 98219.024 | 2886.07 | 2121824.8025 | 2130972.1668 | 1439531.3995 | 745999.9717 | 49066.751 | -483639.3843 | -524340.1636 | -568103.2802 | -621564.9747 | -671048.3016 | -718084.6448 | -764018.4337 | -808471.2904 | -851394.2056 | -892944.0073 | -933074.8576 | -972036.9899 | -1010067.9531 | -1045767.3588 | -1080793.6773 | 2435731.0029 | 98219.024 | 2886.07
6829 | 2434959.7532 | 96569.896 | 0 | 2125656.1322 | 2134800.6001 | 1454571.017 | 772251.4354 | 86531.138 | -437763.9523 | -478405.4184 | -522108.2521 | -575506.5928 | -624927.8257 | -671902.8495 | -717775.6682 | -762168.0237 | -805030.922 | -846521.1418 | -886592.8593 | -925496.2289 | -963468.7243 | -999110.4004 | -1034079.2024 | 2434959.7532 | 96569.896 | 0
6830 | 2394382.8087 | 87449.904 | 0 | 2097744.2422 | 2106736.3238 | 1488855.1123 | 868918.7308 | 245638.304 | -231671.6075 | -271432.3845 | -314203.5136 | -366508.5806 | -414902.8156 | -460891.6059 | -505796.5587 | -549245.7191 | -591190.9098 | -631786.2966 | -670986.8195 | -709038.4643 | -746174.7472 | -781019.0524 | -815201.6965 | 2394382.8087 | 87449.904 | 0
6831 | 2353137.2556 | 42848.58 | 0 | 2104703.4895 | 2113540.6738 | 1799220.5179 | 1482880.5942 | 1163254.2297 | 913843.0494 | 876151.2271 | 835500.909 | 785480.8841 | 739304.3235 | 695491.7714 | 652744.3867 | 611427.717 | 571589.1097 | 533077.0546 | 495935.8354 | 459923.7039 | 424811.1663 | 391951.1248 | 359741.3468 | 2353137.2556 | 42848.58 | 0
6832 | 2324518.611 | 64851.804 | 0 | 2056581.9296 | 2065311.6368 | 1601660.1432 | 1136013.4461 | 667120.2774 | 305869.0095 | 267856.7873 | 226922.0503 | 176731.5602 | 130337.7903 | 86279.2782 | 43272.9789 | 1679.9945 | -38452.9037 | -77275.383 | -114743.6984 | -151096.658 | -186560.9645 | -219800.1695 | -252397.0195 | 2324518.611 | 64851.804 | 0
6833 | 2352937.4386 | 10342.863 | 0 | 2137026.8468 | 2145863.2807 | 2052521.3595 | 1957159.8421 | 1858512.1629 | 1774835.6388 | 1738224.7768 | 1698655.6702 | 1649717.6526 | 1604622.7728 | 1561891.7008 | 1520225.7057 | 1479990.3041 | 1441232.8395 | 1403801.8143 | 1367741.5088 | 1332810.195 | 1298778.3987 | 1266998.9072 | 1235869.624 | 2352937.4386 | 10342.863 | 0
6834 | 2419366.6513 | 0 | 2151.93 | 2205843.3097 | 2214929.2179 | 2191323.5214 | 2165641.2104 | 2136579.9612 | 2104838.3258 | 2067621.3759 | 2027362.6629 | 1977470.5315 | 1931530.0391 | 1888020.0906 | 1845605.2888 | 1804661.4697 | 1765237.3133 | 1727177.045 | 1690526.1951 | 1655036.2113 | 1620471.1404 | 1588221.9626 | 1556641.3499 | 2419366.6513 | 0 | 2151.93
6835 | 2464004.8169 | 0 | 8127.03 | 2240606.4984 | 2249860.0448 | 2225872.8303 | 2199770.6872 | 2170227.2633 | 2137953.9989 | 2100104.3988 | 2059156.9139 | 2008398.2705 | 1961664.1754 | 1917405.4685 | 1874262.1142 | 1832616.8828 | 1792519.3523 | 1753810.8742 | 1716537.8187 | 1680447.0477 | 1645298.2546 | 1612508.0835 | 1580398.813 | 2464004.8169 | 0 | 8127.03
6836 | 2442442.6285 | 0 | 18411.9 | 2210643.2514 | 2219815.8212 | 2196027.4109 | 2170142.5795 | 2140846.5815 | 2108844.6315 | 2071315.1435 | 2030714.88 | 1980389.3142 | 1934053.0784 | 1890170.569 | 1847393.6518 | 1806101.7476 | 1766344.0006 | 1727963.1507 | 1691005.1621 | 1655219.1119 | 1620366.7966 | 1587852.4634 | 1556013.0721 | 2442442.6285 | 0 | 18411.9
6837 | 2438447.2827 | 0 | 10208.4 | 2215200.4646 | 2224358.0299 | 2200613.323 | 2174775.6242 | 2145532.3388 | 2113587.5279 | 2076124.2209 | 2035595.1615 | 1985356.7085 | 1939101.0597 | 1895295.1235 | 1852592.9711 | 1811373.4023 | 1771685.4814 | 1733372.205 | 1696479.4626 | 1660756.7414 | 1625966.2278 | 1593509.8717 | 1561727.3536 | 2438447.2827 | 0 | 10208.4
6838 | 2396511.2482 | 0 | 13776.7 | 2173359.9315 | 2182360.0064 | 2158988.9317 | 2133560.86 | 2104785.7705 | 2073355.6158 | 2036501.8713 | 1996635.0987 | 1947225.9132 | 1901731.0362 | 1858643.7421 | 1816641.249 | 1776095.8424 | 1737055.7425 | 1699366.6462 | 1663073.6538 | 1627930.5609 | 1593703.6434 | 1561770.7411 | 1530500.0882 | 2396511.2482 | 0 | 13776.7
6839 | 2291164.4783 | 0 | 16500.6 | 2074493.0321 | 2083097.4783 | 2060652.9986 | 2036241.9442 | 2008631.0015 | 1978481.7061 | 1943147.233 | 1904932.1798 | 1857594.1827 | 1813998.4274 | 1772704.4215 | 1732447.5306 | 1693583.6749 | 1656158.9551 | 1620025.8511 | 1585227.4804 | 1551528.4615 | 1518705.3444 | 1488075.4013 | 1458078.5961 | 2291164.4783 | 0 | 16500.6
6840 | 2122850.4271 | 0 | 18839.1 | 1918545.4776 | 1926517.822 | 1905554.8647 | 1882769.8018 | 1857019.9214 | 1828918.1614 | 1796012.1384 | 1760437.1492 | 1716409.4078 | 1675848.9948 | 1637421.2397 | 1599954.4106 | 1563778.2814 | 1528935.5659 | 1495289.5812 | 1462880.2774 | 1431489.5644 | 1400910.4077 | 1372363.3094 | 1344402.8374 | 2122850.4271 | 0 | 18839.1
6841 | 2046618.7188 | 0 | 20008.3 | 1847804.661 | 1855490.7179 | 1835195.2612 | 1813143.1308 | 1788232.6498 | 1761054.7452 | 1729245.0992 | 1694862.3296 | 1652330.3468 | 1613141.1804 | 1576008.0879 | 1539801.4146 | 1504839.0921 | 1471162.3003 | 1438639.2645 | 1407308.5003 | 1376959.7494 | 1347393.4116 | 1319786.161 | 1292744.4707 | 2046618.7188 | 0 | 20008.3
6842 | 1983080.9892 | 0 | 22329 | 1787497.2956 | 1794944.7372 | 1775207.7453 | 1753768.616 | 1729559.8741 | 1703154.1015 | 1672260.3808 | 1638873.4197 | 1597590.2395 | 1559546.0973 | 1523494.1977 | 1488339.9565 | 1454391.4348 | 1421688.5342 | 1390103.5712 | 1359673.8653 | 1330195.6859 | 1301475.6294 | 1274653.8398 | 1248380.0527 | 1983080.9892 | 0 | 22329
6843 | 1924774.7236 | 0 | 27101.3 | 1729512.7399 | 1736741.2129 | 1717516.8494 | 1696640.3945 | 1673075.7588 | 1647378.6891 | 1617325.6253 | 1584852.6271 | 1544715.5733 | 1507722.3237 | 1472662.7411 | 1438474.424 | 1405456.3761 | 1373647.3258 | 1342923.3435 | 1313320.6517 | 1284641.5097 | 1256698.2004 | 1230597.3454 | 1205028.3806 | 1924774.7236 | 0 | 27101.3
6844 | 1912365.1709 | 0 | 14870.5 | 1730418.1655 | 1737600.0345 | 1718485.6594 | 1697729.8445 | 1674303.1802 | 1648757.8303 | 1618884.5706 | 1586606.9785 | 1546714.7431 | 1509946.0429 | 1475098.5428 | 1441116.6909 | 1408297.5631 | 1376679.6382 | 1346139.7856 | 1316713.9942 | 1288205.7983 | 1260428.6909 | 1234482.159 | 1209064.0881 | 1912365.1709 | 0 | 14870.5
6845 | 1882426.3432 | 0 | 2325.11 | 1715640.376 | 1722709.81 | 1703857.0513 | 1683388.5501 | 1660291.0127 | 1635107.9585 | 1605664.7497 | 1573854.8491 | 1534549.5156 | 1498318.8171 | 1463979.2415 | 1430491.7622 | 1398148.804 | 1366988.2434 | 1336888.8774 | 1307886.1316 | 1279786.6159 | 1252406.7433 | 1226828.7878 | 1201771.02 | 1882426.3432 | 0 | 2325.11
6846 | 1938259.2776 | 7329.196 | 1763.75 | 1759827.5507 | 1767106.6647 | 1697937.0479 | 1627103.7654 | 1553563.4694 | 1490331.9455 | 1459839.1496 | 1426909.4658 | 1386262.0337 | 1348780.4306 | 1313246.0414 | 1278589.0216 | 1245110.4696 | 1212849.3851 | 1181680.9704 | 1151641.7018 | 1122532.4531 | 1094164.1923 | 1067651.2935 | 1041674.0112 | 1938259.2776 | 7329.196 | 1763.75
6847 | 2011456.2147 | 60774.804 | 3035.23 | 1771912.4451 | 1779466.4496 | 1346321.3707 | 911449.7991 | 473768.9855 | 137147.9506 | 103822.8621 | 67968.8584 | 24105.6513 | -16472.1716 | -55029.2455 | -92675.8169 | -129099.4164 | -164259.5716 | -198285.7932 | -231140.2274 | -263029.52 | -294149.842 | -323344.7355 | -351983.7854 | 2011456.2147 | 60774.804 | 3035.23
6848 | 2176334.3697 | 85186.8 | 4665.27 | 1896343.7494 | 1904516.9522 | 1303965.8312 | 701546.6977 | 96088.0499 | -367004.7093 | -403518.3698 | -442768.2397 | -490683.8237 | -535044.7221 | -577219.2316 | -618408.605 | -658274.7602 | -696773.9071 | -734046.1724 | -770050.5993 | -805010.7725 | -839138.9429 | -871183.8583 | -902627.3678 | 2176334.3697 | 85186.8 | 4665.27
6849 | 2272397.2784 | 96921.888 | 14291.9 | 1962652.2673 | 1971186.2335 | 1290011.2978 | 606885.896 | -79413.1836 | -603508.7362 | -641799.7895 | -682947.8277 | -733144.0827 | -779628.749 | -823830.5198 | -867003.6709 | -908795.1971 | -949159.3756 | -988242.5181 | -1026001.8603 | -1062670.8556 | -1098471.1237 | -1132096.1824 | -1165093.2892 | 2272397.2784 | 96921.888 | 14291.9
6850 | 2347673.316 | 99766.16 | 19948.9 | 2022850.4347 | 2031667.0993 | 1330492.1548 | 627302.1325 | -79166.6997 | -618681.4934 | -658154.7982 | -700579.7292 | -752352.6106 | -800290.9522 | -845870.7746 | -890387.9028 | -933477.6381 | -975092.743 | -1015384.3761 | -1054308.3561 | -1092105.8703 | -1129005.8794 | -1163658.6226 | -1197662.6123 | 2347673.316 | 99766.16 | 19948.9
6851 | 2393601.8604 | 100647.416 | 19489 | 2064345.0105 | 2073334.1593 | 1365760.3654 | 656132.0719 | -56839.1762 | -601409.5536 | -641578.4782 | -684756.7729 | -737465.896 | -786265.4627 | -832660.3692 | -877971.7917 | -921827.8966 | -964180.5223 | -1005183.7844 | -1044792.6376 | -1083252.9874 | -1120798.2738 | -1156052.3301 | -1190644.941 | 2393601.8604 | 100647.416 | 19489
6852 | 2401906.6041 | 103193.08 | 27364.5 | 2061503.0345 | 2070523.3716 | 1345564.6648 | 618544.3301 | -111830.5577 | -669487.3582 | -709866.7184 | -753265.89 | -806228.9577 | -855268.9045 | -901895.8481 | -947435.5484 | -991514.8818 | -1034085.5196 | -1075302.1122 | -1115119.4578 | -1153784.3151 | -1191530.9344 | -1226978.3738 | -1261762.073 | 2401906.6041 | 103193.08 | 27364.5
6853 | 2396425.6192 | 102382.328 | 17666.2 | 2067009.9556 | 2076009.7089 | 1356604.0648 | 635141.4973 | -89667.9686 | -643131.1674 | -683411.2972 | -726704.3473 | -779539.4694 | -828460.4229 | -874973.8795 | -920402.5739 | -964374.2338 | -1006840.6409 | -1047956.0925 | -1087675.4901 | -1126245.0294 | -1163898.426 | -1199257.8893 | -1233955.127 | 2396425.6192 | 102382.328 | 17666.2
6854 | 2403959.078 | 74109.096 | 2718.69 | 2117105.985 | 2126134.0302 | 1598861.0675 | 1069524.7153 | 536830.9433 | 127424.0521 | 87968.2217 | 45489.9996 | -6560.2913 | -54684.1088 | -100392.8612 | -145013.4413 | -188172.4065 | -229821.3869 | -270115.165 | -309008.5005 | -346748.3629 | -383569.2025 | -418088.8977 | -451944.2854 | 2403959.078 | 74109.096 | 2718.69
6855 | 2388747.6776 | 48186.08 | 0 | 2131865.2563 | 2140836.1752 | 1789919.3668 | 1436952.2252 | 1080648.9085 | 803592.5338 | 765211.4478 | 723827.0946 | 672931.2414 | 625937.0161 | 581342.5744 | 537829.4194 | 495768.6306 | 455208.272 | 415994.5405 | 378172.3901 | 341496.414 | 305733.6454 | 272257.4605 | 239441.3795 | 2388747.6776 | 48186.08 | 0
6856 | 2356216.169 | 68674.464 | 0 | 2081687.5253 | 2090536.2724 | 1600620.4167 | 1108682.1506 | 613453.1435 | 232327.6227 | 193732.6777 | 152175.3659 | 101236.0878 | 54145.3029 | 9421.6196 | -34235.5026 | -76460.0378 | -117204.5767 | -156620.8277 | -194664.4491 | -231577.5055 | -267589.791 | -301346.6331 | -334452.3609 | 2356216.169 | 68674.464 | 0
6857 | 2404474.9495 | 22100.92 | 0 | 2172303.6527 | 2181333.6353 | 2007608.0345 | 1831818.6013 | 1652671.0279 | 1508420.6135 | 1470678.3752 | 1429913.0964 | 1379573.6949 | 1333161.6093 | 1289165.1071 | 1246257.0107 | 1204810.8428 | 1164874.9838 | 1126294.6179 | 1089114.9951 | 1053089.0929 | 1017982.4108 | 985177.3668 | 953036.7729 | 2404474.9495 | 22100.92 | 0
6858 | 2457341.6735 | 0 | 0 | 2242652.5201 | 2251881.0431 | 2227942.8294 | 2201895.4062 | 2172416.0081 | 2140214.1516 | 2102451.0388 | 2061598.4185 | 2010961.1711 | 1964337.5887 | 1920182.7006 | 1877140.149 | 1835591.669 | 1795586.7047 | 1756967.0365 | 1719778.9093 | 1683769.8693 | 1648700.2601 | 1615982.8948 | 1583944.5886 | 2457341.6735 | 0 | 0
6859 | 2606627.5564 | 0 | 4265.42 | 2374630.4093 | 2384419.574 | 2359183.5254 | 2331710.1308 | 2300596.2655 | 2266594.5498 | 2226693.726 | 2183515.7043 | 2129958.6298 | 2080659.0544 | 2033978.1489 | 1988477.1554 | 1944560.9997 | 1902282.1299 | 1861472.7142 | 1822181.807 | 1784141.6178 | 1747097.9306 | 1712549.3884 | 1678721.1588 | 2606627.5564 | 0 | 4265.42
6860 | 2618440.7334 | 0 | 14186.4 | 2375490.5313 | 2385324.0603 | 2359994.5743 | 2332417.6028 | 2301183.662 | 2267048.7831 | 2226988.0616 | 2183635.2899 | 2129856.4278 | 2080354.3597 | 2033482.8292 | 1987796.5581 | 1943702.3072 | 1901252.7624 | 1860279.3312 | 1820831.2904 | 1782639.6357 | 1745448.9992 | 1710764.8156 | 1676804.2092 | 2618440.7334 | 0 | 14186.4
6861 | 2641743.441 | 0 | 28369.6 | 2382574.1647 | 2392495.2068 | 2366970.3968 | 2339178.0997 | 2307696.2884 | 2273287.7223 | 2232900.5766 | 2189192.0833 | 2134964.7131 | 2085052.198 | 2037793.6309 | 1991730.8713 | 1947274.3002 | 1904477.0719 | 1863169.0941 | 1823400.0816 | 1784898.6366 | 1747407.1182 | 1712444.3588 | 1678211.616 | 2641743.441 | 0 | 28369.6
6862 | 2594782.3795 | 0 | 11797.7 | 2356287.8232 | 2366032.5035 | 2340925.3258 | 2313590.9692 | 2282632.685 | 2248799.6737 | 2209094.3613 | 2166126.7434 | 2112827.2377 | 2063765.884 | 2017311.3004 | 1972031.2668 | 1928328.8692 | 1886256.3172 | 1845646.5418 | 1806548.3744 | 1768695.2413 | 1731834.0819 | 1697456.729 | 1663796.4154 | 2594782.3795 | 0 | 11797.7
6863 | 2497207.2997 | 0 | 0 | 2279035.2291 | 2288413.4671 | 2264164.8339 | 2237772.7734 | 2207893.0608 | 2175246.7232 | 2136948.9086 | 2095511.4652 | 2044130.658 | 1996828.6298 | 1952035.3458 | 1908372.4437 | 1866227.8516 | 1825651.8158 | 1786483.5499 | 1748770.049 | 1712254.7637 | 1676694.1496 | 1643523.94 | 1611043.806 | 2497207.2997 | 0 | 0
6864 | 2383745.1069 | 0 | 174.431 | 2175311.3913 | 2184263.5231 | 2161016.1182 | 2135722.674 | 2107100.0413 | 2075836.487 | 2039178.2341 | 1999523.0035 | 1950376.192 | 1905122.8377 | 1862264.2412 | 1820484.6669 | 1780154.4173 | 1741321.4557 | 1703832.301 | 1667731.8131 | 1632775.0992 | 1598729.6804 | 1566966.0565 | 1535861.1542 | 2383745.1069 | 0 | 174.431
6865 | 2291552.8375 | 0 | 12664.6 | 2078683.4618 | 2087289.3664 | 2064849.216 | 2040442.1577 | 2012834.6686 | 1982688.3965 | 1947356.0679 | 1909142.6709 | 1861804.7836 | 1818209.7724 | 1776916.9009 | 1736661.32 | 1697799.0106 | 1660376.081 | 1624244.986 | 1589448.8507 | 1555752.2534 | 1522931.7065 | 1492304.7052 | 1462310.9492 | 2291552.8375 | 0 | 12664.6
6866 | 2210969.7125 | 0 | 18258.5 | 1999546.6962 | 2007849.9717 | 1986117.5391 | 1962487.3654 | 1935769.305 | 1906601.7388 | 1872430.4852 | 1835479.4767 | 1789724.8434 | 1747581.4669 | 1707659.2746 | 1668737.8963 | 1631160.7947 | 1594972.4567 | 1560030.5256 | 1526376.6098 | 1493783.5665 | 1462035.7671 | 1432404.3766 | 1403383.9631 | 2210969.7125 | 0 | 18258.5
6867 | 2025368.3372 | 0 | 20125.7 | 1828293.4493 | 1835899.7006 | 1815794.5186 | 1793950.9028 | 1769278.615 | 1742362.4468 | 1710862.6293 | 1676816.4053 | 1634705.5828 | 1595902.8677 | 1559134.8779 | 1523283.6882 | 1488663.9289 | 1455316.3524 | 1423110.5524 | 1392084.6444 | 1362030.5532 | 1332750.7513 | 1305409.6949 | 1278628.3267 | 2025368.3372 | 0 | 20125.7
6868 | 2011917.3879 | 0 | 5825.11 | 1830318.2513 | 1837873.9877 | 1817887.9129 | 1796174.9496 | 1771652.1003 | 1744900.2726 | 1713595.2366 | 1679760.7056 | 1637915.1349 | 1599355.7017 | 1562817.4807 | 1527189.9711 | 1492785.7137 | 1459645.1903 | 1427638.8605 | 1396804.5867 | 1366935.6758 | 1337835.9118 | 1310662.0178 | 1284044.0948 | 2011917.3879 | 0 | 5825.11
6869 | 1977202.4143 | 0 | 0 | 1804461.3107 | 1811886.6754 | 1792204.0378 | 1770824.3086 | 1746683.177 | 1720351.5274 | 1689545.2336 | 1656253.0904 | 1615088.1353 | 1577152.6165 | 1541203.4346 | 1506149.2501 | 1472297.2109 | 1439687.1003 | 1408191.6133 | 1377847.9589 | 1348453.0103 | 1319813.9373 | 1293067.5039 | 1266867.4485 | 1977202.4143 | 0 | 0
6870 | 2034276.4873 | 8532.169 | 0 | 1848016.8572 | 1855656.5629 | 1777468.273 | 1697533.9031 | 1614758.4199 | 1544229.8141 | 1512316.1661 | 1477844.9118 | 1435273.5886 | 1396024.9228 | 1358819.9316 | 1322535.7728 | 1287488.4606 | 1253718.9267 | 1221096.1911 | 1189658.537 | 1159196.9741 | 1129513.1059 | 1101776.5105 | 1074602.0649 | 2034276.4873 | 8532.169 | 0
6871 | 2081545.9837 | 67802.888 | 0 | 1831885.8677 | 1839703.0936 | 1358166.7007 | 874843.655 | 388613.4785 | 15309.8275 | -19256.5091 | -56439.8818 | -101911.5408 | -143983.3354 | -183963.9676 | -223002.3704 | -260775.1865 | -297240.5333 | -332532.4342 | -366611.7164 | -399692.2265 | -431976.9709 | -462269.1948 | -491986.2064 | 2081545.9837 | 67802.888 | 0
6872 | 2241920.4772 | 91961.16 | 0 | 1954090.7433 | 1962510.2541 | 1315332.0944 | 666229.6276 | 13996.0477 | -484431.1174 | -522112.8347 | -562613.2198 | -612040.4693 | -657805.9091 | -701319.0709 | -743817.4085 | -784952.6513 | -824679.6896 | -863142.8728 | -900300.0102 | -936381.4241 | -971605.762 | -1004684.0638 | -1037142.8356 | 2241920.4772 | 91961.16 | 0
6873 | 2344302.2837 | 100070.552 | 0 | 2039418.4255 | 2048222.4301 | 1345012.9576 | 639791.3007 | -68704.458 | -609725.122 | -649154.8036 | -691531.8732 | -743243.4705 | -791126.0341 | -836653.4649 | -881119.7276 | -924160.647 | -965729.0534 | -1005975.8882 | -1044857.034 | -1082613.3312 | -1119473.4123 | -1154089.4542 | -1188057.6742 | 2344302.2837 | 100070.552 | 0
6874 | 2402493.0432 | 103137.992 | 0 | 2089457.8265 | 2098480.366 | 1373903.3692 | 647264.2412 | -82730.259 | -640100.945 | -680474.56 | -723868.7238 | -776829.1187 | -825865.4349 | -872488.1587 | -918023.3738 | -962097.8655 | -1004663.2932 | -1045874.345 | -1085685.8083 | -1124344.5019 | -1162084.7331 | -1197525.2233 | -1232301.8112 | 2402493.0432 | 103137.992 | 0
6875 | 2454235.8065 | 104467.776 | 0 | 2135350.2256 | 2144567.0846 | 1410491.1913 | 674308.7545 | -65301.3196 | -630084.9046 | -671252.6435 | -715505.985 | -769531.5868 | -819548.5964 | -867100.0319 | -913540.5368 | -958488.8586 | -1001895.6155 | -1043918.8271 | -1084512.3071 | -1123928.1902 | -1162405.8299 | -1198534.1987 | -1233984.3666 | 2454235.8065 | 104467.776 | 0
6876 | 2479754.3441 | 103895.808 | 0 | 2159211.2678 | 2168523.9614 | 1438106.391 | 705560.3736 | -30448.9207 | -592632.0711 | -634154.3681 | -678794.351 | -733308.2037 | -783771.7839 | -831744.1536 | -878594.0416 | -923936.231 | -967720.8267 | -1010107.4914 | -1051049.5585 | -1090801.7842 | -1129606.011 | -1166036.5398 | -1201781.8159 | 2479754.3441 | 103895.808 | 0
6877 | 2489060.5778 | 102560.104 | 6805.75 | 2162234.4031 | 2171582.0462 | 1450156.7328 | 726594.9847 | -443.0376 | -555935.2874 | -597553.6073 | -642301.3133 | -696959.9447 | -747553.1034 | -795645.7022 | -842611.6069 | -888064.1547 | -931953.2634 | -974439.1948 | -1015475.1072 | -1055316.7129 | -1094206.7619 | -1130714.2047 | -1166533.8232 | 2489060.5778 | 102560.104 | 6805.75
6878 | 2479216.3489 | 101239.584 | 5435.55 | 2155940.9493 | 2165251.6225 | 1452884.0152 | 738388.4228 | 20430.3048 | -528215.39 | -569653.8256 | -614209.2706 | -668636.4432 | -719014.2221 | -766901.331 | -813666.2016 | -858923.7008 | -902623.9442 | -944926.5599 | -985784.8914 | -1025453.6397 | -1064174.5947 | -1100522.3667 | -1136185.0347 | 2479216.3489 | 101239.584 | 5435.55
6879 | 2445220.0155 | 93575.52 | 6515.45 | 2131498.918 | 2140681.9182 | 1480708.8317 | 818636.9401 | 153150.0029 | -356012.1086 | -396711.4997 | -440485.1582 | -493995.1779 | -543511.3313 | -590570.9681 | -636523.7553 | -680989.841 | -723920.0249 | -765471.746 | -805598.9878 | -844552.9585 | -882572.1326 | -918250.666 | -953253.4899 | 2445220.0155 | 93575.52 | 6515.45
6880 | 2398891.9424 | 75826.536 | 3674.69 | 2109808.1069 | 2118817.1225 | 1579907.1131 | 1038938.0633 | 494618.6707 | 76510.6034 | 37064.5686 | -5397.4872 | -57411.4355 | -105507.1868 | -151192.9636 | -195792.8616 | -238934.2257 | -280568.7877 | -320851.004 | -359735.7295 | -397469.4133 | -434286.0114 | -468806.3156 | -502663.7125 | 2398891.9424 | 75826.536 | 3674.69
6881 | 2398898.6291 | 23324.998 | 0 | 2165990.4374 | 2174999.4782 | 1993001.3044 | 1808944.0845 | 1621536.5125 | 1471112.6274 | 1433409.9714 | 1392691.2857 | 1342420.6811 | 1296068.2843 | 1252125.8689 | 1209269.3351 | 1167871.3394 | 1127980.1499 | 1089441.31 | 1052299.9646 | 1016309.6643 | 981236.4522 | 948459.5404 | 916345.5377 | 2398898.6291 | 23324.998 | 0
6882 | 2477231.9191 | 0 | 0 | 2260805.0261 | 2270108.2467 | 2245995.8699 | 2219757.2113 | 2190058.7985 | 2157615.8913 | 2119566.7137 | 2078403.0215 | 2027375.5033 | 1980394.1376 | 1935901.4484 | 1892530.0991 | 1850664.9148 | 1810355.7397 | 1771443.0736 | 1733973.5357 | 1697692.6288 | 1662358.7566 | 1629396.1678 | 1597118.1347 | 2477231.9191 | 0 | 0
6883 | 2508321.6381 | 0 | 0 | 2289178.5475 | 2298598.5253 | 2274223.2636 | 2247695.0348 | 2217663.6313 | 2184853.2895 | 2146366.3175 | 2104725.7432 | 2053097.5501 | 2005566.2895 | 1960554.9387 | 1916679.0008 | 1874328.1305 | 1833552.7977 | 1794191.5003 | 1756291.4426 | 1719594.9335 | 1683857.3445 | 1650520.7991 | 1617877.4005 | 2508321.6381 | 0 | 0
6884 | 2481036.9111 | 0 | 123.937 | 2264153.6525 | 2273471.1628 | 2249344.813 | 2223088.9155 | 2193367.9497 | 2160898.2739 | 2122813.7166 | 2081609.8609 | 2030527.0285 | 1983496.5635 | 1938958.5974 | 1895543.6937 | 1853637.2683 | 1813289.2422 | 1774339.8702 | 1736835.8429 | 1700522.2724 | 1665157.1912 | 1632167.0357 | 1599862.4872 | 2481036.9111 | 0 | 123.937
6885 | 2493437.2892 | 0 | 1629.11 | 2273965.481 | 2283329.5607 | 2259103.35 | 2232736.9478 | 2202888.1588 | 2170276.9215 | 2132022.7392 | 2090633.668 | 2039316.2444 | 1992071.4421 | 1947331.5965 | 1903720.4264 | 1861625.274 | 1821096.31 | 1781972.9905 | 1744302.2397 | 1707827.8957 | 1672306.7816 | 1639172.4632 | 1606727.1786 | 2493437.2892 | 0 | 1629.11
6886 | 2498483.557 | 0 | 0 | 2280199.9844 | 2289583.0153 | 2265319.05 | 2238910.5619 | 2209012.6392 | 2176346.6776 | 2138026.3507 | 2096564.7904 | 2045154.7845 | 1997825.6421 | 1953006.5261 | 1909318.3697 | 1867149.2993 | 1826549.5868 | 1787358.3637 | 1749622.6491 | 1713085.7625 | 1677504.0349 | 1644313.9336 | 1611814.2605 | 2498483.557 | 0 | 0
6887 | 2454467.8056 | 0 | 0 | 2240029.7317 | 2249247.4619 | 2225373.0646 | 2199391.9245 | 2169982.8232 | 2137854.4475 | 2100171.3192 | 2059402.2968 | 2008860.0903 | 1962326.8548 | 1918259.4266 | 1875303.0339 | 1833838.9655 | 1793916.6077 | 1755377.9259 | 1718269.1108 | 1682338.0041 | 1647345.2294 | 1614701.9477 | 1582736.931 | 2454467.8056 | 0 | 0
6888 | 2350841.5107 | 0 | 0 | 2145456.8956 | 2154285.4583 | 2131326.1641 | 2106349.0726 | 2078088.7466 | 2047223.9525 | 2011038.9245 | 1971898.287 | 1923397.084 | 1878735.5955 | 1836435.8092 | 1795200.1511 | 1755393.8121 | 1717064.0936 | 1680059.633 | 1644424.671 | 1609917.6951 | 1576309.4354 | 1544951.4743 | 1514243.1423 | 2350841.5107 | 0 | 0
6889 | 2248363.4271 | 0 | 0 | 2051931.9557 | 2060375.6629 | 2038313.688 | 2014321.8758 | 1987189.952 | 1957567.0944 | 1922855.9229 | 1885317.9832 | 1838827.5245 | 1796009.3992 | 1755450.0245 | 1715908.3904 | 1677733.7685 | 1640971.3981 | 1605476.5148 | 1571291.4308 | 1538185.1617 | 1505938.4319 | 1475843.9054 | 1446370.6893 | 2248363.4271 | 0 | 0
6890 | 2179861.4494 | 0 | 58846.8 | 1930567.9507 | 1938754.3994 | 1917294.3572 | 1893963.2751 | 1867587.7527 | 1838797.1889 | 1805073.3394 | 1768608.8461 | 1723464.5947 | 1681880.7898 | 1642486.917 | 1604079.777 | 1566997.9997 | 1531285.4461 | 1496801.7625 | 1463587.9719 | 1431420.1274 | 1400085.6342 | 1370837.7721 | 1342192.2907 | 2179861.4494 | 0 | 58846.8
6891 | 2108557.3046 | 0 | 52514.3 | 1871825.8941 | 1879744.5608 | 1858910.9591 | 1836267.5199 | 1810679.2254 | 1782754.8864 | 1750058.6315 | 1714711.3803 | 1670968.2894 | 1630669.1814 | 1592488.372 | 1555262.0188 | 1519317.6753 | 1484697.7675 | 1451266.533 | 1419063.6528 | 1387872.5053 | 1357487.4499 | 1329120.771 | 1301336.7687 | 2108557.3046 | 0 | 52514.3
6892 | 2070661.3939 | 0 | 55786.3 | 1833968.8135 | 1841745.1625 | 1821244.7131 | 1798966.9534 | 1773797.2645 | 1746333.5156 | 1714183.6138 | 1679430.3606 | 1636432.1613 | 1596816.0481 | 1559280.1626 | 1522681.5794 | 1487341.9649 | 1453302.983 | 1420431.3109 | 1388765.9166 | 1358094.0718 | 1328213.8315 | 1300315.6927 | 1272989.7583 | 2070661.3939 | 0 | 55786.3
6893 | 1973384.7502 | 0 | 64450.9 | 1736526.2823 | 1743937.3098 | 1724288.1005 | 1702945.0763 | 1678845.9816 | 1652560.5984 | 1621809.211 | 1588576.7737 | 1547486.7259 | 1509619.8788 | 1473735.5332 | 1438744.4569 | 1404953.2049 | 1372401.4835 | 1340962.2335 | 1310672.5921 | 1281329.8246 | 1252741.4733 | 1226042.1072 | 1199888.0642 | 1973384.7502 | 0 | 64450.9
6894 | 1964970.6996 | 9250.15 | 53831.6 | 1730216.4873 | 1737595.9158 | 1655133.5775 | 1570984.6464 | 1484091.396 | 1410742.0321 | 1379801.3272 | 1346390.1512 | 1305154.8676 | 1267129.0417 | 1231077.2645 | 1195914.9479 | 1161947.3397 | 1129213.9771 | 1097588.3426 | 1067107.415 | 1037569.3241 | 1008782.4327 | 981876.4724 | 955513.51 | 1964970.6996 | 9250.15 | 53831.6
6895 | 1998749.3108 | 70599.544 | 49284.3 | 1704241.8879 | 1711748.1717 | 1211924.8262 | 710385.8946 | 206055.4678 | -180503.7197 | -213972.0596 | -249953.3389 | -293893.2253 | -334568.4821 | -373235.7556 | -410998.2784 | -447545.5552 | -482837.3692 | -517002.4129 | -550003.0717 | -582044.686 | -613322.1875 | -642686.4239 | -671498.3281 | 1998749.3108 | 70599.544 | 49284.3
6896 | 2087795.0872 | 95610.752 | 43598.6 | 1766182.5453 | 1774023.2397 | 1103384.355 | 430953.4536 | -244393.3062 | -759560.3278 | -795146.4891 | -833357.5432 | -879881.7663 | -922995.9181 | -964012.6294 | -1004084.2827 | -1042886.5499 | -1080377.4225 | -1116691.3264 | -1151788.9711 | -1185884.8452 | -1219182.5646 | -1250481.7817 | -1281204.0596 | 2087795.0872 | 95610.752 | 43598.6
6897 | 2161760.6491 | 105006.44 | 60372.4 | 1807516.5127 | 1815634.984 | 1080469.2406 | 343447.9937 | -396592.4135 | -960566.8296 | -997534.95 | -1037220.9569 | -1085514.6484 | -1130277.4579 | -1172868.5197 | -1214481.0424 | -1254779.2076 | -1293719.5187 | -1331441.1638 | -1367903.4607 | -1403328.4967 | -1437927.1013 | -1470456.4013 | -1502388.3227 | 2161760.6491 | 105006.44 | 60372.4
6898 | 2191316.0852 | 107081.944 | 59457.4 | 1833329.292 | 1841558.7585 | 1092019.5043 | 340599.3784 | -413881.1856 | -988801.1334 | -1026268.435 | -1066490.7818 | -1115438.4967 | -1160807.0558 | -1203974.1752 | -1246149.3769 | -1286992.2514 | -1326458.7072 | -1364689.8356 | -1401644.398 | -1437547.5182 | -1472612.908 | -1505580.702 | -1537942.9499 | 2191316.0852 | 107081.944 | 59457.4
6899 | 2246775.789 | 108735.656 | 74611.4 | 1867135.9679 | 1875573.7127 | 1114300.922 | 351099.6567 | -415239.5027 | -999268.9657 | -1037594.5974 | -1078745.0012 | -1128841.6024 | -1175268.4634 | -1219438.1688 | -1262590.8521 | -1304377.4886 | -1344752.8709 | -1383861.6609 | -1421661.5766 | -1458383.4392 | -1494246.3695 | -1527958.6162 | -1561049.9912 | 2246775.789 | 108735.656 | 74611.4
6900 | 2250527.542 | 108865.328 | 64293.5 | 1880748.1716 | 1889200.0061 | 1127006.3161 | 362880.9314 | -404387.5872 | -989130.1853 | -1027520.6033 | -1068740.5106 | -1118921.5538 | -1165426.7289 | -1209670.9794 | -1252896.5095 | -1294753.7117 | -1335197.3031 | -1374372.1874 | -1412236.0116 | -1449019.9826 | -1484943.587 | -1518712.9164 | -1551860.3375 | 2250527.542 | 108865.328 | 64293.5
6901 | 2230024.5298 | 107449.368 | 42866.3 | 1884879.5942 | 1893254.4299 | 1140859.601 | 386550.6756 | -370872.7487 | -948153.9956 | -986209.052 | -1027067.82 | -1076806.0853 | -1122901.9708 | -1166757.5293 | -1209603.6484 | -1251093.9054 | -1291183.4301 | -1330015.806 | -1367549.066 | -1404012.3105 | -1439623.0267 | -1473099.094 | -1505958.9188 | 2230024.5298 | 107449.368 | 42866.3
6902 | 2212881.7089 | 104550.04 | 52530.3 | 1862469.8083 | 1870780.2642 | 1138239.9386 | 403800.2307 | -333730.0342 | -896026.6072 | -933744.4218 | -974244.3951 | -1023555.6065 | -1069252.4381 | -1112726.1647 | -1155198.2118 | -1196324.8197 | -1236061.4631 | -1274550.6216 | -1311750.651 | -1347888.8905 | -1383181.1552 | -1416355.1807 | -1448917.7008 | 2212881.7089 | 104550.04 | 52530.3
6903 | 2205523.3814 | 98783.56 | 57196.7 | 1856854.4316 | 1865137.2534 | 1171858.2414 | 476686.1631 | -221566.1955 | -754376.9818 | -791801.8297 | -831999.585 | -880979.279 | -926356.6118 | -969518.232 | -1011681.5035 | -1052503.8096 | -1091940.7732 | -1130134.4001 | -1167043.1846 | -1202893.7097 | -1237901.0732 | -1270797.2411 | -1303083.937 | 2205523.3814 | 98783.56 | 57196.7
6904 | 2187871.7704 | 81136.344 | 39180.6 | 1876408.2947 | 1884624.8261 | 1311465.9654 | 736429.1894 | 158336.7857 | -284286.3593 | -320873.6572 | -360211.67 | -408261.3364 | -452737.4727 | -495015.6294 | -536303.4276 | -576260.9927 | -614844.3027 | -652194.2269 | -688269.5916 | -723295.1667 | -757484.3283 | -789579.1909 | -821069.4594 | 2187871.7704 | 81136.344 | 39180.6
6905 | 2258909.7273 | 27552.52 | 32966.5 | 2001037.8434 | 2009521.1571 | 1800009.6524 | 1588559.2582 | 1373954.0233 | 1203672.343 | 1167842.7528 | 1129173.1348 | 1081509.0047 | 1037534.4336 | 995829.2082 | 955146.4973 | 915837.2107 | 877946.8 | 841329.8218 | 806028.7867 | 771811.6268 | 738458.038 | 707266.7478 | 676699.6823 | 2258909.7273 | 27552.52 | 32966.5
6906 | 2391329.4856 | 0 | 31846.9 | 2150560.681 | 2159541.2958 | 2136181.0985 | 2110768.3519 | 2082015.8243 | 2050613.9725 | 2013800.2577 | 1973980.0298 | 1924638.0215 | 1879201.8582 | 1836168.0721 | 1794216.7415 | 1753719.3468 | 1714724.004 | 1677076.7438 | 1640822.5687 | 1605715.8067 | 1571523.2393 | 1539619.7268 | 1508377.0318 | 2391329.4856 | 0 | 31846.9
6907 | 2426030.043 | 0 | 75558.2 | 2138518.2748 | 2147629.2073 | 2123974.5077 | 2098237.4744 | 2069112.1967 | 2037299.1503 | 1999995.7096 | 1959642.1281 | 1909628.5959 | 1863577.5863 | 1819963.8148 | 1777448.2062 | 1736407.6317 | 1696890.9053 | 1658741.8235 | 1622006.0418 | 1586434.3234 | 1551790.0654 | 1519468.0789 | 1487816.4988 | 2426030.043 | 0 | 75558.2
6908 | 2421542.888 | 0 | 97466.5 | 2112514.8464 | 2121608.9274 | 2098003.5196 | 2072319.6295 | 2043253.7618 | 2011505.0967 | 1974276.1922 | 1934002.7885 | 1884087.301 | 1838127.0071 | 1794599.4434 | 1752168.0114 | 1711208.8853 | 1671770.7888 | 1633697.8074 | 1597035.512 | 1561535.1269 | 1526960.4868 | 1494703.8228 | 1463116.3255 | 2421542.888 | 0 | 97466.5
6909 | 2428398.268 | 0 | 84580.5 | 2131657.2964 | 2140777.1227 | 2117120.4071 | 2091379.3249 | 2062246.6908 | 2030423.6643 | 1993104.8838 | 1952732.9852 | 1902691.7061 | 1856616.8177 | 1812981.5465 | 1770445.5103 | 1729385.948 | 1689851.7214 | 1651686.4744 | 1614935.9072 | 1579350.5395 | 1544693.5377 | 1512361.0742 | 1480699.6717 | 2428398.268 | 0 | 84580.5
6910 | 2431304.8662 | 0 | 93375.6 | 2125514.8555 | 2134645.5975 | 2110969.8627 | 2085207.2665 | 2056049.059 | 2024197.2389 | 1986843.0869 | 1946432.1623 | 1896340.2838 | 1850219.5435 | 1806541.3404 | 1763963.688 | 1722864.2767 | 1683292.0268 | 1645090.3951 | 1608305.1364 | 1572686.472 | 1537997.2845 | 1505635.4176 | 1473945.415 | 2431304.8662 | 0 | 93375.6
6911 | 2394369.1299 | 0 | 100106 | 2085075.6625 | 2094067.6927 | 2070719.5317 | 2045316.2126 | 2016568.8672 | 1985168.83 | 1948350.0507 | 1908520.9367 | 1859157.9391 | 1813705.7512 | 1770658.9943 | 1728696.0686 | 1688188.9271 | 1649185.7468 | 1611532.3625 | 1575273.8342 | 1540164.1775 | 1505969.8773 | 1474067.5418 | 1442826.8637 | 2394369.1299 | 0 | 100106
6912 | 2324027.9266 | 0 | 98715.8 | 2022270.1185 | 2030997.983 | 2008273.4741 | 1983554.1828 | 1955589.1054 | 1925049.2663 | 1889249.8756 | 1850528.587 | 1802553.4991 | 1758374.3301 | 1716529.9257 | 1675737.5122 | 1636358.1151 | 1598438.4961 | 1561829.0193 | 1526573.4206 | 1492432.9423 | 1459180.9295 | 1428153.5484 | 1397768.3868 | 2324027.9266 | 0 | 98715.8
6913 | 2235735.7788 | 0 | 96613.3 | 1943794.2399 | 1952190.5241 | 1930239.1194 | 1906368.7162 | 1879375.8375 | 1849906.0149 | 1815376.4563 | 1778036.0057 | 1731793.3168 | 1689202.336 | 1648857.4199 | 1609524.5284 | 1571550.9715 | 1534981.7342 | 1499672.8655 | 1465666.4397 | 1432732.7698 | 1400653.8116 | 1370714.9693 | 1341393.9477 | 2235735.7788 | 0 | 96613.3
6914 | 2166737.8053 | 0 | 94670.9 | 1882766.7725 | 1890903.9355 | 1869558.8066 | 1846353.9022 | 1820122.8863 | 1791491.3685 | 1757956.2654 | 1721697.0183 | 1676810.2687 | 1635462.5303 | 1596291.5398 | 1558101.3414 | 1521228.5266 | 1485716.6922 | 1451426.3295 | 1418398.2146 | 1386409.7487 | 1355249.617 | 1326163.5541 | 1297676.2452 | 2166737.8053 | 0 | 94670.9
6915 | 2121383.3615 | 0 | 97874.8 | 1838170.8843 | 1846137.7191 | 1825191.8098 | 1802425.054 | 1776695.5298 | 1748615.7512 | 1715735.0298 | 1680187.1866 | 1636192.4329 | 1595662.6113 | 1557263.9737 | 1519825.5982 | 1483677.0305 | 1448860.955 | 1415240.7833 | 1382856.4377 | 1351489.9792 | 1320934.516 | 1292409.7069 | 1264471.1186 | 2121383.3615 | 0 | 97874.8
6916 | 2083175.6308 | 0 | 90987.8 | 1810188.2263 | 1818011.5724 | 1797401.5457 | 1775003.4674 | 1749695.9824 | 1722080.5729 | 1689750.6892 | 1654801.7206 | 1611557.9768 | 1571716.7591 | 1533968.341 | 1497162.89 | 1461624.0164 | 1427393.6359 | 1394337.6199 | 1362495.172 | 1331652.2781 | 1301605.7729 | 1273553.3483 | 1246076.5861 | 2083175.6308 | 0 | 90987.8
6917 | 1977396.9646 | 0 | 92586.6 | 1712052.2639 | 1719478.3591 | 1699794.0181 | 1678412.4183 | 1654269.1445 | 1627935.1371 | 1597126.0453 | 1563830.8594 | 1522662.0871 | 1484723.0687 | 1448770.5827 | 1413713.1821 | 1379858.0452 | 1347244.9591 | 1315746.6062 | 1285400.1993 | 1256002.5915 | 1227360.9336 | 1200612.1017 | 1174409.7015 | 1977396.9646 | 0 | 92586.6
6918 | 1951072.4082 | 12459.895 | 96609.8 | 1671544.4949 | 1678871.7285 | 1574710.9302 | 1468875.4684 | 1360315.0979 | 1270769.0507 | 1239921.7277 | 1206621.4072 | 1165552.3193 | 1127669.9886 | 1091747.744 | 1056708.6688 | 1022855.8518 | 990228.5506 | 958701.1425 | 928310.3447 | 898855.715 | 870146.9715 | 843305.8551 | 817003.8961 | 1951072.4082 | 12459.895 | 96609.8
6919 | 1966956.7536 | 3308.646 | 95804.6 | 1695997.5308 | 1703384.4179 | 1661289.4749 | 1617506.2345 | 1570975.9009 | 1527889.5241 | 1497111.2741 | 1463860.056 | 1422776.8222 | 1384906.2901 | 1349011.8018 | 1314007.6731 | 1280199.4605 | 1247626.7409 | 1216162.8689 | 1185844.8609 | 1156470.6426 | 1127848.383 | 1101108.9556 | 1074913.0749 | 1966956.7536 | 3308.646 | 95804.6
6920 | 2034373.1979 | 98654.928 | 94964 | 1663018.3594 | 1670658.4284 | 979792.7145 | 287180.8375 | -408272.2878 | -938312.8389 | -973231.6896 | -1010708.2681 | -1056285.3006 | -1098539.5178 | -1138749.9632 | -1178039.5324 | -1216092.1962 | -1252867.021 | -1288494.993 | -1322937.8271 | -1356404.5237 | -1389093.4885 | -1419835.088 | -1450014.5109 | 2034373.1979 | 98654.928 | 94964
6921 | 2072346.5505 | 105376.696 | 95519.2 | 1690397.1481 | 1698179.8256 | 961279.9745 | 222601.3666 | -518971.5239 | -1083750.1035 | -1119444.5416 | -1157744.4497 | -1204296.0139 | -1247462.7395 | -1288547.5445 | -1328694.2844 | -1367581.031 | -1405166.0865 | -1441582.8822 | -1476792.4185 | -1511007.5967 | -1544430.5261 | -1575869.741 | -1606736.2857 | 2072346.5505 | 105376.696 | 95519.2
6922 | 2084706.2308 | 108034.496 | 93151.2 | 1701387.2073 | 1709216.3015 | 954135.0048 | 197264.3427 | -562517.8639 | -1141002.4575 | -1176968.0862 | -1215554.7243 | -1262442.2321 | -1305924.7138 | -1347312.8582 | -1387757.3427 | -1426934.3192 | -1464801.8412 | -1501494.1358 | -1536971.9708 | -1571449.5172 | -1605130.0898 | -1636815.1167 | -1667924.0581 | 2084706.2308 | 108034.496 | 93151.2
6923 | 2085756.2072 | 108852.456 | 95097.5 | 1699581.191 | 1707414.2284 | 946757.3406 | 184310.1863 | -581049.9789 | -1163723.5516 | -1199737.249 | -1238373.2758 | -1285314.3531 | -1328848.6893 | -1370287.6334 | -1410782.4423 | -1450009.1048 | -1487925.6534 | -1524666.3826 | -1560192.0404 | -1594716.906 | -1628444.3963 | -1660175.3358 | -1691329.8998 | 2085756.2072 | 108852.456 | 95097.5
6924 | 2111678.9883 | 108930.36 | 92841.4 | 1725417.3874 | 1733347.7776 | 971927.7804 | 208695.2663 | -557486.463 | -1140877.9195 | -1177273.5529 | -1216324.1072 | -1263782.9313 | -1307792.6736 | -1349680.9813 | -1390613.4196 | -1430261.9504 | -1468584.0845 | -1505715.7856 | -1541617.3138 | -1576505.6115 | -1610586.6237 | -1642646.2711 | -1674122.3794 | 2111678.9883 | 108930.36 | 92841.4
6925 | 2109143.7009 | 107821.504 | 85456.9 | 1731596.955 | 1739517.8239 | 985651.636 | 229975.1073 | -528647.0957 | -1106360.7447 | -1142689.6215 | -1181670.2317 | -1229049.0167 | -1272982.8609 | -1314797.8175 | -1355658.0523 | -1395235.921 | -1433488.9856 | -1470553.0464 | -1506388.4112 | -1541211.762 | -1575228.7966 | -1607226.8932 | -1638642.1513 | 2109143.7009 | 107821.504 | 85456.9
6926 | 2094078.1047 | 105358.992 | 81599.3 | 1724167.6981 | 1732031.9883 | 995032.5977 | 256235.7976 | -485485.6359 | -1050466.9231 | -1086502.9275 | -1125171.724 | -1172178.7071 | -1215765.3568 | -1257248.2539 | -1297783.2488 | -1337045.0377 | -1374991.4854 | -1411757.4223 | -1447303.4399 | -1481844.6722 | -1515585.3479 | -1547321.5068 | -1578478.9904 | 2094078.1047 | 105358.992 | 81599.3
6927 | 2093787.3162 | 99702.792 | 65000.3 | 1746157.5147 | 1754020.7128 | 1055471.057 | 355124.2412 | -348146.8018 | -884290.2247 | -920138.5682 | -958619.3382 | -1005437.1369 | -1048835.0771 | -1090129.5569 | -1130476.2663 | -1169549.9462 | -1207308.4677 | -1243886.6423 | -1279245.0671 | -1313598.846 | -1347152.1795 | -1378701.2746 | -1409671.7747 | 2093787.3162 | 99702.792 | 65000.3
6928 | 2091263.376 | 81951.472 | 54981.9 | 1771623.8022 | 1779477.5217 | 1201623.2652 | 621974.0152 | 39404.0629 | -406204.2698 | -441429.1775 | -479283.3386 | -525464.4787 | -568229.8826 | -608894.3617 | -648612.2129 | -687058.5692 | -724191.3524 | -760145.2116 | -794880.7912 | -828612.9361 | -861545.6004 | -892476.4423 | -922829.3868 | 2091263.376 | 81951.472 | 54981.9
6929 | 2213232.2056 | 28458.764 | 51055.6 | 1940355.6594 | 1948667.4316 | 1733395.1545 | 1516223.1943 | 1295960.1876 | 1121611.5246 | 1086408.805 | 1048423.486 | 1001625.5333 | 958442.5329 | 917482.9896 | 877525.2845 | 838913.2317 | 801691.3635 | 765717.1778 | 731032.3254 | 697409.4311 | 664632.6455 | 633974.4347 | 603927.8261 | 2213232.2056 | 28458.764 | 51055.6
6930 | 2366540.5799 | 0 | 58508.8 | 2101275.5933 | 2110163.1137 | 2087019.9731 | 2061845.5603 | 2033365.9873 | 2002264.5533 | 1965807.3567 | 1926374.8128 | 1877519.1929 | 1832528.9294 | 1789916.1397 | 1748374.5845 | 1708271.8935 | 1669655.6839 | 1632373.5825 | 1596470.1252 | 1561702.1868 | 1527838.9662 | 1496241.0719 | 1465297.1449 | 2366540.5799 | 0 | 58508.8
6931 | 2453789.2774 | 0 | 77897.9 | 2161512.5841 | 2170727.7661 | 2146830.001 | 2120826.0756 | 2091395.1365 | 2059245.6748 | 2021542.9961 | 1980755.2764 | 1930197.0743 | 1883646.735 | 1839561.5213 | 1796587.036 | 1755104.4624 | 1715163.1732 | 1676605.1775 | 1639476.6533 | 1603525.5118 | 1568512.443 | 1535848.2176 | 1503862.0697 | 2453789.2774 | 0 | 77897.9
6932 | 2504355.1782 | 0 | 91479.8 | 2194078.823 | 2203483.9048 | 2179153.3755 | 2152673.2836 | 2122695.5568 | 2089943.2859 | 2051523.3614 | 2009954.8216 | 1958414.4565 | 1910964.5453 | 1866030.5592 | 1822230.1905 | 1779952.4778 | 1739247.8112 | 1699954.9439 | 1662121.0057 | 1625488.7128 | 1589813.8237 | 1556536.1813 | 1523950.5897 | 2504355.1782 | 0 | 91479.8
6933 | 2532672.6563 | 0 | 92335 | 2219067.1044 | 2228578.5321 | 2204008.7684 | 2177265.1364 | 2146984.3206 | 2113897.5881 | 2075079.1164 | 2033076.4268 | 1980989.1577 | 1933038.5945 | 1887632.4046 | 1843372.6503 | 1800652.7691 | 1759523.7209 | 1719822.4356 | 1681596.576 | 1644585.949 | 1608543.5515 | 1574925.507 | 1542007.3386 | 2532672.6563 | 0 | 92335
6934 | 2517169.5865 | 0 | 88769.6 | 2208483.8823 | 2217937.0884 | 2193509.5044 | 2166921.3588 | 2136817.6813 | 2103925.2629 | 2065336.1904 | 2023582.3915 | 1971805.743 | 1924140.4786 | 1879004.013 | 1835006.9653 | 1792540.3648 | 1751654.8594 | 1712188.3774 | 1674188.2895 | 1637395.9956 | 1601566.0044 | 1568145.5262 | 1535420.6399 | 2517169.5865 | 0 | 88769.6
6935 | 2421457.7073 | 0 | 89270.6 | 2120633.0077 | 2129726.7688 | 2106141.4147 | 2080477.6514 | 2051432.0295 | 2019703.7046 | 1982495.333 | 1942242.5693 | 1892348.061 | 1846408.6071 | 1802901.7979 | 1760491.0819 | 1719552.6199 | 1680135.1341 | 1642082.7152 | 1605440.9329 | 1569961.0199 | 1535406.8193 | 1503170.5134 | 1471603.3505 | 2421457.7073 | 0 | 89270.6
6936 | 2320856.8772 | 0 | 72208.2 | 2045883.7123 | 2054599.668 | 2031902.9254 | 2007214.1223 | 1979283.9618 | 1948782.5528 | 1913028.7687 | 1874357.0735 | 1826444.2054 | 1782322.0768 | 1740531.5272 | 1699791.533 | 1660462.6273 | 1622591.5078 | 1586028.7429 | 1550818.0088 | 1516720.8735 | 1483510.9914 | 1452522.7057 | 1422175.7631 | 2320856.8772 | 0 | 72208.2
6937 | 2234352.3006 | 0 | 52802.2 | 1986342.7312 | 1994733.8197 | 1972794.5291 | 1948937.4274 | 1921959.7824 | 1892506.7261 | 1857997.065 | 1820678.2512 | 1774462.7078 | 1731896.6129 | 1691575.1927 | 1652265.171 | 1614313.6426 | 1577765.5649 | 1542477.0758 | 1508490.2237 | 1475575.4637 | 1443514.8865 | 1413593.1008 | 1384288.7536 | 2234352.3006 | 0 | 52802.2
6938 | 2160492.082 | 0 | 43712.3 | 1928025.3157 | 1936139.023 | 1914848.5829 | 1891703.7283 | 1865541.485 | 1836985.6594 | 1803540.3833 | 1767378.8157 | 1722614.6148 | 1681379.2236 | 1642314.3059 | 1604227.3531 | 1567453.9864 | 1532037.677 | 1497839.3184 | 1464899.569 | 1432996.4719 | 1401919.3212 | 1372910.2608 | 1344498.2284 | 2160492.082 | 0 | 43712.3
6939 | 2130176.4623 | 0 | 44071.2 | 1899999.3633 | 1907999.2205 | 1886976.317 | 1864125.0197 | 1838298.6732 | 1810112.3306 | 1777105.1455 | 1741419.7833 | 1697252.4982 | 1656564.5075 | 1618016.5344 | 1580432.8036 | 1544144.2269 | 1509193.6656 | 1475443.9651 | 1442935.2132 | 1411448.5674 | 1380776.2785 | 1352143.0608 | 1324098.4938 | 2130176.4623 | 0 | 44071.2
6940 | 2118585.7246 | 0 | 55788 | 1877704.4669 | 1885660.7952 | 1864740.7104 | 1842002.1806 | 1816304.7894 | 1788260.2434 | 1755421.0859 | 1719918.324 | 1675979.7912 | 1635501.6211 | 1597151.8243 | 1559761.0233 | 1523658.3291 | 1488886.3699 | 1455308.7373 | 1422965.3011 | 1391638.4095 | 1361121.4437 | 1332632.4541 | 1304728.9122 | 2118585.7246 | 0 | 55788
6941 | 2087518.3953 | 0 | 69640.6 | 1835498.779 | 1843338.4343 | 1822689.8472 | 1800249.4811 | 1774893.6429 | 1747225.069 | 1714832.1927 | 1679814.7715 | 1636485.2831 | 1596565.4141 | 1558742.7075 | 1521864.9337 | 1486256.3778 | 1451959.0427 | 1418838.5204 | 1386934.096 | 1356031.3094 | 1325926.5718 | 1297820.0717 | 1270290.4342 | 2087518.3953 | 0 | 69640.6
6942 | 2146246.3761 | 756.7737 | 71118.4 | 1886861.3325 | 1894921.5402 | 1868610.7067 | 1840457.6861 | 1809307.1728 | 1777065.0149 | 1743799.0005 | 1707834.6051 | 1663324.2997 | 1622319.5362 | 1583470.9345 | 1545593.8493 | 1509021.6887 | 1473797.6375 | 1439783.5062 | 1407019.6852 | 1375285.681 | 1344372.1772 | 1315513.1272 | 1287247.1686 | 2146246.3761 | 756.7737 | 71118.4
6943 | 2171031.0451 | 9826.113 | 70515.2 | 1901014.5143 | 1909167.8005 | 1820979.5711 | 1730927.8811 | 1637844.0837 | 1559054.7441 | 1525125.2019 | 1488466.118 | 1443162.4367 | 1401404.779 | 1361828.1823 | 1323234.3211 | 1285960.4537 | 1250050.2634 | 1215363.9651 | 1181942.4156 | 1149562.5752 | 1118012.7102 | 1088541.0236 | 1059669.2775 | 2171031.0451 | 9826.113 | 70515.2
6944 | 2321618.087 | 94500.232 | 69916.8 | 1954369.586 | 1963088.4004 | 1297951.5354 | 630821.9565 | -39550.0429 | -551888.7093 | -590800.902 | -632631.9628 | -683707.2276 | -730990.5095 | -775941.4477 | -819841.4858 | -862329.9728 | -903360.1953 | -943081.6342 | -981450.5988 | -1018705.5993 | -1055073.0557 | -1089218.187 | -1122721.7648 | 2321618.087 | 94500.232 | 69916.8
6945 | 2414756.9551 | 70433.432 | 48799.3 | 2084555.5443 | 2093624.1408 | 1591273.7553 | 1086850.7121 | 579055.1687 | 188287.6635 | 148828.109 | 106332.5871 | 54222.0015 | 6055.5258 | -39685.037 | -84332.5398 | -127511.8625 | -169174.4181 | -209475.6841 | -248370.2171 | -286106.096 | -322918.8242 | -357420.0718 | -391254.0281 | 2414756.9551 | 70433.432 | 48799.3
6946 | 2488064.1381 | 105984.84 | 37631.6 | 2127074.4328 | 2136418.3337 | 1391738.9113 | 644923.9094 | -105365.9751 | -678288.5617 | -719987.3382 | -764814.2482 | -819548.1158 | -870218.1383 | -918388.602 | -965432.8226 | -1010964.2922 | -1054932.9485 | -1097498.9893 | -1138615.5915 | -1178538.3652 | -1217509.9631 | -1254099.9086 | -1290002.3051 | 2488064.1381 | 105984.84 | 37631.6
6947 | 2504524.8513 | 107392.232 | 28474.5 | 2149846.7404 | 2159252.4593 | 1404855.4907 | 648308.8138 | -111735.735 | -692039.3259 | -734027.3693 | -779164.2414 | -834273.6144 | -885292.2564 | -933794.8028 | -981163.655 | -1027009.748 | -1071282.6884 | -1114143.7338 | -1155545.7513 | -1195746.042 | -1234988.8641 | -1271834.2771 | -1307987.5923 | 2504524.8513 | 107392.232 | 28474.5
6948 | 2518492.9142 | 106715.912 | 10666.1 | 2181079.1836 | 2190537.3595 | 1440609.247 | 688519.437 | -67087.753 | -644118.8823 | -686291.9003 | -731631.3086 | -786998.8356 | -838252.8171 | -886976.6704 | -934560.5067 | -980613.0912 | -1025083.7495 | -1068134.6383 | -1109718.3622 | -1150093.657 | -1189506.1433 | -1226507.8498 | -1262813.5987 | 2518492.9142 | 106715.912 | 10666.1
6949 | 2533545.2005 | 106686.12 | 3803.63 | 2201708.6675 | 2211223.3721 | 1461359.4871 | 709320.985 | -46255.9196 | -623324.0718 | -665719.0861 | -711299.4152 | -766967.7981 | -818498.05 | -867483.052 | -915321.2233 | -961618.9911 | -1006325.3779 | -1049603.5098 | -1091405.7078 | -1131992.2544 | -1171610.238 | -1208803.0334 | -1245295.7115 | 2533545.2005 | 106686.12 | 3803.63
6950 | 2526353.3014 | 103929.36 | 1466.72 | 2200238.7689 | 2209726.4644 | 1478660.7593 | 745426.6101 | 8664.1028 | -554266.8645 | -596472.4834 | -641854.3751 | -697295.684 | -748610.6086 | -797387.5085 | -845020.8332 | -891118.127 | -935628.5572 | -978714.7869 | -1020329.2724 | -1060731.5573 | -1100168.0287 | -1137186.1961 | -1173506.2337 | 2526353.3014 | 103929.36 | 1466.72
6951 | 2495310.7283 | 97346.824 | 0 | 2179957.5303 | 2189328.6458 | 1503279.266 | 815088.0868 | 123411.9043 | -405585.5254 | -447130.4686 | -491812.656 | -546430.6555 | -596972.9738 | -645008.4532 | -691914.4092 | -737303.2083 | -781124.6424 | -823539.3758 | -864500.4491 | -904264.2167 | -943074.0382 | -979495.2706 | -1015226.9516 | 2495310.7283 | 97346.824 | 0
6952 | 2474850.7311 | 78826.808 | 0 | 2179805.0659 | 2189099.344 | 1629128.0851 | 1067032.5881 | 501480.6627 | 67154.9434 | 26516.902 | -17232.6601 | -70836.5669 | -120398.2105 | -167473.5697 | -213428.6669 | -257879.047 | -300774.9135 | -342275.6133 | -382334.5721 | -421206.0424 | -459131.3884 | -494687.7303 | -529560.1746 | 2474850.7311 | 78826.808 | 0
6953 | 2482237.9043 | 24826.73 | 1065.58 | 2239481.3462 | 2248803.3668 | 2055866.538 | 1860799.1306 | 1662264.9776 | 1503174.4108 | 1464223.3252 | 1422151.4313 | 1370195.7786 | 1322294.4548 | 1276886.8366 | 1232602.8243 | 1189828.0206 | 1148612.3706 | 1108796.0516 | 1070425.7771 | 1033246.5356 | 997016.2425 | 963162.0247 | 929993.746 | 2482237.9043 | 24826.73 | 1065.58
6954 | 2564862.1987 | 0 | 0 | 2340779.3616 | 2350411.6769 | 2325531.9913 | 2298450.8081 | 2267787.4846 | 2234282.5821 | 2194973.0915 | 2152438.9126 | 2099691.982 | 2051134.3337 | 2005153.3969 | 1960333.4667 | 1917072.9808 | 1875423.547 | 1835220.0226 | 1796510.676 | 1759032.0074 | 1722533.8741 | 1688490.9067 | 1655156.7106 | 2564862.1987 | 0 | 0
6955 | 2641322.8765 | 0 | 6848.15 | 2403711.7934 | 2413631.256 | 2388091.408 | 2360284.434 | 2328788.533 | 2294366.3432 | 2253966.5257 | 2210245.8893 | 2156008.0505 | 2106084.38 | 2058814.235 | 2012739.707 | 1968271.1118 | 1925461.5954 | 1884141.0922 | 1844359.3095 | 1805844.8924 | 1768340.2411 | 1733363.9463 | 1699117.5518 | 2641322.8765 | 0 | 6848.15
6956 | 2639841.0701 | 0 | 24013.7 | 2385193.8971 | 2395107.7949 | 2369590.9231 | 2341808.1973 | 2310338.614 | 2275944.3835 | 2235575.8789 | 2191888.4183 | 2137689.6556 | 2087802.6409 | 2040567.6631 | 1994527.6315 | 1950092.6318 | 1907315.7801 | 1866027.1063 | 1826276.2897 | 1787792.1276 | 1750317.165 | 1715369.1404 | 1681150.6066 | 2639841.0701 | 0 | 24013.7
6957 | 2639816.0053 | 0 | 74434.3 | 2334750.4221 | 2344664.2257 | 2319156.2927 | 2291382.5271 | 2259921.9391 | 2225536.7316 | 2185177.3067 | 2141498.9573 | 2087309.4057 | 2037431.5611 | 1990205.7282 | 1944174.8303 | 1899748.9489 | 1856981.1998 | 1815701.6144 | 1775959.8717 | 1737484.7715 | 1700018.8611 | 1665079.8648 | 1630870.3523 | 2639816.0053 | 0 | 74434.3
6958 | 2575443.2517 | 0 | 73111.7 | 2277324.2858 | 2286996.3381 | 2262058.4978 | 2234910.078 | 2204164.74 | 2170566.1004 | 2131138.9266 | 2088473.7613 | 2035553.7128 | 1986840.229 | 1940714.0867 | 1895753.7405 | 1852359.272 | 1810582.5017 | 1770257.6058 | 1731433.0518 | 1693844.2528 | 1657240.0343 | 1623101.1101 | 1589673.8811 | 2575443.2517 | 0 | 73111.7
6959 | 2460514.0932 | 0 | 47904.3 | 2197643.4768 | 2206883.9139 | 2182956.574 | 2156917.3016 | 2127441.6237 | 2095239.9727 | 2057469.8858 | 2016606.3029 | 1965945.4609 | 1919303.4656 | 1875133.3517 | 1832077.0103 | 1790516.6693 | 1750501.8367 | 1711874.0886 | 1674679.7296 | 1638665.9801 | 1603592.8741 | 1570875.0487 | 1538837.1592 | 2460514.0932 | 0 | 47904.3
6960 | 2351304.9371 | 0 | 27813.3 | 2118066.5341 | 2126896.8371 | 2103933.4851 | 2078951.938 | 2050686.5092 | 2019816.0987 | 1983624.4056 | 1944476.5205 | 1895966.2245 | 1851296.3999 | 1808988.7431 | 1767745.4243 | 1727931.7064 | 1689594.9 | 1652583.6128 | 1616942.0941 | 1582428.784 | 1548814.3672 | 1517450.6926 | 1486736.7751 | 2351304.9371 | 0 | 27813.3
6961 | 2246168.776 | 0 | 22547.4 | 2027381.6434 | 2035817.1086 | 2013774.3504 | 1989803.6388 | 1962695.8807 | 1933099.6201 | 1898420.0125 | 1860916.3958 | 1814468.9989 | 1771690.3506 | 1731168.2483 | 1691662.8931 | 1653523.2158 | 1616794.4113 | 1581331.8569 | 1547177.8232 | 1514101.5514 | 1481883.9798 | 1451816.5108 | 1422369.7458 | 2246168.776 | 0 | 22547.4
6962 | 2171712.8262 | 0 | 49028.4 | 1932949.6437 | 1941105.4903 | 1919716.7991 | 1896464.0622 | 1870178.2656 | 1841486.4552 | 1807879.8006 | 1771542.7471 | 1726558.3815 | 1685121.153 | 1645865.6705 | 1607593.232 | 1570641.2019 | 1535053.2772 | 1500689.6288 | 1467591.1264 | 1435534.6602 | 1404308.43 | 1375161.031 | 1346613.7607 | 2171712.8262 | 0 | 49028.4
6963 | 2107457.6962 | 0 | 90665.3 | 1832671.3546 | 1840585.8917 | 1819761.9184 | 1797129.0514 | 1771552.8649 | 1743641.852 | 1710961.4119 | 1675631.358 | 1631909.8427 | 1591630.5143 | 1553468.3799 | 1516260.2039 | 1480333.3689 | 1445730.2791 | 1412315.2427 | 1380127.9199 | 1348951.8023 | 1318581.3563 | 1290228.2343 | 1262457.485 | 2107457.6962 | 0 | 90665.3
6964 | 2085550.561 | 0 | 95982.4 | 1807361.0674 | 1815193.3325 | 1794562.5105 | 1772141.5983 | 1746807.9625 | 1719163.7712 | 1686799.7309 | 1651813.6197 | 1608523.2769 | 1568639.3392 | 1530850.5871 | 1494005.8771 | 1458429.1885 | 1424162.4846 | 1391071.4842 | 1359195.4353 | 1328320.08 | 1298242.0214 | 1270160.3166 | 1242654.9307 | 2085550.561 | 0 | 95982.4
6965 | 2060311.8706 | 0 | 96442.8 | 1783866.9911 | 1791604.4725 | 1771194.1114 | 1749015.3234 | 1723959.0605 | 1696620.2037 | 1664618.6161 | 1630026.6892 | 1587231.0258 | 1547800.5443 | 1510439.8932 | 1474011.8595 | 1438836.5021 | 1404955.2764 | 1372235.5261 | 1340716.0245 | 1310185.1063 | 1280441.8362 | 1252670.7606 | 1225469.0295 | 2060311.8706 | 0 | 96442.8
6966 | 2132163.0449 | 7317.391 | 95703.3 | 1842862.8943 | 1850870.2121 | 1780082.9854 | 1707465.6597 | 1631870.5104 | 1566349.2467 | 1533068.0868 | 1497106.2524 | 1452654.5849 | 1411685.4564 | 1372858.3414 | 1334996.3679 | 1298430.7564 | 1263204.4081 | 1229180.0404 | 1196397.7787 | 1164638.5764 | 1133694.4904 | 1104791.3771 | 1076477.4636 | 2132163.0449 | 7317.391 | 95703.3
6967 | 2122590.4049 | 68102.264 | 92877.5 | 1776167.5086 | 1784138.8765 | 1300207.9032 | 814455.0475 | 325737.7375 | -49589.7229 | -84756.301 | -122591.5185 | -168878.4527 | -211698.4832 | -252386.1172 | -292112.9427 | -330549.2265 | -367652.2599 | -403558.7091 | -438228.6289 | -471880.0826 | -504720.0795 | -535528.2668 | -565749.8997 | 2122590.4049 | 68102.264 | 92877.5
6968 | 2249338.6585 | 93917.992 | 88276.2 | 1870627.7926 | 1879075.1623 | 1218529.3146 | 556052.7927 | -109565.2029 | -618059.3189 | -655912.6571 | -696593.9898 | -746231.7246 | -792195.5332 | -835899.6114 | -878585.5075 | -919903.7985 | -959809.2255 | -998446.6156 | -1035773.6382 | -1072021.378 | -1107409.2057 | -1140643.8965 | -1173257.0075 | 2249338.6585 | 93917.992 | 88276.2
6969 | 2363357.7292 | 21467.856 | 61147.6 | 2074264.1609 | 2083139.7281 | 1914112.1173 | 1743055.9662 | 1568699.1002 | 1428209.0388 | 1391113.4904 | 1351046.5964 | 1301569.2999 | 1255952.1611 | 1212709.2984 | 1170536.2296 | 1129800.0898 | 1090548.4322 | 1052629.0884 | 1016086.5346 | 980677.9725 | 946172.9114 | 913930.1299 | 882340.4361 | 2363357.7292 | 21467.856 | 61147.6
6970 | 2441298.8323 | 105750.616 | 74680.3 | 2047580.3686 | 2056748.6428 | 1314070.9844 | 569297.8866 | -178884.7804 | -750046.4081 | -791064.8264 | -835152.5821 | -888961.0857 | -938782.1276 | -986150.5921 | -1032413.9822 | -1077193.0547 | -1120438.6884 | -1162308.0699 | -1202755.2564 | -1242031.0532 | -1280373.5525 | -1316379.1646 | -1351710.1508 | 2441298.8323 | 105750.616 | 74680.3
6971 | 2466261.9399 | 107224.44 | 81317.6 | 2062251.4148 | 2071513.4378 | 1318592.1732 | 563554.0427 | -194928.521 | -773912.9022 | -815345.0745 | -859877.9693 | -914231.0099 | -964555.8156 | -1012402.9655 | -1059133.7412 | -1104365.0217 | -1148047.1835 | -1190339.0204 | -1231194.1198 | -1270865.8518 | -1309594.743 | -1345962.8514 | -1381649.4357 | 2466261.9399 | 107224.44 | 81317.6
6972 | 2475626.2971 | 106637.808 | 95351.6 | 2057350.2735 | 2066647.4643 | 1317625.6592 | 566478.9504 | -188125.2701 | -764238.678 | -805792.5897 | -850458.9973 | -904982.8377 | -955463.148 | -1003456.3949 | -1050329.0287 | -1095696.4739 | -1139508.9182 | -1181925.7587 | -1222900.4064 | -1262687.1935 | -1301527.5597 | -1337998.1795 | -1373784.6873 | 2475626.2971 | 106637.808 | 95351.6
6973 | 2483514.7522 | 105275.904 | 94811.6 | 2066451.4465 | 2075778.2623 | 1335939.2388 | 593968.5406 | -151470.6863 | -720742.4289 | -762371.1034 | -807122.1915 | -861762.1226 | -912345.6393 | -960434.1675 | -1007398.5119 | -1052852.8714 | -1096747.2752 | -1139241.6281 | -1180289.1928 | -1220145.1117 | -1259051.5942 | -1295580.779 | -1331423.672 | 2483514.7522 | 105275.904 | 94811.6
6974 | 2491852.5185 | 101795.984 | 99742.8 | 2072609.492 | 2081967.6201 | 1365706.907 | 647307.3628 | -74572.355 | -626208.0338 | -667846.6672 | -712618.197 | -767311.7691 | -817935.3083 | -866055.4829 | -913047.6994 | -958524.8616 | -1002436.831 | -1044944.0493 | -1085999.622 | -1125859.5483 | -1164766.8507 | -1201288.8743 | -1237122.302 | 2491852.5185 | 101795.984 | 99742.8
6975 | 2470625.9633 | 95534.328 | 100134 | 2059107.881 | 2068386.2931 | 1394874.581 | 719242.2571 | 40159.4052 | -479297.7266 | -520427.5073 | -564663.4972 | -618737.0095 | -668775.1591 | -716331.2686 | -762769.0285 | -807704.6399 | -851088.3914 | -893079.3579 | -933631.0446 | -972997.2699 | -1011418.986 | -1047475.7421 | -1082849.768 | 2470625.9633 | 95534.328 | 100134
6976 | 2450512.1056 | 76661.632 | 100134 | 2059623.9951 | 2068826.8697 | 1523787.8003 | 976645.3833 | 426080.5298 | 3089.078 | -37127.0765 | -80424.1519 | -133478.6605 | -182530.6591 | -229120.8244 | -274601.7448 | -318592.746 | -361044.5213 | -402114.8505 | -441757.6174 | -480224.5739 | -517754.7107 | -552939.1411 | -587446.3996 | 2450512.1056 | 76661.632 | 100134
6977 | 2459274.1847 | 23368.826 | 98379.6 | 2122667.7687 | 2131903.5492 | 1949078.7676 | 1764143.1178 | 1575772.7941 | 1424393.7547 | 1385821.3133 | 1344156.9347 | 1292700.2341 | 1245260.355 | 1200291.1117 | 1156435.0795 | 1114074.294 | 1073258.238 | 1033828.5676 | 995831.5639 | 959014.5748 | 923137.7551 | 889615.0293 | 856771.8966 | 2459274.1847 | 23368.826 | 98379.6
6978 | 2552700.846 | 0 | 91138 | 2238542.5027 | 2248129.1462 | 2223355.9479 | 2196391.6905 | 2165862.2776 | 2132504.7591 | 2093370.175 | 2051026.1926 | 1998517.8825 | 1950178.9911 | 1904404.5937 | 1859785.6979 | 1816718.8523 | 1775255.4199 | 1735231.0412 | 1696693.7556 | 1659381.3127 | 1623044.7558 | 1589151.7237 | 1555964.1021 | 2552700.846 | 0 | 91138
6979 | 2640560.4111 | 0 | 97424.2 | 2312439.8918 | 2322356.4911 | 2296823.3194 | 2269023.6761 | 2237536.1708 | 2203123.2213 | 2162734.3697 | 2119025.6578 | 2064802.7795 | 2014892.8241 | 1967635.6283 | 1921573.7043 | 1877117.2495 | 1834319.3946 | 1793010.1231 | 1753239.1279 | 1714735.1324 | 1677240.6113 | 1642273.7168 | 1608036.5119 | 2640560.4111 | 0 | 97424.2
6980 | 2642374.8414 | 0 | 99422.4 | 2312097.6019 | 2322021.0152 | 2296481.9572 | 2268674.8704 | 2237177.3873 | 2202752.45 | 2162347.5042 | 2118620.4169 | 2064371.9386 | 2014439.3467 | 1967161.3371 | 1921079.4208 | 1876604.0769 | 1833788.4725 | 1792462.4744 | 1752675.8095 | 1714157.015 | 1676648.3885 | 1641669.1255 | 1607420.0534 | 2642374.8414 | 0 | 99422.4
6981 | 2622293.1072 | 0 | 98762.9 | 2294429.837 | 2304277.8335 | 2278923.3346 | 2251318.0435 | 2220050.4029 | 2185877.5562 | 2145770.1484 | 2102365.8471 | 2048520.116 | 1998957.4711 | 1952029.2341 | 1906288.0001 | 1862141.1287 | 1819641.3831 | 1778619.9229 | 1739126.0972 | 1700890.5062 | 1663657.4061 | 1628934.4465 | 1594936.1286 | 2622293.1072 | 0 | 98762.9
6982 | 2570712.9318 | 0 | 95230 | 2250888.937 | 2260543.2247 | 2235646.8041 | 2208543.8641 | 2177850.6124 | 2144309.2998 | 2104950.1581 | 2062358.9724 | 2009531.7385 | 1960903.3431 | 1914857.537 | 1869975.3858 | 1826656.2363 | 1784951.8137 | 1744696.5989 | 1705938.9703 | 1668414.827 | 1631873.4558 | 1597792.8509 | 1564422.6341 | 2570712.9318 | 0 | 95230
6983 | 2443324.5755 | 0 | 88723 | 2141137.0458 | 2150312.9278 | 2126536.1029 | 2100662.0998 | 2071375.6983 | 2039382.3679 | 2001859.5034 | 1961264.7546 | 1910941.1918 | 1864608.3994 | 1820730.2195 | 1777958.0311 | 1736671.3918 | 1696919.4638 | 1658544.9299 | 1621593.7713 | 1585814.9742 | 1550970.2491 | 1518464.3503 | 1486633.6373 | 2443324.5755 | 0 | 88723
6984 | 2306870.2665 | 0 | 74374.8 | 2030952.4617 | 2039615.8908 | 2017041.6179 | 1992487.2896 | 1964711.1379 | 1934379.2332 | 1898826.6068 | 1860373.6541 | 1812735.2202 | 1768864.6811 | 1727311.6697 | 1686802.8826 | 1647696.6799 | 1610039.4783 | 1573682.7464 | 1538669.8973 | 1504763.936 | 1471739.8808 | 1440924.0337 | 1410745.6645 | 2306870.2665 | 0 | 74374.8
6985 | 2205644.2046 | 0 | 33597 | 1979347.9588 | 1987631.2344 | 1965943.3178 | 1942362.2311 | 1915700.6954 | 1886595.5539 | 1852498.7773 | 1815628.9414 | 1769976.6857 | 1727926.9885 | 1688093.1253 | 1649257.6656 | 1611763.2446 | 1575654.242 | 1540788.6443 | 1507207.9594 | 1474685.5918 | 1443006.432 | 1413438.5835 | 1384480.2404 | 2205644.2046 | 0 | 33597
6986 | 2129481.8144 | 0 | 28245.4 | 1915191.2043 | 1923188.4528 | 1902169.5451 | 1879322.8397 | 1853502.0554 | 1825322.0446 | 1792322.7633 | 1756646.1783 | 1712490.4363 | 1671812.8541 | 1633274.5917 | 1595700.2572 | 1559420.6544 | 1524478.6306 | 1490737.076 | 1458236.0655 | 1426756.8277 | 1396091.6812 | 1367464.941 | 1339426.6596 | 2129481.8144 | 0 | 28245.4
6987 | 2052390.1369 | 0 | 18805.4 | 1854274.7509 | 1861982.4824 | 1841640.692 | 1819537.2741 | 1794567.445 | 1767323.7984 | 1735435.3489 | 1700966.5197 | 1658325.4967 | 1619036.7168 | 1581809.8088 | 1545511.9326 | 1510461.9161 | 1476701.0555 | 1444097.2045 | 1412688.9873 | 1382265.5526 | 1352626.7375 | 1324952.534 | 1297845.4858 | 2052390.1369 | 0 | 18805.4
6988 | 2042770.8207 | 0 | 12494.8 | 1851806.44 | 1859478.0462 | 1839221.8124 | 1817212.2076 | 1792349.6263 | 1765223.8844 | 1733475.1094 | 1699158.0486 | 1656707.0961 | 1617592.6751 | 1580530.4624 | 1544392.9271 | 1509497.4029 | 1475884.9926 | 1443424.1691 | 1412153.3755 | 1381862.7489 | 1352353.0644 | 1324798.7837 | 1297809.0001 | 2042770.8207 | 0 | 12494.8
6989 | 2007753.4136 | 0 | 4964.19 | 1827378.9885 | 1834919.0871 | 1814968.9387 | 1793295.4758 | 1768817.9424 | 1742116.0438 | 1710870.3606 | 1677100.4174 | 1635336.0147 | 1596850.9483 | 1560382.9109 | 1524823.7001 | 1490485.2097 | 1457407.8378 | 1425462.3121 | 1394686.4168 | 1364873.8863 | 1335828.9109 | 1308705.8195 | 1282137.5486 | 2007753.4136 | 0 | 4964.19
6990 | 2070132.6035 | 99.2439 | 2579.41 | 1886593.8679 | 1894368.2309 | 1873193.8165 | 1850242.5457 | 1824400.0842 | 1796432.8159 | 1764283.3003 | 1729531.0982 | 1686536.0556 | 1646922.2353 | 1609388.1115 | 1572791.0507 | 1537452.6371 | 1503414.5238 | 1470543.4224 | 1438878.2906 | 1408206.4546 | 1378326.021 | 1350427.1827 | 1323100.4026 | 2070132.6035 | 99.2439 | 2579.41
6991 | 2074880.6301 | 25205.514 | 9468.9 | 1858931.3162 | 1866723.5104 | 1674826.5413 | 1481148.6403 | 1284572.9176 | 1128535.8397 | 1095478.8297 | 1059813.1638 | 1015885.7516 | 975347.317 | 936893.3488 | 899378.5928 | 863125.3708 | 828175.4315 | 794395.1807 | 761823.6656 | 730247.7244 | 699465.0007 | 670668.4174 | 642445.2043 | 2074880.6301 | 25205.514 | 9468.9
6992 | 2227970.9413 | 70786.84 | 21217.1 | 1941317.1484 | 1949684.2719 | 1446573.3286 | 941550.0515 | 433415.1435 | 43115.837 | 6337.3497 | -33242.2672 | -81693.2045 | -126505.1162 | -169078.7639 | -210643.9018 | -250854.4263 | -289665.5084 | -327220.5992 | -363477.7706 | -398665.9118 | -433002.3098 | -465206.0247 | -496794.0644 | 2227970.9413 | 70786.84 | 21217.1
6993 | 2350203.5507 | 76587.032 | 38054.3 | 2030233.3399 | 2039059.5067 | 1495441.5973 | 949806.4384 | 400888.9358 | -20470.819 | -59206.1443 | -100896.277 | -151944.4351 | -199153.9206 | -244002.3449 | -287786.9297 | -330142.5833 | -371022.0171 | -410576.5527 | -448761.9613 | -485819.6899 | -521978.9463 | -555888.5146 | -589148.6303 | 2350203.5507 | 76587.032 | 38054.3
6994 | 2410904.5286 | 93002.32 | 86335.1 | 2020935.0025 | 2029989.1312 | 1374241.7585 | 716425.0346 | 55241.1909 | -450553.9768 | -490712.2457 | -533901.6387 | -586690.7557 | -635542.0551 | -681971.3119 | -727309.2524 | -771181.3552 | -813539.1106 | -854537.7483 | -894131.8973 | -932569.2405 | -970084.9058 | -1005292.7783 | -1039834.424 | 2410904.5286 | 93002.32 | 86335.1
6995 | 2469077.1029 | 94502.464 | 90743.8 | 2068116.403 | 2077388.9983 | 1410928.3046 | 742348.3285 | 70319.9876 | -443834.5951 | -484885.1153 | -529039.8975 | -583026.0349 | -632979.3393 | -680452.1597 | -726807.3316 | -771661.2966 | -814964.3747 | -856875.5409 | -897348.3296 | -936636.4001 | -974980.5535 | -1010961.2295 | -1046259.6034 | 2469077.1029 | 94502.464 | 90743.8
6996 | 2481715.0436 | 107010.384 | 91326.3 | 2066559.792 | 2075879.849 | 1324271.9219 | 570533.865 | -186670.2072 | -764757.0106 | -806410.8544 | -851184.8493 | -905840.521 | -956442.7178 | -1004551.7343 | -1051537.3815 | -1097014.1381 | -1140932.0694 | -1183450.9644 | -1224524.1196 | -1264406.4926 | -1303340.1171 | -1339898.1667 | -1375770.4219 | 2481715.0436 | 107010.384 | 91326.3
6997 | 2496241.0635 | 81033.76 | 96255.6 | 2100864.0495 | 2110238.6588 | 1535088.6361 | 957796.0155 | 377017.0922 | -68808.5548 | -109815.8593 | -153961.5776 | -208046.8125 | -258054.8465 | -305555.107 | -351925.423 | -396778.0165 | -440062.6606 | -481940.0795 | -522363.2963 | -561588.7611 | -599859.9241 | -635741.6075 | -670933.4823 | 2496241.0635 | 81033.76 | 96255.6
6998 | 2484005.5588 | 82507.08 | 97947.3 | 2086532.4971 | 2095861.1561 | 1510796.984 | 923600.716 | 332935.2338 | -120259.4738 | -161145.2073 | -205153.9715 | -259053.533 | -308895.8784 | -356242.7423 | -402465.2002 | -447177.3748 | -490329.2854 | -532080.8685 | -572385.3773 | -611498.005 | -649661.0084 | -685446.2445 | -720545.0531 | 2484005.5588 | 82507.08 | 97947.3
6999 | 2462191.9743 | 50670.876 | 98972.2 | 2097435.9915 | 2106682.7298 | 1738230.9449 | 1367665.7874 | 993661.8809 | 703046.5192 | 663526.6949 | 620911.2651 | 568491.8953 | 520094.1127 | 474169.8971 | 429360.2135 | 386047.5505 | 344281.4499 | 303903.3796 | 264959.6759 | 227197.3867 | 190376.3825 | 155912.265 | 122128.5471 | 2462191.9743 | 50670.876 | 98972.2
7000 | 2423507.4212 | 65281.784 | 94156.2 | 2052336.2614 | 2061437.7202 | 1593996.4146 | 1124474.9404 | 651568.7449 | 286925.543 | 247475.38 | 204978.2479 | 152831.2096 | 104642.5737 | 58888.6415 | 14231.7305 | -28951.6804 | -70612.8276 | -110907.7523 | -149790.8464 | -187511.0877 | -224304.833 | -258778.7216 | -292582.9007 | 2423507.4212 | 65281.784 | 94156.2
7001 | 2455292.5814 | 19598.666 | 82699.4 | 2138484.3839 | 2147705.2116 | 1990545.2053 | 1831277.7484 | 1668581.1784 | 1536472.826 | 1498082.7499 | 1456605.7426 | 1405352.2672 | 1358109.11 | 1313332.5885 | 1269667.476 | 1227495.1892 | 1186865.131 | 1147619.2139 | 1109803.6439 | 1073166.1781 | 1037467.3596 | 1004118.8235 | 971448.7804 | 2455292.5814 | 19598.666 | 82699.4
7002 | 2559106.732 | 0 | 73376.4 | 2262150.3294 | 2271761.0301 | 2246931.7406 | 2219905.8936 | 2189305.9444 | 2155870.7927 | 2116644.0781 | 2074199.9114 | 2021565.91 | 1973111.7903 | 1927228.6001 | 1882503.8112 | 1839334.9673 | 1797773.5602 | 1757654.8181 | 1719026.9009 | 1681626.9 | 1645205.2342 | 1611233.225 | 1577968.3966 | 2559106.732 | 0 | 73376.4
7003 | 2623771.3865 | 0 | 74502.8 | 2320039.0643 | 2329892.6125 | 2304506.449 | 2276868.2244 | 2245565.5856 | 2211356.1031 | 2171208.714 | 2127762.5727 | 2073869.1155 | 2024261.159 | 1977289.0954 | 1931504.7041 | 1887315.5742 | 1844774.4985 | 1803712.5416 | 1764179.0805 | 1725904.5634 | 1688633.1022 | 1653873.1967 | 1619838.3413 | 2623771.3865 | 0 | 74502.8
7004 | 2632340.8963 | 0 | 74718.1 | 2327644.5867 | 2337530.3176 | 2312079.1189 | 2284368.5037 | 2252981.506 | 2218678.1705 | 2178417.5346 | 2134847.3724 | 2080795.7722 | 2031043.6697 | 1983936.0692 | 1938020.02 | 1893704.4425 | 1851042.302 | 1809864.1113 | 1770219.4085 | 1731837.7615 | 1694462.4466 | 1659606.8903 | 1625478.7523 | 2632340.8963 | 0 | 74718.1
7005 | 2635281.4148 | 0 | 49789.7 | 2355256.6026 | 2365153.3766 | 2339685.1494 | 2311954.9818 | 2280544.3248 | 2246214.0723 | 2205919.8645 | 2162312.4336 | 2108211.8562 | 2058415.5792 | 2011266.7584 | 1965310.8199 | 1920957.141 | 1878258.7461 | 1837045.9586 | 1797368.372 | 1758955.2522 | 1721549.5887 | 1686666.4985 | 1652511.6392 | 2635281.4148 | 0 | 49789.7
7006 | 2568192.6964 | 0 | 23358.2 | 2320460.6856 | 2330105.5086 | 2305231.1556 | 2278152.4465 | 2247486.9455 | 2213976.1758 | 2174653.2806 | 2132101.5098 | 2079323.726 | 2030740.6643 | 1984737.66 | 1939897.1698 | 1896618.149 | 1854952.2721 | 1814734.1822 | 1776012.2103 | 1738522.5145 | 1702014.6272 | 1667965.0939 | 1634625.2522 | 2568192.6964 | 0 | 23358.2
7007 | 2455132.3031 | 0 | 14433.5 | 2226202.6745 | 2235422.9002 | 2211542.6844 | 2185555.1555 | 2156138.7373 | 2124002.3085 | 2086309.6233 | 2045530.2085 | 1994974.9638 | 1948429.7754 | 1904351.0619 | 1861383.6846 | 1819909.0357 | 1779976.5147 | 1741428.0444 | 1704309.8279 | 1668369.6386 | 1633368.0354 | 1600716.5612 | 1568743.5356 | 2455132.3031 | 0 | 14433.5
7008 | 2266539.6952 | 0 | 5897.75 | 2062622.4783 | 2071134.4463 | 2048913.3162 | 2024746.7476 | 1997414.6821 | 1967571.5454 | 1932598.9599 | 1894776.7539 | 1847929.6548 | 1804784.577 | 1763916.5101 | 1724074.4114 | 1685610.3762 | 1648570.0093 | 1612807.3763 | 1578365.1313 | 1545010.4225 | 1512522.2016 | 1482203.5831 | 1452511.2978 | 2266539.6952 | 0 | 5897.75
7009 | 2175032.0267 | 0 | 6543.33 | 1978463.9274 | 1986632.2393 | 1965212.3692 | 1941925.6044 | 1915601.1442 | 1886866.9931 | 1853210.4858 | 1816819.4066 | 1771767.799 | 1730268.7498 | 1690954.7811 | 1652625.359 | 1615618.3633 | 1579977.5579 | 1545562.8999 | 1512415.3216 | 1480311.3721 | 1449038.9275 | 1419848.4913 | 1391259.1011 | 2175032.0267 | 0 | 6543.33
7010 | 2101490.892 | 0 | 8301.93 | 1909589.2187 | 1917481.3475 | 1896707.5341 | 1874129.9485 | 1848617.3766 | 1820776.5891 | 1788179.8777 | 1752941.0545 | 1709334.5285 | 1669160.4435 | 1631097.5581 | 1593985.9303 | 1558152.0156 | 1523638.0982 | 1490308.8704 | 1458203.8804 | 1427107.2324 | 1396813.975 | 1368532.3301 | 1340831.4089 | 2101490.892 | 0 | 8301.93
7011 | 2039629.0981 | 0 | 13215 | 1848218.9985 | 1855878.806 | 1835648.7538 | 1813668.0274 | 1788838.7122 | 1761749.7172 | 1730044.799 | 1695775.545 | 1653384.9091 | 1614325.6732 | 1577315.4892 | 1541228.5606 | 1506381.7329 | 1472816.0457 | 1440400.1742 | 1409172.5024 | 1378923.4901 | 1349454.2189 | 1321937.344 | 1294984.0981 | 2039629.0981 | 0 | 13215
7012 | 2023574.4025 | 0 | 14360.4 | 1832421.5442 | 1840021.0584 | 1819932.9124 | 1798107.8723 | 1773456.6657 | 1746563.5661 | 1715090.8771 | 1681074.0371 | 1638999.7417 | 1600230.6235 | 1563494.4285 | 1527674.2214 | 1493084.3541 | 1459765.5428 | 1427587.4966 | 1396588.2974 | 1366560.0542 | 1337305.4145 | 1309987.8031 | 1283229.3841 | 2023574.4025 | 0 | 14360.4
7013 | 1988706.1388 | 0 | 28362.1 | 1786597.896 | 1794066.4628 | 1774283.0962 | 1752792.764 | 1728524.9631 | 1702053.8994 | 1671082.1571 | 1637610.1023 | 1596219.4302 | 1558076.9839 | 1521932.4312 | 1486688.0832 | 1452652.8749 | 1419866.821 | 1388201.8757 | 1357695.4645 | 1328143.2789 | 1299351.3667 | 1272463.1059 | 1246124.402 | 1988706.1388 | 0 | 28362.1
7014 | 2053628.7368 | 379.0855 | 33176.9 | 1840654.5532 | 1848366.9362 | 1825434.6425 | 1800739.6581 | 1773176.5327 | 1743982.4825 | 1712061.0426 | 1677557.6657 | 1634877.1632 | 1595550.9268 | 1558287.8067 | 1521954.2789 | 1486869.364 | 1453074.383 | 1420437.1099 | 1388996.1921 | 1358540.651 | 1328870.2031 | 1301165.5524 | 1274028.3993 | 2053628.7368 | 379.0855 | 33176.9
7015 | 2065341.5646 | 31068.672 | 27016.2 | 1826815.1867 | 1834571.5571 | 1602899.7999 | 1369455.2986 | 1133126.2979 | 947311.0888 | 914196.7202 | 878485.6886 | 834550.8933 | 793989.4952 | 755502.9803 | 717951.3596 | 681655.4732 | 646656.8778 | 612822.5933 | 580191.4875 | 548551.3785 | 517700.8404 | 488827.3114 | 460524.5168 | 2065341.5646 | 31068.672 | 27016.2
7016 | 2213742.4912 | 90482.64 | 21778.2 | 1908074.8871 | 1916388.5758 | 1279508.27 | 640727.8432 | -1144.3428 | -491691.6764 | -528919.073 | -568929.7106 | -617755.0137 | -662964.5311 | -705950.0787 | -747933.5572 | -788571.0731 | -827818.0838 | -865817.1245 | -902526.5345 | -938173.7415 | -972974.6448 | -1005656.4849 | -1037726.5817 | 2213742.4912 | 90482.64 | 21778.2
7017 | 2308030.0693 | 88576.048 | 7305.92 | 2010503.7687 | 2019171.5534 | 1394420.4357 | 767688.2671 | 137732.6552 | -344242.8633 | -382769.4618 | -424197.8449 | -474816.3271 | -521665.0204 | -566195.0206 | -609680.2717 | -651762.2331 | -692394.4649 | -731725.5732 | -769712.1231 | -806591.2287 | -842587.9847 | -876375.4226 | -909525.0619 | 2308030.0693 | 88576.048 | 7305.92
7018 | 2384743.128 | 105616.512 | 8467.63 | 2062312.5078 | 2071268.3877 | 1329997.5946 | 586679.9056 | -159968.3657 | -729760.8534 | -769961.4284 | -813160.2359 | -865854.5981 | -914653.8732 | -961057.3878 | -1006381.4284 | -1050255.5375 | -1092631.7317 | -1133663.5564 | -1173306.1329 | -1211804.4565 | -1249391.1036 | -1284695.0003 | -1319339.8996 | 2384743.128 | 105616.512 | 8467.63
7019 | 2352397.7611 | 94413.544 | 0 | 2052463.638 | 2061298.0452 | 1396463.5066 | 729609.835 | 59470.7554 | -452816.42 | -492185.8884 | -534512.9228 | -586206.7195 | -634058.2597 | -679546.5343 | -723969.9763 | -766963.1529 | -808478.7316 | -848668.175 | -887487.2132 | -925177.5186 | -961968.5128 | -996507.7188 | -1030396.8656 | 2352397.7611 | 94413.544 | 0
7020 | 2361911.3952 | 105749.728 | 705.553 | 2049104.363 | 2057974.4985 | 1315985.6581 | 571969.5189 | -175345.3154 | -745552.6671 | -785441.6443 | -828300.1486 | -880563.2964 | -928968.6489 | -975001.1781 | -1019964.5683 | -1063491.9088 | -1105535.6757 | -1146247.944 | -1185584.265 | -1223787.2882 | -1261087.3633 | -1296126.5434 | -1330513.0354 | 2361911.3952 | 105749.728 | 705.553
7021 | 2372325.9595 | 32835.326 | 875.635 | 2131353.364 | 2140262.6113 | 1893855.2219 | 1645411.5946 | 1393654.7271 | 1195074.018 | 1157448.1995 | 1116839.7601 | 1066785.2086 | 1020605.4629 | 976809.003 | 934086.3965 | 892806.1717 | 853016.0623 | 814563.3224 | 777492.597 | 741560.1664 | 706534.6654 | 673780.0286 | 641680.9579 | 2372325.9595 | 32835.326 | 875.635
7022 | 2377078.1702 | 64705.196 | 0 | 2104696.156 | 2113623.2502 | 1650514.2823 | 1185364.9975 | 716895.8354 | 355761.1801 | 317003.9952 | 275258.2147 | 224047.3997 | 176719.1525 | 131778.9654 | 87914.7827 | 45495.8711 | 4570.0598 | -35015.7029 | -73216.6828 | -110277.0875 | -146428.7459 | -180304.9912 | -213524.3572 | 2377078.1702 | 64705.196 | 0
7023 | 2344269.7293 | 9442.201 | 3194.46 | 2126822.6063 | 2135626.4887 | 2048483.7679 | 1959328.8907 | 1866899.9572 | 1787921.0848 | 1751465.2859 | 1712062.1399 | 1663324.596 | 1618416.0325 | 1575862.5692 | 1534370.2592 | 1494303.2727 | 1455708.7788 | 1418435.8381 | 1382528.5675 | 1347746.1297 | 1313859.8957 | 1282217.6697 | 1251223.2566 | 2344269.7293 | 9442.201 | 3194.46
7024 | 2320260.1216 | 3477.7303 | 7659.16 | 2106410.4029 | 2115124.1175 | 2068736.79 | 2020357.9143 | 1968738.5145 | 1920459.0139 | 1884544.5502 | 1845712.9258 | 1797642.5046 | 1753361.8482 | 1711412.1713 | 1670512.7796 | 1631024.1136 | 1592992.8591 | 1556269.6226 | 1520898.0693 | 1486639.8286 | 1453268.6128 | 1422118.4222 | 1391609.4099 | 2320260.1216 | 3477.7303 | 7659.16
7025 | 2340268.5521 | 1328.0376 | 14025.5 | 2120454.121 | 2129242.977 | 2097295.6403 | 2063339.5815 | 2026115.0545 | 1988554.805 | 1952425.2787 | 1913353.4357 | 1864963.1266 | 1820395.2628 | 1778178.4793 | 1737021.0381 | 1697286.4877 | 1659021.9166 | 1622076.643 | 1586494.7087 | 1552035.6874 | 1518471.3402 | 1487147.1709 | 1456469.7089 | 2340268.5521 | 1328.0376 | 14025.5
7026 | 2425830.3068 | 0 | 31931.2 | 2181962.9888 | 2191073.1712 | 2167410.8775 | 2141666.4215 | 2112534 | 2080714.0312 | 2043404.12 | 2003044.3192 | 1953025.3629 | 1906968.6031 | 1863348.8807 | 1820827.2309 | 1779780.4936 | 1740257.479 | 1702101.9963 | 1665359.6975 | 1629781.3661 | 1595130.4187 | 1562801.5516 | 1531143.0358 | 2425830.3068 | 0 | 31931.2
7027 | 2597572.1923 | 0 | 41149.7 | 2329481.9 | 2339237.0573 | 2314080.2994 | 2286693.9679 | 2255679.8126 | 2221787.8393 | 2182017.2512 | 2138980.8501 | 2085601.4529 | 2036464.7642 | 1989937.6483 | 1944586.3454 | 1900814.3746 | 1858674.0018 | 1817997.9783 | 1778835.188 | 1740918.7707 | 1703995.3936 | 1669558.4934 | 1635839.4035 | 2597572.1923 | 0 | 41149.7
7028 | 2596449.9128 | 0 | 50909.4 | 2318697.97 | 2328448.9127 | 2303311.9829 | 2275946.4429 | 2244954.6464 | 2211086.2753 | 2171341.8294 | 2128332.9813 | 2074985.6058 | 2025879.1059 | 1979381.0512 | 1934058.3015 | 1890314.2016 | 1848200.9947 | 1807551.5044 | 1768414.5936 | 1730523.5173 | 1693625.0521 | 1659211.9896 | 1625516.4273 | 2596449.9128 | 0 | 50909.4
7029 | 2605215.4728 | 0 | 36117.4 | 2341489.7144 | 2351273.5761 | 2326068.6125 | 2298627.5149 | 2267547.9188 | 2233582.0367 | 2193720.2423 | 2150583.0252 | 2097072.378 | 2047816.9235 | 2001178.7203 | 1955719.7899 | 1911844.8388 | 1869606.2865 | 1828836.3924 | 1789584.1841 | 1751582.0163 | 1714575.8106 | 1680063.3983 | 1646270.9084 | 2605215.4728 | 0 | 36117.4
7030 | 2556577.2068 | 0 | 33924.7 | 2299293.4998 | 2308894.7009 | 2284122.0556 | 2257155.024 | 2226617.423 | 2193247.4219 | 2154091.5825 | 2111721.4713 | 2059171.5975 | 2010797.4737 | 1964991.7383 | 1920343.2591 | 1877249.187 | 1835760.9629 | 1795713.9777 | 1757156.3439 | 1719825.4127 | 1683471.8495 | 1649565.5215 | 1616365.6754 | 2556577.2068 | 0 | 33924.7
7031 | 2445255.2447 | 0 | 43801.3 | 2187820.7393 | 2197003.8719 | 2173210.1416 | 2147317.5761 | 2118009.9157 | 2085993.1874 | 2048442.5557 | 2007817.6123 | 1957456.1675 | 1911088.6465 | 1867177.6775 | 1824373.574 | 1783056.1934 | 1743274.7369 | 1704871.7628 | 1667893.2887 | 1632088.1026 | 1597217.7265 | 1564688.0248 | 1532834.0424 | 2445255.2447 | 0 | 43801.3
7032 | 2331331.8978 | 0 | 31146.4 | 2096505.3678 | 2105260.6623 | 2082472.1983 | 2057682.6828 | 2029637.1802 | 1999008.8239 | 1963104.3863 | 1924268.8679 | 1876150.4672 | 1831839.9152 | 1789871.4656 | 1748958.3131 | 1709462.6178 | 1671431.2885 | 1634714.2188 | 1599355.2822 | 1565114.9707 | 1531765.9168 | 1500648.4864 | 1470175.2937 | 2331331.8978 | 0 | 31146.4
7033 | 2240365.0519 | 0 | 16831.1 | 2027801.2699 | 2036214.9393 | 2014222.9998 | 1990308.0883 | 1963264.2359 | 1933738.3109 | 1899142.1734 | 1861729.3236 | 1815395.8027 | 1772721.5512 | 1732298.0149 | 1692888.5988 | 1654841.3318 | 1618201.2923 | 1582824.231 | 1548752.3094 | 1515755.3649 | 1483614.902 | 1453618.9861 | 1424242.1703 | 2240365.0519 | 0 | 16831.1
7034 | 2160363.4735 | 0 | 10044.7 | 1961575.5433 | 1969688.7675 | 1948399.4536 | 1925255.8355 | 1899095.0084 | 1870540.7414 | 1837097.315 | 1800937.7587 | 1756176.0812 | 1714943.0035 | 1675880.2699 | 1637795.4431 | 1601024.1241 | 1565609.7817 | 1531413.3177 | 1498475.3879 | 1466574.0487 | 1435498.6067 | 1406491.1318 | 1378080.6495 | 2160363.4735 | 0 | 10044.7
7035 | 2086345.0247 | 0 | 5620.37 | 1898448.1517 | 1906283.4004 | 1885644.294 | 1863214.4156 | 1837870.7039 | 1810215.5565 | 1777838.7622 | 1742838.8983 | 1699531.6392 | 1659632.083 | 1621828.5104 | 1584969.3395 | 1549378.6731 | 1515098.4905 | 1481994.4591 | 1450105.8422 | 1419218.3 | 1389128.3582 | 1361035.5308 | 1333519.2417 | 2086345.0247 | 0 | 5620.37
7036 | 2065726.8159 | 0 | 3158.03 | 1882093.622 | 1889851.4392 | 1869394.198 | 1847163.882 | 1822048.5285 | 1794644.582 | 1762565.6501 | 1727889.5708 | 1684988.1939 | 1645460.8433 | 1608008.763 | 1571491.7513 | 1536230.7082 | 1502267.198 | 1469468.2159 | 1437872.6368 | 1407268.2395 | 1377453.5603 | 1349616.2591 | 1322349.7987 | 2065726.8159 | 0 | 3158.03
7037 | 2024633.2132 | 0 | 1339.33 | 1846408.9204 | 1854012.411 | 1833914.4596 | 1812078.7052 | 1787415.3057 | 1760508.8401 | 1729020.3888 | 1694986.4554 | 1652890.8505 | 1614102.1523 | 1577347.441 | 1541509.1969 | 1506901.9363 | 1473566.3968 | 1441372.2193 | 1410357.5056 | 1380314.256 | 1351045.0146 | 1323713.8151 | 1296942.1005 | 2024633.2132 | 0 | 1339.33
7038 | 2084378.0544 | 0 | 1489.58 | 1900783.8185 | 1908611.6803 | 1887987.1992 | 1865573.6344 | 1840248.9835 | 1812615.076 | 1780263.9731 | 1745292.2735 | 1702021.0109 | 1662154.2384 | 1624381.4735 | 1587552.22 | 1551990.2749 | 1517737.5782 | 1484659.9238 | 1452796.538 | 1421933.2832 | 1391866.8768 | 1363795.7019 | 1336300.5218 | 2084378.0544 | 0 | 1489.58
7039 | 2128861.191 | 1703.2941 | 0 | 1941166.9085 | 1949161.8262 | 1916562.5515 | 1882136.012 | 1844736.2603 | 1807872.7591 | 1774819.2417 | 1739089.2009 | 1694882.4744 | 1654152.894 | 1615562.0098 | 1577934.7726 | 1541601.8898 | 1506606.1962 | 1472810.6218 | 1440255.23 | 1408721.3131 | 1378001.2504 | 1349318.9998 | 1321225.0364 | 2128861.191 | 1703.2941 | 0
7040 | 2278444.9511 | 13604.381 | 0 | 2065780.9835 | 2074337.6616 | 1959516.6337 | 1842739.9488 | 1722781.1398 | 1623419.0437 | 1587812.0572 | 1549340.4823 | 1501796.61 | 1457974.2042 | 1416440.7696 | 1375938.6924 | 1336821.9169 | 1299136.2878 | 1262735.104 | 1227661.2437 | 1193680.632 | 1160571.0596 | 1129642.4856 | 1099343.5346 | 2278444.9511 | 13604.381 | 0
7041 | 2390731.8134 | 38195.752 | 0 | 2143666.3733 | 2152644.7436 | 1869659.5879 | 1584622.3959 | 1296246.2577 | 1070136.0598 | 1032091.7483 | 991041.6751 | 940472.2014 | 893807.5965 | 849544.7684 | 806364.1251 | 764637.0545 | 724411.6603 | 685534.0117 | 648049.1001 | 611711.3149 | 576287.4957 | 543152.1594 | 510677.4753 | 2390731.8134 | 38195.752 | 0
7042 | 2460710.763 | 30782.952 | 0 | 2214944.3123 | 2224185.4879 | 1990975.2714 | 1755652.9536 | 1516893.9555 | 1327725.1362 | 1288915.1067 | 1247011.3339 | 1195309.5189 | 1147626.8718 | 1102416.3037 | 1058319.5971 | 1015719.0105 | 974664.0558 | 934996.2966 | 896762.041 | 859708.4892 | 823595.6561 | 789838.2919 | 756760.9179 | 2460710.763 | 30782.952 | 0
7043 | 2483765.7613 | 31753.628 | 0 | 2235014.4018 | 2244342.1602 | 2004325.494 | 1762176.9378 | 1516559.5022 | 1322156.3904 | 1282976.745 | 1240674.3703 | 1188482.1532 | 1140346.7605 | 1094706.6084 | 1050190.7538 | 1007185.0367 | 965739.4329 | 925694.0215 | 887095.5446 | 849688.8339 | 813231.6556 | 779152.0153 | 745758.7361 | 2483765.7613 | 31753.628 | 0
7044 | 2501306.8518 | 61133.736 | 0 | 2221642.882 | 2231036.5158 | 1791130.9206 | 1349078.3793 | 903532.4603 | 559113.6342 | 518700.295 | 475142.1728 | 421624.3633 | 372192.0287 | 325272.5567 | 279485.3224 | 235218.8907 | 192523.5902 | 151238.3707 | 111410.3044 | 72782.4209 | 35110.7757 | -166.5407 | -34752.6487 | 2501306.8518 | 61133.736 | 0
7045 | 2504495.4296 | 32110.478 | 0 | 2253576.1431 | 2262981.7516 | 2020344.6458 | 1775557.857 | 1527273.2373 | 1330786.4506 | 1291283.801 | 1248632.3597 | 1196008.5347 | 1147475.3927 | 1101458.3167 | 1056574.9216 | 1013214.2677 | 971426.748 | 931051.1068 | 892134.4762 | 854419.5584 | 817662.0979 | 783302.0184 | 749634.0284 | 2504495.4296 | 32110.478 | 0
7046 | 2491208.1941 | 13359.497 | 0 | 2260200.7469 | 2269556.4553 | 2154501.1597 | 2037307.586 | 1916634.7387 | 1815906.7002 | 1777211.8298 | 1735384.8731 | 1683638.4396 | 1635960.9867 | 1590786.2511 | 1546739.1819 | 1504206.7752 | 1463239.1566 | 1423675.926 | 1385563.9655 | 1348647.3422 | 1312683.0967 | 1279103.5131 | 1246212.3473 | 2491208.1941 | 13359.497 | 0
7047 | 2475024.382 | 10408.046 | 0 | 2248382.3076 | 2257677.2378 | 2162823.6948 | 2065845.7647 | 1965411.1636 | 1879923.2391 | 1841554.8567 | 1800074.7353 | 1748739.5778 | 1701446.9672 | 1656640.8153 | 1612955.004 | 1570774.0155 | 1530147.6497 | 1490916.5484 | 1453127.2892 | 1416525.6019 | 1380870.1053 | 1347583.779 | 1314981.3983 | 2475024.382 | 10408.046 | 0
7048 | 2408512.483 | 24436.668 | 0 | 2173652.6933 | 2182697.8388 | 1993056.8734 | 1801348.6101 | 1606276.5677 | 1450066.8712 | 1412187.689 | 1371280.3901 | 1320782.8918 | 1274219.3041 | 1230075.356 | 1187021.6413 | 1145432.3099 | 1105355.8235 | 1066637.1063 | 1029321.4844 | 993161.5204 | 957922.3198 | 924988.6224 | 892720.4907 | 2408512.483 | 24436.668 | 0
7049 | 2431546.911 | 667.518 | 0 | 2218443.8358 | 2227575.4868 | 2199319.1741 | 2168975.7924 | 2135236.4613 | 2099937.7124 | 2062517.3231 | 2022039.8569 | 1971880.473 | 1925692.6227 | 1881947.5527 | 1839303.143 | 1798137.1215 | 1758498.4135 | 1720230.4601 | 1683379.0208 | 1647694.2918 | 1612939.1323 | 1580511.5252 | 1548755.8491 | 2431546.911 | 667.518 | 0
7050 | 2513289.0266 | 0 | 5138.43 | 2288573.523 | 2298012.1558 | 2273584.0555 | 2246998.7245 | 2216903.2813 | 2184023.3964 | 2145455.6395 | 2103728.0351 | 2051993.0327 | 2004363.0763 | 1959258.0199 | 1915290.6251 | 1872851.318 | 1831990.6685 | 1792546.8548 | 1754567.1745 | 1717793.4263 | 1681980.4973 | 1648573.3666 | 1615860.7556 | 2513289.0266 | 0 | 5138.43
7051 | 2521422.5974 | 0 | 14116.3 | 2287018.6228 | 2296487.8011 | 2271997.8247 | 2245343.6363 | 2215167.9761 | 2182198.8632 | 2143523.4711 | 2101678.0054 | 2049792.7556 | 2002025.8365 | 1956791.9887 | 1912699.4841 | 1870140.0125 | 1829164.3075 | 1789610.0234 | 1751524.611 | 1714649.0334 | 1678737.3843 | 1645239.3193 | 1612438.0216 | 2521422.5974 | 0 | 14116.3
7052 | 2491333.8559 | 0 | 28027.5 | 2245647.4271 | 2255003.6074 | 2230787.0955 | 2204432.1976 | 2174597.8506 | 2142003.3857 | 2103770.736 | 2062405.8421 | 2011120.9711 | 1963905.2859 | 1919192.4442 | 1875607.3258 | 1833536.9463 | 1793031.4339 | 1753930.3803 | 1716280.67 | 1679826.3572 | 1644324.4702 | 1611207.3654 | 1578778.7132 | 2491333.8559 | 0 | 28027.5
7053 | 2481817.7522 | 0 | 19313.5 | 2245676.7113 | 2254997.154 | 2230872.6863 | 2204618.0006 | 2174897.1561 | 2142426.7365 | 2104339.6683 | 2063132.32 | 2012042.8857 | 1965007.0943 | 1920464.5863 | 1877045.494 | 1835135.3549 | 1794784.1055 | 1755831.9503 | 1718325.5948 | 1682010.0707 | 1646643.3344 | 1613652.2713 | 1581347.0311 | 2481817.7522 | 0 | 19313.5
7054 | 2448912.3884 | 0 | 14725.6 | 2220234.0715 | 2229430.9384 | 2205601.0285 | 2179669.1442 | 2150317.0574 | 2118251.851 | 2080644.4647 | 2039958.1688 | 1989520.8093 | 1943083.347 | 1899106.1109 | 1856237.3956 | 1814857.6268 | 1775016.0792 | 1736555.0757 | 1699520.7027 | 1663661.3724 | 1628738.2503 | 1596159.3034 | 1564257.0863 | 2448912.3884 | 0 | 14725.6
7055 | 2382994.4348 | 0 | 23450.6 | 2151350.1338 | 2160299.4464 | 2137050.8847 | 2111756.9279 | 2083134.8311 | 2051872.6443 | 2015217.4578 | 1975566.2373 | 1926426.4251 | 1881178.8438 | 1838325.2662 | 1796550.3711 | 1756224.3443 | 1717395.1339 | 1679909.3072 | 1643811.7101 | 1608857.5267 | 1574814.3515 | 1543052.2526 | 1511948.6679 | 2382994.4348 | 0 | 23450.6
7056 | 2290460.3195 | 0 | 8152.33 | 2082198.6631 | 2090800.4648 | 2068369.8808 | 2043973.3265 | 2016377.8673 | 1986244.8355 | 1950928.2196 | 1912731.909 | 1865415.4582 | 1821840.0991 | 1780565.7821 | 1740328.2612 | 1701483.3475 | 1664077.1274 | 1627962.126 | 1593181.4478 | 1559499.7834 | 1526693.7518 | 1496080.22 | 1466099.6316 | 2290460.3195 | 0 | 8152.33
7057 | 2200426.7977 | 0 | 6532.33 | 2001651.0482 | 2009914.7298 | 1988272.4979 | 1964741.5741 | 1938137.4882 | 1909095.5766 | 1875073.8376 | 1838285.599 | 1792735.7151 | 1750779.8679 | 1711034.6133 | 1672285.4005 | 1634874.0541 | 1598844.8491 | 1564056.1075 | 1530549.2395 | 1498098.1852 | 1466488.3442 | 1436984.8202 | 1408089.3598 | 2200426.7977 | 0 | 6532.33
7058 | 2141079.3903 | 0 | 3159.76 | 1950861.1815 | 1958901.9845 | 1937781.526 | 1914823.3154 | 1888874.8284 | 1860554.266 | 1827388.1864 | 1791530.2221 | 1747146.9217 | 1706260.7237 | 1667525.4966 | 1629759.4472 | 1593295.1809 | 1558175.7784 | 1524263.383 | 1491598.2879 | 1459960.5303 | 1429141.2978 | 1400371.5731 | 1372193.5119 | 2141079.3903 | 0 | 3159.76
7059 | 2113838.3188 | 0 | 4165.01 | 1924994.815 | 1932933.3144 | 1912053.4711 | 1889359.2574 | 1863712.8128 | 1835724.4729 | 1802952.2656 | 1767522.4225 | 1723675.7116 | 1683281.6094 | 1645011.1112 | 1607697.4597 | 1571669.0287 | 1536968.3506 | 1503459.3229 | 1471181.726 | 1439918.3957 | 1409463.1764 | 1381031.3889 | 1353183.7372 | 2113838.3188 | 0 | 4165.01
7060 | 2078046.9061 | 0 | 1423.66 | 1895071.72 | 1902875.8051 | 1882310.6867 | 1859961.9187 | 1834710.9068 | 1807157.6526 | 1774901.5311 | 1740032.7728 | 1696889.6607 | 1657140.6979 | 1619479.3823 | 1582758.7122 | 1547301.5012 | 1513149.5618 | 1480169.0957 | 1448399.2098 | 1417626.4172 | 1387648.0525 | 1359658.8591 | 1332243.9108 | 2078046.9061 | 0 | 1423.66
7061 | 1991698.4363 | 0 | 1176.24 | 1816514.6272 | 1823994.4315 | 1804184.8638 | 1782665.762 | 1758365.0125 | 1731857.6849 | 1700842.907 | 1667324.0544 | 1625874.6698 | 1587678.3983 | 1551483.0267 | 1516189.2143 | 1482106.3608 | 1449274.5413 | 1417565.5172 | 1387016.7705 | 1357423.6851 | 1328592.0171 | 1301666.8648 | 1275292.0963 | 1991698.4363 | 0 | 1176.24
7062 | 1982890.2819 | 387.7303 | 0 | 1809264.5194 | 1816711.2448 | 1794339.5833 | 1770265.948 | 1743422.9666 | 1715042.1227 | 1684137.768 | 1650740.4126 | 1609447.5975 | 1571393.5089 | 1535331.4713 | 1500167.0057 | 1466208.1437 | 1433494.7831 | 1401899.2525 | 1371458.8679 | 1341969.9183 | 1313239.0188 | 1286406.2035 | 1260121.338 | 1982890.2819 | 387.7303 | 0
7063 | 2024012.6792 | 41304.288 | 1404.92 | 1804472.7222 | 1812073.8824 | 1511181.3038 | 1208551.4549 | 903094.8274 | 665593.4557 | 632733.848 | 597329.5384 | 553866.0282 | 513708.4111 | 475584.1574 | 438376.0902 | 402398.6291 | 367692.4993 | 334127.3818 | 301741.3665 | 270326.5175 | 239685.4395 | 210981.8095 | 182837.4929 | 2024012.6792 | 41304.288 | 1404.92
7064 | 2121185.7623 | 49839.188 | 7349.66 | 1878676.5006 | 1886642.5933 | 1526870.8435 | 1165278.4168 | 800723.4976 | 518521.4458 | 483973.8447 | 446759.3701 | 401098.7718 | 358902.783 | 318837.7796 | 279732.9488 | 241917.8057 | 205435.0308 | 170148.0481 | 136096.7766 | 103063.2972 | 70840.7376 | 40648.643 | 11042.7147 | 2121185.7623 | 49839.188 | 7349.66
7065 | 2189764.7441 | 84495.904 | 9804.81 | 1904152.116 | 1912375.7564 | 1316397.407 | 718539.5174 | 117623.3564 | -342115.9897 | -378806.2898 | -418249.6847 | -466412.2706 | -510998.2345 | -553384.3172 | -594779.1844 | -634842.6677 | -673530.7068 | -710984.2929 | -747162.2169 | -782289.4429 | -816579.5317 | -848773.5096 | -880362.3702 | 2189764.7441 | 84495.904 | 9804.81
7066 | 2231470.0009 | 102652.104 | 9585 | 1924277.3437 | 1932657.6079 | 1212881.2377 | 491189.5304 | -233618.6947 | -786439.4097 | -824337.2206 | -865040.5605 | -914629.1532 | -960573.0053 | -1004275.0781 | -1046967.0573 | -1088302.2955 | -1128235.8935 | -1166911.5277 | -1204287.2041 | -1240592.1714 | -1276044.0577 | -1309359.9116 | -1342059.1234 | 2231470.0009 | 102652.104 | 9585
7067 | 2244160.5563 | 103944.728 | 2693.12 | 1941458.4267 | 1949886.3501 | 1221205.6499 | 490598.7199 | -243142.4518 | -802713.3273 | -840842.3739 | -881792.9047 | -931679.2194 | -977900.0656 | -1021866.3833 | -1064816.8629 | -1106402.8857 | -1146579.297 | -1185490.5904 | -1223094.5329 | -1259621.6772 | -1295290.889 | -1328811.9204 | -1361712.803 | 2244160.5563 | 103944.728 | 2693.12
7068 | 2256762.8455 | 4132.911 | 787.497 | 2054677.1389 | 2063152.39 | 2012885.1834 | 1960680.93 | 1905324.8343 | 1854492.4811 | 1819487.613 | 1781645.4164 | 1734817.2562 | 1691675.1483 | 1650800.2293 | 1610946.8531 | 1572465.5958 | 1535401.8659 | 1499610.3582 | 1465133.543 | 1431739.5729 | 1399208.353 | 1368837.3768 | 1339090.032 | 2256762.8455 | 4132.911 | 787.497
7069 | 2229225.6921 | 35752.944 | 10402.2 | 1988311.0721 | 1996682.9078 | 1731694.2851 | 1464792.2516 | 1194776.8348 | 983054.6776 | 947390.1383 | 908922.8917 | 861579.3287 | 817876.8407 | 776413.8771 | 735959.9914 | 696861.482 | 659163.2032 | 622721.6229 | 587578.6931 | 553505.3954 | 520284.3207 | 489197.1302 | 458725.9615 | 2229225.6921 | 35752.944 | 10402.2
7070 | 2198947.4175 | 7401.8175 | 19238.6 | 1980192.8286 | 1988450.9545 | 1916455.6349 | 1842572.8933 | 1765619.0557 | 1698808.5989 | 1664514.7582 | 1627456.2779 | 1581642.0429 | 1539419.4283 | 1499405.9201 | 1460387.7839 | 1422706.6148 | 1386406.6578 | 1351346.3303 | 1317567.0144 | 1284842.8025 | 1252959.2383 | 1223180.575 | 1194009.5665 | 2198947.4175 | 7401.8175 | 19238.6
7071 | 2187786.2921 | 4336.1825 | 17783.3 | 1974527.7458 | 1982743.9561 | 1931682.6433 | 1878743.4884 | 1822748.8252 | 1771699.7876 | 1737663.9868 | 1700877.5787 | 1655379.8573 | 1613455.5264 | 1573729.0891 | 1534992.9718 | 1497587.0355 | 1461555.3007 | 1426756.9034 | 1393233.0159 | 1360758.8769 | 1329121.1188 | 1299577.5779 | 1270638.6074 | 2187786.2921 | 4336.1825 | 17783.3
7072 | 2182369.1915 | 68714.456 | 10059.2 | 1912929.7444 | 1921125.6109 | 1432460.1258 | 941921.4482 | 448334.828 | 69112.2643 | 33016.288 | -5823.485 | -53353.0015 | -97317.9754 | -139090.4979 | -179875.1525 | -219332.9196 | -257419.8879 | -294276.5725 | -329861.9031 | -364400.0844 | -398103.9558 | -429718.7954 | -460730.5615 | 2182369.1915 | 68714.456 | 10059.2
7073 | 2244155.821 | 20504.934 | 34846.7 | 1992740.3191 | 2001168.2247 | 1839696.0782 | 1676297.7059 | 1509765.0985 | 1375594.849 | 1340211.3045 | 1302006.2819 | 1254865.494 | 1211390.1671 | 1170169.3638 | 1129964.3965 | 1091123.8832 | 1053692.9784 | 1017527.1888 | 982668.7473 | 948887.1018 | 915963.3869 | 885187.8479 | 855032.4564 | 2244155.821 | 20504.934 | 34846.7
7074 | 2377531.5855 | 0 | 52411.9 | 2117403.2541 | 2126332.0511 | 2103092.671 | 2077812.5848 | 2049211.9881 | 2017977.3536 | 1981362.0825 | 1941757.6457 | 1892686.369 | 1847498.4006 | 1804698.9478 | 1762975.7047 | 1722698.0084 | 1683913.6972 | 1646469.6901 | 1610410.7301 | 1575492.5628 | 1541483.3151 | 1509749.9146 | 1478673.5186 | 2377531.5855 | 0 | 52411.9
7075 | 2424266.0793 | 0 | 52419.2 | 2160047.4222 | 2169151.7302 | 2145512.4763 | 2119792.4027 | 2090686.5482 | 2058894.8794 | 2021616.8083 | 1981290.8141 | 1931311.893 | 1885292.6134 | 1841708.7998 | 1799222.3506 | 1758209.8629 | 1718720.1154 | 1680597.0181 | 1643886.1933 | 1608338.5854 | 1573717.7635 | 1541417.5246 | 1509787.2047 | 2424266.0793 | 0 | 52419.2
7076 | 2422044.7401 | 0 | 53679.2 | 2156760.1535 | 2165856.1192 | 2142246.3171 | 2116557.6019 | 2087486.2082 | 2055731.4612 | 2018495.339 | 1978214.0866 | 1928288.7521 | 1882319.431 | 1838783.3441 | 1796343.6163 | 1755376.4994 | 1715930.7274 | 1677850.3532 | 1641180.9576 | 1605673.713 | 1571092.4052 | 1538829.554 | 1507236.0081 | 2422044.7401 | 0 | 53679.2
7077 | 2421001.0027 | 0 | 41842.7 | 2167644.1038 | 2176736.1497 | 2153144.206 | 2127474.2452 | 2098423.0635 | 2066689.6848 | 2029477.293 | 1989221.0833 | 1939324.9475 | 1893383.1202 | 1849873.4787 | 1807459.7237 | 1766517.945 | 1727096.8557 | 1689040.5758 | 1652394.6664 | 1616910.4073 | 1582351.6859 | 1550110.422 | 1518538.175 | 2421001.0027 | 0 | 41842.7
7078 | 2416371.791 | 0 | 41489.7 | 2163772.3297 | 2172846.9907 | 2149302.013 | 2123682.9914 | 2094689.2143 | 2063018.3688 | 2025878.9867 | 1985701.6068 | 1935902.7333 | 1890050.6073 | 1846626.0165 | 1804295.2168 | 1763433.5788 | 1724089.7223 | 1686108.0658 | 1649534.0829 | 1614119.529 | 1579628.7432 | 1547450.9837 | 1515940.9618 | 2416371.791 | 0 | 41489.7
7079 | 2363011.8877 | 0 | 55904 | 2100659.9903 | 2109534.2587 | 2086460.6682 | 2061358.8344 | 2032956.7685 | 2001936.7512 | 1965568.9569 | 1926230.2519 | 1877482.5214 | 1832594.3838 | 1790080.1749 | 1748635.6033 | 1708627.7505 | 1670104.1625 | 1632912.6935 | 1597097.8129 | 1562416.7581 | 1528639.0721 | 1497123.3347 | 1466260.5894 | 2363011.8877 | 0 | 55904
7080 | 2291413.0727 | 0 | 62653.5 | 2028567.0077 | 2037172.3874 | 2014733.4609 | 1990327.7463 | 1962721.7962 | 1932577.2179 | 1897246.8994 | 1859035.6882 | 1811700.5433 | 1768108.0462 | 1726817.5483 | 1686564.2779 | 1647704.1939 | 1610283.4019 | 1574154.3658 | 1539360.2078 | 1505665.5209 | 1472846.8309 | 1442221.5528 | 1412229.4813 | 2291413.0727 | 0 | 62653.5
7081 | 2204421.5939 | 0 | 51635.6 | 1960193.5633 | 1968472.2474 | 1946795.0362 | 1923225.7043 | 1896577.631 | 1867487.3064 | 1833408.1136 | 1796557.3986 | 1750929.132 | 1708901.4269 | 1669088.3277 | 1630273.0784 | 1592798.1246 | 1556707.8212 | 1521860.2334 | 1488296.8462 | 1455791.1897 | 1424128.2736 | 1394575.4985 | 1365631.8908 | 2204421.5939 | 0 | 51635.6
7082 | 2133786.9971 | 0 | 50009.5 | 1897356.1585 | 1905369.5751 | 1884312.9703 | 1861424.8726 | 1835556.6833 | 1807324.4978 | 1774263.2986 | 1738519.383 | 1694279.1682 | 1653524.1449 | 1614912.7664 | 1577267.2647 | 1540919.1122 | 1505911.243 | 1472106.2699 | 1439544.3488 | 1408006.2662 | 1377283.9209 | 1348604.1028 | 1320513.9332 | 2133786.9971 | 0 | 50009.5
7083 | 2060190.2354 | 0 | 53525.1 | 1826673.6828 | 1834410.7074 | 1814000.6177 | 1791822.2055 | 1766766.4883 | 1739428.312 | 1707427.6802 | 1672836.8619 | 1630042.7916 | 1590613.7044 | 1553254.3254 | 1516827.5089 | 1481653.2945 | 1447773.1356 | 1415054.3835 | 1383535.8091 | 1353005.7599 | 1323263.3121 | 1295492.9426 | 1268291.8838 | 2060190.2354 | 0 | 53525.1
7084 | 2021956.1483 | 0 | 52649.9 | 1792655.1711 | 1800248.6079 | 1780174.6317 | 1758365.1504 | 1733731.7626 | 1706858.2748 | 1675408.8597 | 1641417.3283 | 1599374.785 | 1560634.7758 | 1523926.0639 | 1488132.6076 | 1453568.5071 | 1420274.4461 | 1388120.238 | 1357143.9341 | 1327137.8099 | 1297904.6703 | 1270607.0101 | 1243868.0951 | 2021956.1483 | 0 | 52649.9
7085 | 1921586.2047 | 0 | 38903.7 | 1714800.3904 | 1722016.889 | 1702821.2384 | 1681976.2332 | 1658447.5005 | 1632789.8662 | 1602783.4538 | 1570361.1158 | 1530287.4183 | 1493352.317 | 1458347.6795 | 1424212.8641 | 1391246.3793 | 1359486.8893 | 1328810.6699 | 1299253.8834 | 1270619.1169 | 1242718.9641 | 1216658.2134 | 1191128.4718 | 1921586.2047 | 0 | 38903.7
7086 | 1897163.4014 | 0 | 37365.6 | 1694049.4201 | 1701174.199 | 1682189.0081 | 1661575.4253 | 1638312.2244 | 1612947.1796 | 1583288.6285 | 1551244.8574 | 1511646.9734 | 1475147.795 | 1440554.5447 | 1406820.0614 | 1374239.0595 | 1342849.7119 | 1312529.8667 | 1283315.2269 | 1255010.8883 | 1227431.8268 | 1201668.7892 | 1176430.0116 | 1897163.4014 | 0 | 37365.6
7087 | 1914229.8439 | 853.8134 | 28422.6 | 1717714.0152 | 1724902.887 | 1699957.8209 | 1673369.7143 | 1644108.1542 | 1614176.919 | 1584238.4522 | 1551893.3085 | 1511926.0969 | 1475085.4661 | 1440167.9086 | 1406116.8435 | 1373229.6362 | 1341544.803 | 1310939.0933 | 1281448.5311 | 1252876.459 | 1225036.1884 | 1199028.2781 | 1173549.3441 | 1914229.8439 | 853.8134 | 28422.6
7088 | 1970777.4964 | 33699.968 | 21863 | 1743034.747 | 1750435.9829 | 1501697.2145 | 1251266.869 | 998084.0944 | 799991.8287 | 768142.9548 | 733816.3093 | 691642.4346 | 652687.5021 | 615712.452 | 579629.4908 | 544744.7687 | 511097.9396 | 478562.112 | 447174.3742 | 416732.2593 | 387043.5638 | 359241.3579 | 331983.7544 | 1970777.4964 | 33699.968 | 21863
7089 | 2021886.2912 | 39783.024 | 14933.6 | 1790524.6932 | 1798117.8677 | 1507571.9712 | 1215290.6295 | 920185.479 | 690452.5152 | 657660.3316 | 622326.1195 | 578941.1736 | 538858.6477 | 500807.349 | 463671.2742 | 427764.5127 | 393127.7469 | 359630.7946 | 327311.7059 | 295962.7632 | 265386.7785 | 236746.2063 | 208664.36 | 2021886.2912 | 39783.024 | 14933.6
7090 | 2036156.962 | 10852.691 | 5129.53 | 1842282.9895 | 1849929.7573 | 1755924.8597 | 1660172.2679 | 1561575.9366 | 1479168.1825 | 1447125.4803 | 1412522.8077 | 1369812.5784 | 1330428.078 | 1293089.1414 | 1256671.8884 | 1221492.6254 | 1187592.3217 | 1154839.8765 | 1123273.6083 | 1092684.3336 | 1062873.4725 | 1035011.6842 | 1007712.5653 | 2036156.962 | 10852.691 | 5129.53
7091 | 2071237.7503 | 55111.496 | 4265.42 | 1830904.1997 | 1838682.7132 | 1443489.1859 | 1046517.8537 | 646653.7873 | 338158.3398 | 304136.6798 | 267510.9438 | 222637.9668 | 181148.0173 | 141738.8744 | 103267.2948 | 66055.0344 | 30143.7685 | -4599.8626 | -38136.8802 | -70680.0718 | -102431.4385 | -132200.152 | -161396.5019 | 2071237.7503 | 55111.496 | 4265.42
7092 | 2091249.4745 | 37708.164 | 9725.42 | 1861110.9032 | 1868964.5705 | 1591898.8221 | 1313038.092 | 1031256.679 | 811244.3314 | 777505.8109 | 741138.0546 | 696443.3746 | 655164.4081 | 615986.3524 | 577754.9184 | 540794.9708 | 505148.5876 | 470681.1205 | 437431.9249 | 405186.1573 | 373739.8651 | 344295.3819 | 315428.7924 | 2091249.4745 | 37708.164 | 9725.42
7093 | 2091968.6281 | 55390.316 | 15635.6 | 1838174.8949 | 1846031.2629 | 1448747.7409 | 1049668.6199 | 647667.8117 | 337486.5161 | 303144.4238 | 266172.1915 | 220870.172 | 178985.0406 | 139201.5425 | 100364.9916 | 62800.3644 | 26549.7532 | -8521.5364 | -42374.1356 | -75222.9616 | -107272.0374 | -137318.6158 | -166787.1018 | 2091968.6281 | 55390.316 | 15635.6
7094 | 2079570.3026 | 15877.958 | 16702.6 | 1865305.1248 | 1873114.9311 | 1744543.2808 | 1614186.6735 | 1480925.6946 | 1372345.7584 | 1339487.564 | 1304014.8174 | 1260261.6513 | 1219905.1226 | 1181637.7716 | 1144311.7556 | 1108250.125 | 1073494.7228 | 1039911.6527 | 1007540.0504 | 976166.2723 | 945587.5045 | 916999.3661 | 888985.8939 | 2079570.3026 | 15877.958 | 16702.6
7095 | 2070999.9128 | 33973.212 | 15298.8 | 1840792.0453 | 1848569.6655 | 1597055.5708 | 1343763.8753 | 1087579.7778 | 886839.5389 | 853499.9641 | 817556.6123 | 773366.9666 | 732559.9598 | 693833.5209 | 656044.5374 | 619514.7286 | 584285.7649 | 550224.3019 | 517369.3138 | 485508.0377 | 454438.4955 | 425351.3789 | 396836.5601 | 2070999.9128 | 33973.212 | 15298.8
7096 | 2071806.7415 | 56283.924 | 10134.7 | 1824381.7722 | 1832162.4225 | 1428969.0015 | 1023997.287 | 616132.0438 | 301627.3588 | 267533.9792 | 230835.8082 | 185888.1305 | 144324.4098 | 104842.0673 | 66297.5456 | 29012.689 | -6970.8156 | -41786.3647 | -75394.9688 | -108009.4739 | -139831.9366 | -169671.2014 | -198937.9453 | 2071806.7415 | 56283.924 | 10134.7
7097 | 2198148.6309 | 88.8158 | 5594.96 | 2000420.4709 | 2008675.5969 | 1986397.0411 | 1962231.749 | 1934996.4763 | 1905476.8467 | 1871432.432 | 1834624.382 | 1789063.7579 | 1747093.4496 | 1707331.4451 | 1668564.4511 | 1631133.9384 | 1595084.1362 | 1560273.5131 | 1526743.4363 | 1494268.0803 | 1462633.0666 | 1433102.1891 | 1404178.7457 | 2198148.6309 | 88.8158 | 5594.96
7098 | 2366249.2294 | 0 | 7568.49 | 2151950.0071 | 2160836.4333 | 2137695.8438 | 2112524.2322 | 2084047.8673 | 2052949.9643 | 2016496.9578 | 1977068.9705 | 1928219.0673 | 1883234.0446 | 1840626.2029 | 1799089.4639 | 1758991.412 | 1720379.6585 | 1683101.8488 | 1647202.5136 | 1612438.5575 | 1578579.2078 | 1546984.9055 | 1516044.49 | 2366249.2294 | 0 | 7568.49
7099 | 2469841.2513 | 0 | 928.708 | 2253131.3465 | 2262406.8115 | 2238368.492 | 2212210.2343 | 2182602.5444 | 2150258.5481 | 2112325.0073 | 2071286.244 | 2020413.0827 | 1973574.0026 | 1929216.174 | 1885976.34 | 1844238.1773 | 1804051.3817 | 1765256.9286 | 1727901.2982 | 1691730.7527 | 1656504.4164 | 1623642.289 | 1591462.6749 | 2469841.2513 | 0 | 928.708
7100 | 2510030.6484 | 0 | 0 | 2290738.2477 | 2300164.6436 | 2275784.4187 | 2249249.7599 | 2219209.5395 | 2186388.4873 | 2147886.9374 | 2106229.6365 | 2054577.9117 | 2007025.9109 | 1961995.5368 | 1918101.3492 | 1875733.2683 | 1834941.7983 | 1795565.3272 | 1757651.0914 | 1720941.2243 | 1685190.9305 | 1651843.3162 | 1619189.3211 | 2510030.6484 | 0 | 0
7101 | 2499837.713 | 0 | 0 | 2281435.8326 | 2290823.9491 | 2266541.6949 | 2240113.7556 | 2210194.4905 | 2177505.6863 | 2139159.452 | 2097670.2819 | 2046227.2742 | 1998867.3419 | 1954018.7963 | 1910301.8233 | 1868104.7596 | 1827477.9044 | 1788260.302 | 1750498.9969 | 1713937.1696 | 1678331.0191 | 1645117.791 | 1612595.3654 | 2499837.713 | 0 | 0
7102 | 2465854.4849 | 0 | 0 | 2250421.5976 | 2259682.0904 | 2235703.832 | 2209609.0572 | 2180070.4184 | 2147799.89 | 2109948.8397 | 2068997.5792 | 2018227.7952 | 1971485.5806 | 1927220.6125 | 1884071.8342 | 1842422.3033 | 1802321.6352 | 1763611.0623 | 1726336.9895 | 1690246.0886 | 1655097.8728 | 1622310.0497 | 1590203.6382 | 2465854.4849 | 0 | 0
7103 | 2381455.9828 | 0 | 0 | 2173396.6907 | 2182340.2258 | 2159105.135 | 2133825.9698 | 2105220.8131 | 2073977.2709 | 2037344.2106 | 1997717.0507 | 1948607.4247 | 1903387.517 | 1860560.0673 | 1818810.6037 | 1778509.073 | 1739703.3924 | 1702240.2283 | 1666164.3974 | 1631231.2422 | 1597208.5069 | 1565465.3753 | 1534380.3328 | 2381455.9828 | 0 | 0
7104 | 2272209.4419 | 0 | 0 | 2073694.6295 | 2082227.8902 | 2059957.1146 | 2035736.034 | 2008341.5381 | 1978429.6895 | 1943375.5607 | 1905464.6832 | 1858506.3368 | 1815259.2722 | 1774294.9145 | 1734359.0916 | 1695804.7792 | 1658677.6966 | 1622831.5441 | 1588309.0825 | 1554876.8776 | 1522313.3282 | 1491924.8083 | 1462164.1884 | 2272209.4419 | 0 | 0
7105 | 2177054.4654 | 0 | 0 | 1986853.003 | 1995028.9101 | 1973591.3311 | 1950285.1215 | 1923938.3919 | 1895179.7307 | 1861494.1364 | 1825071.4275 | 1779980.1371 | 1738444.7086 | 1699096.3923 | 1660733.5381 | 1623694.3399 | 1588022.6023 | 1553578.1524 | 1520401.9602 | 1488270.3672 | 1456971.0524 | 1427755.6819 | 1399141.9163 | 2177054.4654 | 0 | 0
7106 | 2106471.3907 | 0 | 1437.54 | 1920998.979 | 1928909.812 | 1908092.3883 | 1885466.9175 | 1859899.5046 | 1831998.3582 | 1799330.0165 | 1764013.3012 | 1720309.0517 | 1680045.3781 | 1641897.9076 | 1604703.9492 | 1568790.7321 | 1534200.6406 | 1500798.0464 | 1468622.5914 | 1437457.8682 | 1407098.4396 | 1378755.391 | 1350994.4424 | 2106471.3907 | 0 | 1437.54
7107 | 2039030.61 | 0 | 9568.43 | 1851319.3682 | 1858976.928 | 1838752.1164 | 1816777.1441 | 1791954.4189 | 1764872.677 | 1733176.3664 | 1698916.4724 | 1656537.5796 | 1617489.1092 | 1580489.0895 | 1544412.0542 | 1509574.7561 | 1476018.2224 | 1443611.1671 | 1412391.9628 | 1382151.1309 | 1352689.8112 | 1325180.315 | 1298234.2824 | 2039030.61 | 0 | 9568.43
7108 | 2025360.6865 | 0 | 19108.4 | 1829303.7669 | 1836909.9895 | 1816806.2024 | 1794963.988 | 1770293.1124 | 1743378.3648 | 1711879.9851 | 1677835.2087 | 1635725.8642 | 1596924.6146 | 1560158.0826 | 1524308.3472 | 1489690.0376 | 1456343.906 | 1424139.5466 | 1393115.0747 | 1363062.416 | 1333784.0436 | 1306444.4094 | 1279664.4613 | 2025360.6865 | 0 | 19108.4
7109 | 2007058.8036 | 0 | 48640.4 | 1783068.8542 | 1790606.3442 | 1770662.2779 | 1748995.4934 | 1724525.6084 | 1697832.1279 | 1666596.4346 | 1632837.3548 | 1591086.5811 | 1552614.0093 | 1516157.7686 | 1480610.0401 | 1446282.6097 | 1413215.8615 | 1381280.568 | 1350514.5001 | 1320711.4637 | 1291675.717 | 1264561.1893 | 1238001.2901 | 2007058.8036 | 0 | 48640.4
7110 | 2088649.9858 | 294.187 | 70539.4 | 1835338.5195 | 1843182.4244 | 1820520.6256 | 1796066.0763 | 1768694.4747 | 1739508.8616 | 1707086.5574 | 1672038.2856 | 1628673.4408 | 1588720.0636 | 1550864.9857 | 1513955.3529 | 1478315.6259 | 1443987.8305 | 1410837.4858 | 1378903.8982 | 1347972.4915 | 1317839.5662 | 1289705.9617 | 1262149.5325 | 2088649.9858 | 294.187 | 70539.4
7111 | 2113011.314 | 63208.24 | 75759.8 | 1789437.0327 | 1797372.4263 | 1346795.3772 | 894404.6675 | 439062.882 | 88804.0467 | 53937.63 | 16414.6172 | -29521.9703 | -72007.3 | -112369.8564 | -151775.9405 | -189897.307 | -226691.4399 | -262294.3888 | -296666.3886 | -330024.5185 | -362574.8537 | -393102.5488 | -423046.3365 | 2113011.314 | 63208.24 | 75759.8
7112 | 2262906.8615 | 88494.688 | 79096.2 | 1897613.8943 | 1906112.2192 | 1282315.7097 | 656576.8799 | 27677.6268 | -453329.8147 | -491198.3372 | -531911.9129 | -581635.9164 | -627663.8323 | -671418.3869 | -714148.6176 | -755502.9938 | -795435.9834 | -834093.2871 | -871432.3192 | -907685.5582 | -943073.698 | -976295.713 | -1008892.3987 | 2262906.8615 | 88494.688 | 79096.2
7113 | 2369038.0305 | 99273.28 | 87751.1 | 1975039.2705 | 1983936.1701 | 1285930.0382 | 585890.4906 | -117457.7053 | -654713.1938 | -694472.174 | -737209.6413 | -789380.1289 | -837681.181 | -883602.2503 | -928450.9546 | -971859.2762 | -1013779.5477 | -1054364.3032 | -1093568.9596 | -1131636.8988 | -1168799.1654 | -1203693.7151 | -1237933.6073 | 2369038.0305 | 99273.28 | 87751.1
7114 | 2454277.3311 | 102338.112 | 91591.3 | 2045926.4863 | 2055143.5012 | 1335550.732 | 613851.3836 | -111275.6601 | -665195.6761 | -706287.5197 | -750465.018 | -804414.9419 | -854356.2059 | -901831.854 | -948196.5528 | -993069.0432 | -1036399.9425 | -1078347.2733 | -1118864.8482 | -1158204.8062 | -1196606.5051 | -1232658.8932 | -1268033.069 | 2454277.3311 | 102338.112 | 91591.3
7115 | 2501390.4457 | 103438.408 | 99546.1 | 2079868.4006 | 2089262.3484 | 1361771.3024 | 632133.2386 | -100998.3195 | -661105.0664 | -702916.8347 | -747873.4909 | -802790.1674 | -853621.2324 | -901939.3508 | -949125.1937 | -994790.1833 | -1038883.989 | -1081567.6666 | -1122794.1423 | -1162820.3952 | -1201890.3778 | -1238565.9516 | -1274550.2938 | 2501390.4457 | 103438.408 | 99546.1
7116 | 2504473.2658 | 93326.92 | 99571.9 | 2092767.5737 | 2102173.099 | 1443387.4054 | 782452.048 | 118018.8906 | -390577.5888 | -432104.701 | -476780.577 | -531428.7485 | -581986.2732 | -630027.7542 | -676935.5643 | -722320.6466 | -766132.6087 | -808532.7048 | -849473.8032 | -889213.1994 | -927995.1468 | -964379.7345 | -1000072.2386 | 2504473.2658 | 93326.92 | 99571.9
7117 | 2518810.0814 | 87372.536 | 96433.4 | 2114944.717 | 2124404.0841 | 1505964.8313 | 885363.6089 | 261244.5634 | -217173.3069 | -258715.5357 | -303424.5534 | -358162.9528 | -408787.2885 | -456881.1776 | -503834.906 | -549257.1898 | -593097.3481 | -635517.5582 | -676470.4185 | -716214.6977 | -754996.047 | -791366.313 | -827040.5337 | 2518810.0814 | 87372.536 | 96433.4
7118 | 2522676.0538 | 29199.922 | 82584.9 | 2190494.0473 | 2199967.9329 | 1976952.36 | 1751771.4991 | 1523067.416 | 1341194.4634 | 1301521.4007 | 1258676.6885 | 1205787.2011 | 1157018.0918 | 1110783.313 | 1065690.4448 | 1022131.3718 | 980156.8525 | 939604.4609 | 900521.6712 | 862649.3176 | 825741.3718 | 791248.21 | 757452.1618 | 2522676.0538 | 29199.922 | 82584.9
7119 | 2492099.3998 | 54082.112 | 95993.5 | 2124297.9762 | 2133657.0315 | 1741753.4594 | 1347710.8443 | 950187.7109 | 641817.4659 | 601754.3167 | 558557.9606 | 505438.5793 | 456389.6341 | 409844.3016 | 364427.0388 | 320524.9805 | 278188.27 | 237256.4499 | 197776.4192 | 159492.1532 | 122160.6057 | 87214.5732 | 52957.2048 | 2492099.3998 | 54082.112 | 95993.5
7120 | 2453264.067 | 71750.216 | 100134 | 2067046.9435 | 2076260.1531 | 1564585.267 | 1050804.6713 | 533597.7956 | 135614.2026 | 95521.4394 | 52344.2954 | -601.2397 | -49539.7697 | -96013.7019 | -141377.1434 | -185248.9926 | -227579.8872 | -268527.7844 | -308046.5161 | -346388.117 | -383791.8461 | -418847.2345 | -453224.6906 | 2453264.067 | 71750.216 | 100134
7121 | 2465933.0245 | 19074.448 | 100134 | 2131284.8275 | 2140545.6153 | 1986856.1237 | 1831050.0484 | 1671799.9993 | 1542235.4584 | 1503709.7443 | 1462083.7212 | 1410638.862 | 1363221.7004 | 1318281.8641 | 1274458.2533 | 1232133.9376 | 1191358.5341 | 1151973.27 | 1114024.5517 | 1077259.0431 | 1041436.2496 | 1007973.924 | 975193.0316 | 2465933.0245 | 19074.448 | 100134
7122 | 2547762.7655 | 0 | 100134 | 2225039.8446 | 2234607.9432 | 2209877.9838 | 2182961.2037 | 2152486.1648 | 2119188.4911 | 2080124.9273 | 2037858.1736 | 1985446.7547 | 1937196.6888 | 1891506.1561 | 1846968.8897 | 1803980.6712 | 1762592.7642 | 1722641.127 | 1684173.7062 | 1646928.7587 | 1610657.8095 | 1576825.6581 | 1543697.5527 | 2547762.7655 | 0 | 100134
7123 | 2642188.3888 | 0 | 99380.3 | 2311969.539 | 2321892.252 | 2296344.8254 | 2268529.5299 | 2237024.0987 | 2202591.4197 | 2162179.1542 | 2118444.9817 | 2064190.1605 | 2014250.9213 | 1966966.077 | 1920877.2416 | 1876394.8652 | 1833572.1113 | 1792238.8584 | 1752444.8303 | 1713918.583 | 1676402.4325 | 1641415.4669 | 1607158.6409 | 2642188.3888 | 0 | 99380.3
7124 | 2639314.8734 | 0 | 97932 | 2310795.3723 | 2320707.2939 | 2295195.0297 | 2267417.363 | 2235953.5737 | 2201565.7203 | 2161204.7834 | 2117525.5523 | 2063337.1142 | 2013459.5647 | 1966233.5234 | 1920202.1902 | 1875775.5688 | 1833006.765 | 1791725.8425 | 1751982.4706 | 1713505.5008 | 1676037.5293 | 1641095.992 | 1606883.8002 | 2639314.8734 | 0 | 97932
7125 | 2636156.5849 | 0 | 89864.9 | 2315980.1122 | 2325880.1729 | 2300404.2825 | 2272665.7005 | 2241245.4069 | 2206904.5482 | 2166597.7536 | 2122976.6355 | 2068858.8862 | 2019046.8668 | 1971883.1827 | 1925912.7772 | 1881545.1632 | 1838833.383 | 1797607.7036 | 1757917.7351 | 1719492.6531 | 1682075.362 | 1647181.482 | 1613016.0747 | 2636156.5849 | 0 | 89864.9
7126 | 2565411.248 | 0 | 86795.7 | 2254484.7424 | 2264119.1196 | 2239269.1216 | 2212217.1548 | 2181582.2809 | 2148105.2196 | 2108822.3276 | 2066314.0571 | 2013590.8487 | 1965057.8193 | 1919102.0531 | 1874307.5419 | 1831072.809 | 1789449.4729 | 1749272.3558 | 1710589.7363 | 1673138.0583 | 1636667.1255 | 1602651.8842 | 1569345.5659 | 2565411.248 | 0 | 86795.7
7127 | 2444550.38 | 0 | 65177.2 | 2165801.5561 | 2174982.0416 | 2151194.4833 | 2125308.6946 | 2096008.7956 | 2064000.6096 | 2026460.1154 | 1985846.1957 | 1935498.5812 | 1889143.7392 | 1845244.7411 | 1802452.2894 | 1761146.1321 | 1721375.4561 | 1682982.8652 | 1646014.3637 | 1610218.8119 | 1575357.8007 | 1542836.7892 | 1510991.3021 | 2444550.38 | 0 | 65177.2
7128 | 2326267.741 | 0 | 81758.9 | 2041271.1483 | 2050007.4245 | 2027263.3032 | 2002522.4772 | 1974532.7368 | 1943965.7533 | 1908134.1493 | 1869377.8313 | 1821358.7955 | 1777139.3369 | 1735256.8932 | 1694427.4543 | 1655012.3935 | 1617058.5178 | 1580416.0468 | 1545128.7589 | 1510957.666 | 1477675.8948 | 1446620.8995 | 1416208.7425 | 2326267.741 | 0 | 81758.9
7129 | 2223404.5702 | 0 | 91851.6 | 1937302.0649 | 1945652.0393 | 1923808.6093 | 1900056.7649 | 1873199.6671 | 1843879.2869 | 1809527.0778 | 1772379.4801 | 1726378.7445 | 1684009.576 | 1643874.0839 | 1604745.0347 | 1566967.8226 | 1530587.1847 | 1495459.9637 | 1461628.0021 | 1428862.8794 | 1396947.7544 | 1367160.9414 | 1337988.5417 | 2223404.5702 | 0 | 91851.6
7130 | 2151956.8974 | 0 | 84140.7 | 1879807.4197 | 1887889.0731 | 1866673.3689 | 1843610.5761 | 1817542.3151 | 1789089.9278 | 1755767.4061 | 1719739.3239 | 1675142.5936 | 1634060.7323 | 1595140.7698 | 1557194.9087 | 1520557.4442 | 1485271.676 | 1451199.0469 | 1418380.0549 | 1386593.6197 | 1355629.868 | 1326726.0364 | 1298416.8742 | 2151956.8974 | 0 | 84140.7
7131 | 2098278.723 | 0 | 69043.1 | 1845916.5154 | 1853796.5809 | 1833052.9806 | 1810508.3652 | 1785033.2498 | 1757233.4773 | 1724685.0507 | 1689498.5506 | 1645957.1379 | 1605842.9198 | 1567836.6742 | 1530780.2321 | 1494999.5502 | 1460536.848 | 1427257.0245 | 1395199.5675 | 1364148.9113 | 1333900.4177 | 1305660.4617 | 1278000.3419 | 2098278.723 | 0 | 69043.1
7132 | 2084936.5815 | 0 | 54226.2 | 1848556.9291 | 1856386.8884 | 1835761.4425 | 1813346.4335 | 1788019.5583 | 1760382.8078 | 1728027.5978 | 1693051.089 | 1649772.7932 | 1609899.8997 | 1572121.575 | 1535287.0144 | 1499720.1019 | 1465462.7885 | 1432380.8325 | 1400513.4703 | 1369646.5071 | 1339576.6058 | 1311502.4707 | 1284004.4848 | 2084936.5815 | 0 | 54226.2
7133 | 2061054.4999 | 0 | 47620.6 | 1833366.9395 | 1841107.2099 | 1820690.3461 | 1798504.418 | 1773439.978 | 1746092.1212 | 1714079.853 | 1679476.3118 | 1636666.0771 | 1597222.2373 | 1559848.9739 | 1523408.6642 | 1488221.4822 | 1454328.8983 | 1421598.2086 | 1390068.2001 | 1359527.1314 | 1329773.9946 | 1301993.7633 | 1274783.0816 | 2061054.4999 | 0 | 47620.6
7134 | 2135412.1504 | 5663.1 | 45732.3 | 1897453.428 | 1905472.9478 | 1845903.3012 | 1784500.7668 | 1720115.8709 | 1662989.7536 | 1629716.7572 | 1593759.0013 | 1549298.475 | 1508325.7947 | 1469498.3919 | 1431637.6014 | 1395075.1483 | 1359853.9992 | 1325836.6625 | 1293063.3245 | 1261314.6048 | 1230382.2436 | 1201493.9654 | 1173195.7846 | 2135412.1504 | 5663.1 | 45732.3
7135 | 2128009.6474 | 66498.116 | 31035.7 | 1844559.2393 | 1852550.959 | 1379477.6867 | 904577.8805 | 426706.0513 | 59491.7795 | 24300.4898 | -13566.2527 | -59906.2902 | -102770.5726 | -143497.0142 | -183260.1943 | -221729.5377 | -258862.2267 | -294795.2766 | -329488.64 | -363160.937 | -396019.7055 | -426841.477 | -457075.1965 | 2128009.6474 | 66498.116 | 31035.7
7136 | 2264627.2784 | 91055.928 | 20214.3 | 1955504.6644 | 1964009.4504 | 1322786.3198 | 679619.3922 | 33289.6386 | -460797.3203 | -498775.5731 | -539601.0421 | -589443.7892 | -635587.6387 | -679456.3986 | -722300.0558 | -763766.8125 | -803811.1019 | -842578.7356 | -880027.0954 | -916388.8366 | -951884.821 | -985213.0336 | -1017915.4416 | 2264627.2784 | 91055.928 | 20214.3
7137 | 2373372.627 | 100613.144 | 9707.15 | 2055699.2549 | 2064612.433 | 1357459.8217 | 648270.0741 | -64234.3755 | -608373.7888 | -648239.5692 | -691089.2864 | -743389.2833 | -791812.7649 | -837851.9091 | -882816.7262 | -926338.5252 | -968369.5514 | -1009062.618 | -1048373.0603 | -1086544.7056 | -1123809.0212 | -1158801.4707 | -1193138.065 | 2373372.627 | 100613.144 | 9707.15
7138 | 2467026.4968 | 103443.512 | 0 | 2148047.703 | 2157312.5973 | 1430093.5778 | 700757.0362 | -32025.0065 | -591735.4921 | -633047.3756 | -677460.9429 | -731697.7002 | -781904.9739 | -829633.8238 | -876245.9532 | -921358.1227 | -964920.6932 | -1007092.5079 | -1047827.1396 | -1087378.0371 | -1125985.8014 | -1162232.0512 | -1197796.5655 | 2467026.4968 | 103443.512 | 0
7139 | 2485460.3549 | 78470.912 | 0 | 2189843.6609 | 2199177.7834 | 1641557.6726 | 1081804.2172 | 518579.5158 | 85964.4123 | 45210.2238 | 1331.1755 | -52444.4628 | -102160.5088 | -149379.6118 | -195473.6503 | -240056.5209 | -283078.2138 | -324698.7589 | -364871.3824 | -403851.4267 | -441881.2906 | -477531.9945 | -512495.869 | 2485460.3549 | 78470.912 | 0
7140 | 2494228.6829 | 104692.28 | 0 | 2171624.5634 | 2180991.6153 | 1445032.811 | 706933.136 | -34650.0311 | -601069.4667 | -642826.3646 | -687719.1462 | -742543.4315 | -793293.8029 | -841538.4225 | -888654.0084 | -934253.0954 | -978285.4969 | -1020911.8078 | -1062085.0889 | -1102061.5835 | -1141084.5457 | -1177719.9546 | -1213666.111 | 2494228.6829 | 104692.28 | 0
7141 | 2481197.0693 | 80009.616 | 15326.5 | 2169087.6393 | 2178405.751 | 1610349.6865 | 1040163.9366 | 466512.8949 | 26091.239 | -14665.7171 | -58542.173 | -112298.2433 | -162001.6847 | -209212.4662 | -255300.1128 | -299879.1837 | -342899.7548 | -384521.5815 | -424697.9701 | -463683.8252 | -501721.1297 | -537383.3552 | -572359.9293 | 2481197.0693 | 80009.616 | 15326.5
7142 | 2477204.6591 | 100422.8 | 17429.3 | 2142928.0477 | 2152231.166 | 1445433.7499 | 736510.0755 | 24126.685 | -520330.1977 | -561712.5983 | -606209.4792 | -660570.0775 | -710884.5679 | -758710.4092 | -805414.9229 | -850613.2882 | -894255.6614 | -936501.541 | -977304.3083 | -1016918.4576 | -1055585.5827 | -1091881.4504 | -1127492.77 | 2477204.6591 | 100422.8 | 17429.3
7143 | 2459197.6816 | 65910.348 | 26280.1 | 2152155.9274 | 2161391.4206 | 1689366.4527 | 1215230.6821 | 737660.3445 | 369381.7194 | 329399.2839 | 286325.0076 | 233458.7138 | 184609.1166 | 138230.0783 | 92964.2165 | 49193.5548 | 6967.5747 | -33872.063 | -73279.0786 | -111506.1163 | -148793.0137 | -183725.8907 | -217979.1956 | 2459197.6816 | 65910.348 | 26280.1
7144 | 2428276.9604 | 75760.992 | 33103.3 | 2107262.795 | 2116382.1658 | 1577660.4295 | 1036854.4308 | 492657.0496 | 74527.0448 | 34660.5648 | -8258.8808 | -60847.224 | -109469.3745 | -155652.0296 | -200735.5047 | -244342.5797 | -286424.3952 | -327137.2994 | -366435.5945 | -404568.7482 | -441773.5826 | -476653.9947 | -510863.3793 | 2428276.9604 | 75760.992 | 33103.3
7145 | 2454137.4246 | 22322.082 | 21052.4 | 2196353.7329 | 2205570.2224 | 2029906.2861 | 1852135.8906 | 1670937.9953 | 1524958.1087 | 1486494.278 | 1444944.9684 | 1393623.7902 | 1346311.0436 | 1301463.7722 | 1257727.3868 | 1215483.1248 | 1174780.3659 | 1135461.0967 | 1097571.5019 | 1060859.4568 | 1025085.6175 | 991660.9549 | 958914.4659 | 2454137.4246 | 22322.082 | 21052.4
7146 | 2553938.3096 | 0 | 28133.4 | 2302676.4536 | 2312267.7444 | 2287483.7106 | 2260507.5556 | 2229964.5167 | 2196592.0013 | 2157439.6198 | 2115076.2843 | 2062543.6936 | 2014182.5428 | 1968387.1293 | 1923747.7775 | 1880661.2283 | 1839178.8695 | 1799136.262 | 1760581.4686 | 1723252.1116 | 1686899.1137 | 1652990.8251 | 1619788.289 | 2553938.3096 | 0 | 28133.4
7147 | 2594598.6799 | 0 | 50242.3 | 2317675.5727 | 2327419.5631 | 2302288.8418 | 2274931.0993 | 2243949.6858 | 2210093.7486 | 2170365.9261 | 2127376.029 | 2074054.9757 | 2024971.7742 | 1978495.1582 | 1933193.0092 | 1889468.3845 | 1847373.4899 | 1806741.2684 | 1767620.5479 | 1729744.7737 | 1692860.9028 | 1658460.6626 | 1624777.4109 | 2594598.6799 | 0 | 50242.3
7148 | 2582409.4305 | 0 | 75481.2 | 2281312.3544 | 2291010.5682 | 2265996.5798 | 2238766.0325 | 2207928.838 | 2174230.6241 | 2134688.1107 | 2091898.8476 | 2038826.9634 | 1989973.022 | 1943713.4204 | 1898622.7682 | 1855102.2292 | 1813203.7641 | 1772761.1005 | 1733822.8369 | 1696123.6708 | 1659411.7483 | 1625171.7885 | 1591645.4489 | 2582409.4305 | 0 | 75481.2
7149 | 2562630.8112 | 0 | 76434.8 | 2262308.1224 | 2271932.0578 | 2247099.9743 | 2220068.3085 | 2189457.6187 | 2156007.8221 | 2116758.4872 | 2074287.2695 | 2021612.1851 | 1973122.7382 | 1927207.7613 | 1882452.7808 | 1839255.888 | 1797668.6456 | 1757526.0548 | 1718876.3419 | 1681456.2363 | 1645015.8129 | 1611028.4195 | 1577749.1808 | 2562630.8112 | 0 | 76434.8
7150 | 2502058.5614 | 0 | 69406.8 | 2214055.8535 | 2223452.3103 | 2199157.0415 | 2172714.1814 | 2142776.8938 | 2110067.6066 | 2071695.8633 | 2030178.392 | 1978698.2402 | 1931304.7911 | 1886424.9598 | 1842677.7065 | 1800451.7127 | 1759797.3225 | 1720553.4369 | 1682767.1425 | 1646181.3914 | 1610552.1662 | 1577317.9892 | 1544775.2284 | 2502058.5614 | 0 | 69406.8
7151 | 2388512.8151 | 0 | 78040.6 | 2101796.3929 | 2110766.4298 | 2087469.548 | 2062122.5345 | 2033439.674 | 2002110.6097 | 1965376.0569 | 1925638.5322 | 1876390.4426 | 1831043.5974 | 1788096.2998 | 1746230.1826 | 1705816.2888 | 1666902.6776 | 1629335.5612 | 1593159.889 | 1558130.2785 | 1524013.7857 | 1492183.6517 | 1461013.5568 | 2388512.8151 | 0 | 78040.6
7152 | 2267164.6098 | 0 | 91812.4 | 1977278.1463 | 1985792.4611 | 1963565.8591 | 1939393.2823 | 1912054.3358 | 1882203.6257 | 1847222.0526 | 1809390.0733 | 1762530.7126 | 1719374.3939 | 1678495.7139 | 1638643.285 | 1600169.2995 | 1563119.3749 | 1527347.5364 | 1492896.45 | 1459533.1997 | 1427036.6762 | 1396710.3532 | 1367010.5361 | 2267164.6098 | 0 | 91812.4
7153 | 2172252.1808 | 0 | 84387.6 | 1898082.6768 | 1906240.549 | 1884845.0198 | 1861584.9819 | 1835291.131 | 1806590.669 | 1772974.1419 | 1736626.5379 | 1691629.4742 | 1650180.4286 | 1610913.6707 | 1572630.2011 | 1535667.4678 | 1500069.1786 | 1465695.4698 | 1432587.2212 | 1400521.2676 | 1369285.7562 | 1340129.5923 | 1311573.7061 | 2172252.1808 | 0 | 84387.6
7154 | 2099881.9874 | 0 | 36134.4 | 1880288.4084 | 1888174.495 | 1867414.7694 | 1844852.6527 | 1819357.7967 | 1791536.5076 | 1758962.9358 | 1723749.2749 | 1680174.3175 | 1640029.1733 | 1601993.6123 | 1564908.5807 | 1529100.2839 | 1494610.9739 | 1461305.4465 | 1429223.2195 | 1398148.5626 | 1367876.6812 | 1339614.8722 | 1311933.3423 | 2099881.9874 | 0 | 36134.4
7155 | 2040490.89 | 0 | 91321.1 | 1770899.3987 | 1778562.4426 | 1758324.8445 | 1736335.8323 | 1711497.0278 | 1684397.5887 | 1652680.2761 | 1618397.5442 | 1575989.9988 | 1536915.2611 | 1499890.4411 | 1463789.2665 | 1428928.7169 | 1395349.849 | 1362921.2827 | 1331681.4182 | 1301420.6266 | 1271939.9055 | 1244412.4058 | 1217448.7732 | 2040490.89 | 0 | 91321.1
7156 | 2034618.1592 | 0 | 92748.1 | 1764112.7474 | 1771753.7363 | 1751568.8889 | 1729637.6682 | 1704864.8571 | 1677837.9177 | 1646206.3956 | 1612016.8376 | 1569725.8503 | 1530758.0784 | 1493834.3244 | 1457831.5574 | 1423065.8448 | 1389578.1251 | 1357237.3963 | 1326081.9481 | 1295902.7549 | 1266501.3872 | 1239047.6192 | 1212156.0955 | 2034618.1592 | 0 | 92748.1
7157 | 2014538.9106 | 0 | 93799.3 | 1744736.5509 | 1752302.1324 | 1732292.5688 | 1710553.8665 | 1686001.6169 | 1659217.4846 | 1627874.2112 | 1593998.1468 | 1552100.6045 | 1513493.4814 | 1476910.2041 | 1441238.8249 | 1406792.2918 | 1373611.1393 | 1341565.6584 | 1310693.7606 | 1280788.4835 | 1251653.3556 | 1224446.607 | 1197796.5539 | 2014538.9106 | 0 | 93799.3
7158 | 2080558.86 | 294.6004 | 87077.9 | 1811415.373 | 1819228.8918 | 1796635.1301 | 1772255.5629 | 1744970.2435 | 1715880.5794 | 1683574.6294 | 1648652.8843 | 1605446.7835 | 1565638.9348 | 1527921.2569 | 1491145.3615 | 1455634.4525 | 1421430.3928 | 1388399.2226 | 1356580.0961 | 1325759.2679 | 1295733.8282 | 1267699.964 | 1240241.0393 | 2080558.86 | 294.6004 | 87077.9
7159 | 2088071.9994 | 69972.92 | 75818 | 1759853.6968 | 1767695.4311 | 1271349.8081 | 773211.9307 | 272157.8082 | -112288.9971 | -147021.1979 | -184378.6396 | -230050.3529 | -272311.5426 | -312475.0136 | -351693.3013 | -389642.0345 | -426279.1992 | -461739.239 | -495982.8584 | -529224.5743 | -561668.0296 | -592112.7175 | -621980.3898 | 2088071.9994 | 69972.92 | 75818
7160 | 2230946.0427 | 93252.944 | 62076.2 | 1880707.1219 | 1889085.4183 | 1233221.6807 | 575443.0557 | -85451.3554 | -590331.775 | -627898.5201 | -668270.1354 | -717524.9171 | -763135.814 | -806505.4581 | -848865.2457 | -889868.6109 | -929470.665 | -967815.0507 | -1004859.7837 | -1040834.0592 | -1075955.4539 | -1108941.3177 | -1141310.6843 | 2230946.0427 | 93252.944 | 62076.2
7161 | 2337004.7096 | 101218.136 | 88584 | 1943026.8304 | 1951803.4291 | 1240856.4688 | 527903.5879 | -188313.2029 | -735096.4673 | -774459.2732 | -816760.2921 | -868366.7812 | -916156.156 | -961597.7293 | -1005981.4378 | -1048944.24 | -1090439.1129 | -1130616.5282 | -1169432.5057 | -1207127.1362 | -1243928.3404 | -1278492.4909 | -1312410.836 | 2337004.7096 | 101218.136 | 88584
7162 | 2405506.7531 | 104349.208 | 92745.2 | 1998251.8233 | 2007285.6808 | 1274448.3321 | 539546.2653 | -198715.3826 | -762298.0643 | -802755.2136 | -846236.7005 | -899296.4186 | -948427.1356 | -995141.2325 | -1040766.4566 | -1084929.1249 | -1127580.8362 | -1168876.4727 | -1208770.765 | -1247510.8415 | -1285331.3037 | -1320849.1399 | -1355702.241 | 2405506.7531 | 104349.208 | 92745.2
7163 | 2453085.6729 | 105491.24 | 99051.2 | 2034225.9111 | 2043438.4507 | 1302415.0212 | 559286.0353 | -187268.9815 | -757256.8333 | -798441.9914 | -842711.306 | -896748.3013 | -946778.583 | -994344.446 | -1040799.8991 | -1085763.8683 | -1129186.995 | -1171227.2249 | -1211838.3932 | -1251272.5163 | -1289768.8358 | -1325916.9854 | -1361387.2519 | 2453085.6729 | 105491.24 | 99051.2
7164 | 2463017.0461 | 106689.552 | 98893.9 | 2042248.6037 | 2051498.4405 | 1302235.2839 | 550858.0465 | -203959.0922 | -780183.5086 | -821557.7889 | -866028.7121 | -920306.8606 | -970562.0743 | -1018342.8921 | -1065008.8044 | -1110177.1944 | -1153798.5039 | -1196031.3179 | -1236829.2847 | -1276445.441 | -1315119.997 | -1351436.8764 | -1387073.1283 | 2463017.0461 | 106689.552 | 98893.9
7165 | 2477273.5412 | 105199.672 | 100134 | 2055509.3398 | 2064812.7167 | 1325546.575 | 584154.1158 | -160698.1557 | -729505.5865 | -771041.9693 | -815692.919 | -870207.8604 | -920676.5814 | -968656.584 | -1015515.228 | -1060867.6816 | -1104664.0999 | -1147063.9857 | -1188020.719 | -1227788.8014 | -1266609.8332 | -1303059.5417 | -1338824.683 | 2477273.5412 | 105199.672 | 100134
7166 | 2479103.204 | 102733.656 | 100134 | 2059645.1675 | 2068955.4157 | 1346431.9535 | 621780.6032 | -106333.1146 | -662595.0725 | -704081.457 | -748684.7087 | -803159.2376 | -853584.5575 | -901519.321 | -948331.8975 | -993637.1714 | -1037385.2605 | -1079735.7858 | -1120642.0927 | -1160358.8708 | -1199127.8988 | -1235523.852 | -1271234.7326 | 2479103.204 | 102733.656 | 100134
7167 | 2439965.0411 | 93170.464 | 100134 | 2033489.5579 | 2042652.8231 | 1385479.36 | 726211.6024 | 63536.1383 | -443497.0806 | -484107.4533 | -527785.4865 | -581178.9566 | -630587.1437 | -677544.0932 | -723396.5721 | -767765.5444 | -810601.9156 | -852062.7866 | -892102.2395 | -930970.9428 | -968906.8585 | -1004507.1636 | -1039433.2115 | 2439965.0411 | 93170.464 | 100134
7168 | 2411648.0341 | 73893.296 | 100134 | 2026923.6745 | 2035980.5955 | 1510101.2432 | 982151.9017 | 450834.4019 | 42428.507 | 2863.1608 | -39734.2442 | -91934.3338 | -140195.3914 | -186033.6594 | -230780.2746 | -274060.6001 | -315826.1111 | -356232.0853 | -395233.1376 | -433077.0274 | -469998.955 | -504612.3781 | -538559.369 | 2411648.0341 | 73893.296 | 100134
7169 | 2455046.4848 | 20411.61 | 100134 | 2120012.2438 | 2129232.1472 | 1966547.8241 | 1801756.2615 | 1633535.9295 | 1497285.7057 | 1458872.1939 | 1417372.0604 | 1366096.4386 | 1318830.7331 | 1274031.4161 | 1230343.3966 | 1188148.0532 | 1147494.7839 | 1108225.5168 | 1070386.4536 | 1033725.3765 | 998002.8525 | 964630.3754 | 931936.3233 | 2455046.4848 | 20411.61 | 100134
7170 | 2548121.214 | 0 | 100134 | 2225366.9768 | 2234936.4215 | 2210203.3234 | 2183283.0971 | 2152804.1112 | 2119502.0934 | 2080433.3743 | 2038161.0148 | 1985742.5626 | 1937486.049 | 1891789.4287 | 1847246.2369 | 1804252.311 | 1762858.9217 | 1722902.0043 | 1684429.5121 | 1647179.6652 | 1610903.9536 | 1577067.383 | 1543934.9574 | 2548121.214 | 0 | 100134
7171 | 2631101.0904 | 0 | 100134 | 2301097.1982 | 2310978.273 | 2285527.9291 | 2257819.2328 | 2226435.8855 | 2192137.574 | 2151884.7679 | 2108323.9943 | 2054286.7194 | 2004546.917 | 1957450.3712 | 1911544.8155 | 1867238.9777 | 1824585.7981 | 1783415.8693 | 1743778.7063 | 1705404.0041 | 1668035.1601 | 1633184.8879 | 1599061.6913 | 2631101.0904 | 0 | 100134
7172 | 2638495.511 | 0 | 100134 | 2307845.5947 | 2317754.4392 | 2292249.3495 | 2264479.5606 | 2233024.7934 | 2198646.8699 | 2158297.7172 | 2114631.3004 | 2060458.9393 | 2010596.1283 | 1963384.0024 | 1917366.2138 | 1872952.6388 | 1830196.3667 | 1788927.514 | 1749195.7346 | 1710729.9642 | 1673272.8787 | 1638341.4432 | 1604139.1268 | 2638495.511 | 0 | 100134
7173 | 2636619.3066 | 0 | 100134 | 2306133.3076 | 2316035.1061 | 2290555.164 | 2262812.1332 | 2231386.7445 | 2197040.2779 | 2156726.8284 | 2113098.4736 | 2058971.6451 | 2009151.3023 | 1961979.7598 | 1916001.7052 | 1871626.7235 | 1828907.8662 | 1787675.3706 | 1747978.8553 | 1709547.4488 | 1672124.0099 | 1637224.4251 | 1603053.4408 | 2636619.3066 | 0 | 100134
7174 | 2563247.3018 | 0 | 100134 | 2239171.5524 | 2248797.803 | 2223966.7529 | 2196935.5915 | 2166324.545 | 2132873.7087 | 2093621.939 | 2051147.5113 | 1998466.7622 | 1949972.6576 | 1904053.6422 | 1859294.9024 | 1816094.6251 | 1774504.3854 | 1734359.1448 | 1695707.1412 | 1658285.0408 | 1621842.8583 | 1587854.2959 | 1554574.0585 | 2563247.3018 | 0 | 100134
7175 | 2450646.291 | 0 | 100134 | 2136408.0892 | 2145611.4678 | 2121770.5324 | 2095826.1345 | 2066459.1124 | 2034377.0498 | 1996748.8832 | 1956039.627 | 1905572.4033 | 1859107.9088 | 1815105.3823 | 1772212.1615 | 1730808.9415 | 1690945.0318 | 1652462.6437 | 1615407.8961 | 1579529.0232 | 1544587.0214 | 1511990.8544 | 1480071.8965 | 2450646.291 | 0 | 100134
7176 | 2262826.6148 | 0 | 100134 | 1964997.5464 | 1973495.5699 | 1951306.9523 | 1927176.0833 | 1899884.9031 | 1870086.7654 | 1835167.582 | 1797403.4465 | 1750629.2025 | 1707550.9151 | 1666745.9084 | 1626965.1892 | 1588560.2758 | 1551576.6985 | 1515868.7619 | 1481479.0502 | 1448175.0931 | 1415736.2045 | 1385463.3639 | 1355815.8304 | 2262826.6148 | 0 | 100134
7177 | 2172563.5567 | 0 | 98891.3 | 1883863.1488 | 1892022.1904 | 1870623.9347 | 1847360.9031 | 1821063.6236 | 1792359.388 | 1758738.3827 | 1722385.9089 | 1677382.7356 | 1635928.089 | 1596656.043 | 1558367.4262 | 1521399.7349 | 1485796.6834 | 1451418.3878 | 1418305.7338 | 1386235.5242 | 1354995.8759 | 1325835.873 | 1297276.234 | 2172563.5567 | 0 | 98891.3
7178 | 2097904.6394 | 0 | 26359 | 1888259.2142 | 1896137.8748 | 1875395.4634 | 1852852.3579 | 1827379.2749 | 1799581.9492 | 1767036.816 | 1731854.0797 | 1688317.9202 | 1648208.3444 | 1610206.3652 | 1573154.0203 | 1537377.2081 | 1502918.1405 | 1469641.7409 | 1437587.4897 | 1406539.86 | 1376294.2497 | 1348056.8191 | 1320399.1212 | 2097904.6394 | 0 | 26359
7179 | 2014426.8916 | 0 | 92497.8 | 1745935.8186 | 1753500.9794 | 1733491.603 | 1711753.1841 | 1687201.3743 | 1660417.806 | 1629075.3501 | 1595200.244 | 1553304.1059 | 1514698.2042 | 1478116.0358 | 1442445.7147 | 1408000.1716 | 1374819.9388 | 1342775.3143 | 1311904.2078 | 1281999.6681 | 1252865.2349 | 1225659.0737 | 1199009.5771 | 2014426.8916 | 0 | 92497.8
7180 | 1994245.4465 | 0 | 2764.09 | 1817251.2642 | 1824740.6338 | 1804909.2982 | 1783366.2424 | 1759037.9815 | 1732500.3209 | 1701449.4457 | 1667891.2936 | 1626392.4678 | 1588150.9153 | 1551912.8214 | 1516577.4396 | 1482454.5654 | 1449584.3249 | 1417838.3158 | 1387254.0678 | 1357626.7032 | 1328761.7297 | 1301805.71 | 1275400.7779 | 1994245.4465 | 0 | 2764.09
7181 | 1968076.0005 | 0 | 0 | 1796132.2391 | 1803523.3296 | 1783920.6048 | 1762628.6218 | 1738587.9826 | 1712366.9364 | 1681691.9002 | 1648542.4887 | 1607556.605 | 1569785.251 | 1533991.0653 | 1499087.7459 | 1465381.0229 | 1432910.496 | 1401549.4478 | 1371334.9155 | 1342064.7099 | 1313546.8909 | 1286912.9756 | 1260822.9162 | 1968076.0005 | 0 | 0
7182 | 2039088.0878 | 0 | 33731.8 | 1827208.4543 | 1834866.23 | 1814638.3172 | 1792660.1945 | 1767834.2385 | 1740749.2021 | 1709049.4669 | 1674786.0762 | 1632403.4576 | 1593351.3554 | 1556347.7617 | 1520267.1784 | 1485426.3672 | 1451866.3565 | 1419455.8566 | 1388233.2413 | 1357989.0258 | 1328524.3445 | 1301011.5418 | 1274062.2186 | 2039088.0878 | 0 | 33731.8
7183 | 2048164.255 | 8562.294 | 41007.3 | 1819653.8753 | 1827345.7364 | 1748824.9175 | 1668546.0984 | 1585406.77 | 1514550.1311 | 1482429.6152 | 1447734.0326 | 1404883.0828 | 1365377.4737 | 1327929.4913 | 1291408.6276 | 1256133.0544 | 1222143.9827 | 1189309.5383 | 1157668.2659 | 1127009.7483 | 1097134.2347 | 1069219.2877 | 1041870.3281 | 2048164.255 | 8562.294 | 41007.3
7184 | 2197130.7027 | 61966.124 | 49030.8 | 1894178.3272 | 1902429.6304 | 1459552.8094 | 1014790.1258 | 566958.8833 | 222006.3902 | 185964.141 | 147159.5361 | 99606.4104 | 55641.9378 | 13884.7465 | -26877.8952 | -66304.6744 | -104351.3826 | -141159.4854 | -176687.635 | -211161.5522 | -244795.5163 | -276326.3185 | -307249.968 | 2197130.7027 | 61966.124 | 49030.8
7185 | 2290468.4599 | 40066.664 | 54780.4 | 1995511.3583 | 2004113.1906 | 1709287.3211 | 1412495.4744 | 1112504.7114 | 878070.6292 | 841406.2411 | 801862.1481 | 753197.8825 | 708274.7219 | 665652.6115 | 624067.301 | 583874.6026 | 545120.6028 | 507657.8265 | 471529.378 | 436499.9473 | 402346.1523 | 370384.8651 | 339056.5235 | 2290468.4599 | 40066.664 | 54780.4
7186 | 2371118.5238 | 39373.244 | 55375.2 | 2069213.9346 | 2078118.6474 | 1787295.2848 | 1494436.7205 | 1198266.6024 | 966385.3298 | 928578.7877 | 887791.1428 | 837562.1934 | 791206.0778 | 747232.0349 | 704331.2989 | 662872.2105 | 622902.479 | 584269.4364 | 547017.7049 | 510903.6889 | 475696.1408 | 442758.3011 | 410475.6938 | 2371118.5238 | 39373.244 | 55375.2
7187 | 2277156.9476 | 44413.76 | 91968.3 | 1941827.8293 | 1950379.6703 | 1626107.314 | 1299880.4062 | 970473.1733 | 714025.3633 | 677397.1116 | 637905.8908 | 589347.5012 | 544508.4744 | 501957.1249 | 460436.5495 | 420300.4929 | 381594.7737 | 344172.7736 | 308077.3467 | 273074.5504 | 238942.301 | 206989.8171 | 175666.6003 | 2277156.9476 | 44413.76 | 91968.3
7188 | 2288889.4152 | 57660.94 | 24883.5 | 2006372.8932 | 2014968.7953 | 1600531.5734 | 1184129.7297 | 764531.1749 | 440392.947 | 403149.8643 | 363029.0618 | 313794.3742 | 268298.2125 | 225101.5146 | 182940.9018 | 142171.9411 | 102840.6873 | 64799.7666 | 28092.2539 | -7516.9986 | -42251.2191 | -74794.4433 | -106705.1583 | 2288889.4152 | 57660.94 | 24883.5
7189 | 2288994.4321 | 63059.256 | 20278.3 | 2005675.6191 | 2014271.9157 | 1563129.0006 | 1110021.3735 | 653716.8888 | 302047.1829 | 264616.9628 | 224308.8907 | 174886.5155 | 129202.8377 | 85818.7293 | 43470.7534 | 2514.4936 | -37003.9936 | -75232.0883 | -112126.7138 | -147923.0288 | -182844.2716 | -215574.4176 | -247672.0254 | 2288994.4321 | 63059.256 | 20278.3
7190 | 2302862.9611 | 56540.296 | 53342.7 | 1991787.0643 | 2000435.444 | 1593482.0981 | 1184552.1365 | 772405.9481 | 453800.044 | 416381.1618 | 376066.9915 | 326583.2964 | 280860.9506 | 237452.1068 | 195085.6734 | 154119.3879 | 114599.5864 | 76377.9956 | 39497.9531 | 3722.8755 | -31171.8279 | -63862.1592 | -95916.1198 | 2302862.9611 | 56540.296 | 53342.7
7191 | 2278914.0163 | 55372.364 | 91210 | 1933231.0851 | 1941789.5248 | 1542981.3903 | 1142217.1961 | 738270.2227 | 425905.1377 | 388865.2424 | 348960.1689 | 299980.9304 | 254723.9245 | 211756.361 | 169820.3671 | 129269.9603 | 90150.9945 | 52316.7383 | 15810.079 | -19603.1067 | -54145.0738 | -86505.5935 | -118236.3605 | 2278914.0163 | 55372.364 | 91210
7192 | 2249018.6715 | 13569.208 | 98803.3 | 1940157.4458 | 1948603.6137 | 1834237.2512 | 1717940.489 | 1598502.7002 | 1499634.4479 | 1464409.7354 | 1426357.4309 | 1379349.9983 | 1336015.9693 | 1294941.3492 | 1254884.7663 | 1216195.594 | 1178919.0848 | 1142910.4321 | 1108211.9604 | 1074592.618 | 1041833.0653 | 1011226.3432 | 981241.1126 | 2249018.6715 | 13569.208 | 98803.3
7193 | 2281477.3329 | 1232.9531 | 93907.4 | 1987012.4648 | 1995580.531 | 1964794.376 | 1932049.9611 | 1896119.187 | 1859756.2262 | 1824475.3998 | 1786326.1725 | 1739092.5735 | 1695585.394 | 1654370.232 | 1614187.7999 | 1575392.5134 | 1538030.278 | 1501954.1973 | 1467207.2066 | 1433554.9196 | 1400774.8311 | 1370178.6437 | 1340212.9173 | 2281477.3329 | 1232.9531 | 93907.4
7194 | 2373361.3777 | 0 | 93302.4 | 2072706.8824 | 2081620.0182 | 2058417.1533 | 2033177.1617 | 2004622.4838 | 1973438.3883 | 1936883.0938 | 1897343.8766 | 1848354.4244 | 1803241.4693 | 1760512.8402 | 1718858.5331 | 1678647.2373 | 1639926.7072 | 1602544.1304 | 1566544.1713 | 1531683.0038 | 1497729.1617 | 1466047.175 | 1435021.0404 | 2373361.3777 | 0 | 93302.4
7195 | 2595217.7899 | 0 | 97098.3 | 2271384.5933 | 2281130.9087 | 2255994.7664 | 2228631.0714 | 2197642.8408 | 2163779.4006 | 2124042.674 | 2081043.0943 | 2027709.8933 | 1978615.5554 | 1932128.4249 | 1886816.0416 | 1843081.5591 | 1800977.1956 | 1760335.8541 | 1721206.3743 | 1683322.1378 | 1646430.0415 | 1612022.1683 | 1578331.4548 | 2595217.7899 | 0 | 97098.3
7196 | 2595646.5766 | 0 | 98793.6 | 2270080.6185 | 2279828.5442 | 2254698.6486 | 2227340.8323 | 2196357.8815 | 2162499.2461 | 2122766.3538 | 2079770.0695 | 2026438.4564 | 1977346.4068 | 1930861.9954 | 1885552.5253 | 1841821.2166 | 1799720.2963 | 1759082.6397 | 1719957.0947 | 1682076.9986 | 1645189.2066 | 1610786.0483 | 1577100.1682 | 2595646.5766 | 0 | 98793.6
7197 | 2602010.1568 | 0 | 100134 | 2274547.8354 | 2284319.6595 | 2259142.7623 | 2231732.4824 | 2200688.1805 | 2166761.1438 | 2126945.4488 | 2083858.361 | 2030410.606 | 1981212.8083 | 1934629.0418 | 1889223.0972 | 1845399.183 | 1803209.6544 | 1762486.9769 | 1723280.118 | 1685321.7616 | 1648358.1419 | 1613885.2473 | 1580131.3895 | 2602010.1568 | 0 | 100134
7198 | 2554066.0303 | 0 | 100134 | 2230792.4157 | 2240384.1861 | 2215633.5292 | 2188690.6414 | 2158180.6914 | 2124841.1233 | 2085721.4001 | 2043390.5623 | 1990889.9608 | 1942561.0078 | 1896797.9203 | 1852190.9523 | 1809136.8647 | 1767687.0477 | 1727677.054 | 1689154.9487 | 1651858.3412 | 1615538.1416 | 1581662.7735 | 1548493.1933 | 2554066.0303 | 0 | 100134
7199 | 2440634.7175 | 0 | 99861.6 | 2127543.5911 | 2136709.3713 | 2112956.0993 | 2087107.9579 | 2057851.1749 | 2025890.443 | 1988406.2645 | 1947853.5835 | 1897582.799 | 1851298.3914 | 1807465.8941 | 1764738.1706 | 1723494.3609 | 1683783.5728 | 1645448.6625 | 1608535.5605 | 1572793.5293 | 1537984.5419 | 1505511.8059 | 1473713.5123 | 2440634.7175 | 0 | 99861.6
7200 | 2323384.5801 | 0 | 98852.9 | 2021545.8789 | 2030271.3273 | 2007552.4516 | 1982839.3459 | 1954881.3524 | 1924349.31 | 1888559.1721 | 1849847.9451 | 1801885.4804 | 1757717.8838 | 1715884.4056 | 1675102.627 | 1635733.4736 | 1597823.6943 | 1561223.6944 | 1525977.1979 | 1491845.5131 | 1458602.0478 | 1427582.5985 | 1397205.1908 | 2323384.5801 | 0 | 98852.9
7201 | 2230003.3911 | 0 | 97572.5 | 1937603.4703 | 1945978.2266 | 1924077.0159 | 1900261.7269 | 1873331.9685 | 1843931.6169 | 1809484.5025 | 1772233.703 | 1726103.4905 | 1683615.6233 | 1643368.0618 | 1604129.9301 | 1566247.6476 | 1529766.0842 | 1494541.6578 | 1460616.3348 | 1427761.0172 | 1395758.2199 | 1365890.0511 | 1336638.1192 | 2230003.3911 | 0 | 97572.5
7202 | 2153330.7726 | 0 | 93317.1 | 1871884.8643 | 1879971.6773 | 1858743.9432 | 1835667.9412 | 1809584.5523 | 1781115.5149 | 1747773.2339 | 1711723.6651 | 1667099.9776 | 1625993.4033 | 1587050.1079 | 1549081.5358 | 1512422.1957 | 1477115.4148 | 1443022.5475 | 1410184.1177 | 1378378.9039 | 1347396.8988 | 1318476.1289 | 1290150.4081 | 2153330.7726 | 0 | 93317.1
7203 | 2075818.4543 | 0 | 87592.1 | 1806869.5201 | 1814665.2363 | 1794118.3028 | 1771789.6325 | 1746561.8305 | 1719034.2551 | 1686808.8557 | 1651973.6212 | 1608872.9062 | 1569162.7006 | 1531537.9035 | 1494852.7431 | 1459429.687 | 1425310.5027 | 1392361.5355 | 1360621.8503 | 1329878.189 | 1299928.1039 | 1271965.0567 | 1244575.639 | 2075818.4543 | 0 | 87592.1
7204 | 2057578.2513 | 0 | 93085.3 | 1784729.6984 | 1792456.9137 | 1772071.023 | 1749919.0517 | 1724893.4234 | 1697588.2296 | 1665626.4917 | 1631077.8512 | 1588336.359 | 1548955.5838 | 1511641.8927 | 1475259.5817 | 1440128.2848 | 1406289.4026 | 1373610.4548 | 1342130.1631 | 1311637.1433 | 1281930.7264 | 1254193.8875 | 1227025.6375 | 2057578.2513 | 0 | 93085.3
7205 | 2019469.6877 | 0 | 92826.2 | 1750209.6436 | 1757793.7426 | 1737741.0041 | 1715954.8947 | 1691348.3515 | 1664504.4629 | 1633090.2743 | 1599137.0954 | 1557142.8052 | 1518446.9879 | 1481779.97 | 1446027.0821 | 1411502.0382 | 1378245.4721 | 1346127.3572 | 1315185.6979 | 1285213.0252 | 1256012.3867 | 1228744.8474 | 1202035.3662 | 2019469.6877 | 0 | 92826.2
7206 | 2074864.5927 | 0 | 93925.7 | 1799665.3939 | 1807457.5279 | 1786916.3487 | 1764594.2514 | 1739374.3547 | 1711855.7413 | 1679641.4626 | 1644818.548 | 1601733.9511 | 1562038.3055 | 1524427.1102 | 1487755.1199 | 1452344.6538 | 1418237.4604 | 1385299.9464 | 1353571.1587 | 1322837.9373 | 1292897.9273 | 1264944.0422 | 1237563.523 | 2074864.5927 | 0 | 93925.7
7207 | 2119117.994 | 63625.804 | 91504.3 | 1778848.1298 | 1786806.4571 | 1333337.2962 | 878049.2333 | 419801.5657 | 67339.743 | 32371.6435 | -5260.7298 | -51330.9934 | -93940.0248 | -134420.1482 | -173941.035 | -212173.4912 | -249074.8782 | -284781.6385 | -319253.8923 | -352709.3461 | -385354.6706 | -415971.5095 | -446002.7535 | 2119117.994 | 63625.804 | 91504.3
7208 | 2270571.9785 | 90160.832 | 86145 | 1895894.3934 | 1904421.5046 | 1269231.2699 | 632092.1358 | -8218.1267 | -497813.418 | -535847.4674 | -576736.207 | -626665.8953 | -672886.9763 | -716826.9955 | -759739.2211 | -801270.9318 | -841376.4412 | -880201.9437 | -917704.7091 | -954118.0035 | -989663.2685 | -1023035.0713 | -1055779.4267 | 2270571.9785 | 90160.832 | 86145
7209 | 2384191.454 | 99396.584 | 78078.7 | 1998417.8897 | 2007371.6978 | 1308394.6469 | 607371.1737 | -96982.1114 | -635049.9194 | -675030.93 | -718009.4795 | -770481.3871 | -819059.1086 | -865241.6239 | -910344.9148 | -953998.6097 | -996154.7363 | -1036966.8043 | -1076389.9455 | -1114669.0985 | -1152036.7859 | -1187122.251 | -1221548.8711 | 2384191.454 | 99396.584 | 78078.7
7210 | 2454764.5152 | 102564.808 | 67294.9 | 2070440.8109 | 2079659.6554 | 1358521.519 | 635276.3852 | -91397.1242 | -646478.8704 | -687585.2429 | -731777.8828 | -785744.8881 | -835702.4376 | -883193.882 | -929574.1564 | -974461.9262 | -1017807.799 | -1059769.8286 | -1100301.8185 | -1139655.9577 | -1178071.6515 | -1214137.5683 | -1249525.1381 | 2454764.5152 | 102564.808 | 67294.9
7211 | 2475714.2969 | 103085.088 | 37757.4 | 2118577.5051 | 2127875.0263 | 1403010.7095 | 676021.4135 | -54425.5171 | -612419.6661 | -653850.4319 | -698393.8042 | -752794.9597 | -803152.4414 | -851022.7713 | -897772.4483 | -943016.883 | -986706.2618 | -1028999.9871 | -1069851.4683 | -1109515.0466 | -1148232.1705 | -1184579.4636 | -1220242.6205 | 2475714.2969 | 103085.088 | 37757.4
7212 | 2488631.4054 | 103328.312 | 25628.4 | 2142251.868 | 2151597.8993 | 1424960.4921 | 696187.0185 | -36062.1299 | -595459.4424 | -637090.5801 | -681850.5645 | -736519.7653 | -787124.1943 | -835228.4948 | -882206.2952 | -927670.9998 | -971572.5349 | -1014071.1346 | -1055119.9653 | -1094974.6952 | -1133878.0325 | -1170399.1744 | -1206232.6106 | 2488631.4054 | 103328.312 | 25628.4
7213 | 2481604.5754 | 102058.528 | 14903.2 | 2147833.931 | 2157153.5731 | 1439203.3081 | 719123.0081 | -4423.153 | -557267.7216 | -598762.1647 | -643376.62 | -697872.3122 | -748314.71 | -796264.0384 | -843090.0475 | -888407.2332 | -932165.663 | -974525.1188 | -1015438.8991 | -1055161.9502 | -1093936.295 | -1130335.1708 | -1166048.2825 | 2481604.5754 | 102058.528 | 14903.2
7214 | 2468414.251 | 98008.064 | 1871 | 2152878.6621 | 2162148.7681 | 1471843.9311 | 779420.3808 | 83549.3913 | -448489.2537 | -489665.1036 | -533944.3819 | -588052.3761 | -638128.62 | -685725.0458 | -732204.1231 | -777182.3967 | -820610.1996 | -862646.4643 | -903244.7377 | -942658.6109 | -981128.8204 | -1017236.187 | -1052661.4346 | 2468414.251 | 98008.064 | 1871
7215 | 2452588.8574 | 89780.136 | 0 | 2148534.8045 | 2157745.4784 | 1523509.2556 | 887167.9028 | 247401.2129 | -242499.1619 | -283178.5945 | -326941.5591 | -380470.2262 | -429992.9911 | -477051.8365 | -523000.4968 | -567457.9753 | -610374.9234 | -651909.2547 | -692014.8139 | -730943.5662 | -768934.7049 | -804578.1492 | -839543.8477 | 2452588.8574 | 89780.136 | 0
7216 | 2388317.8449 | 68683.208 | 0 | 2110975.8486 | 2119945.1533 | 1629688.7661 | 1137382.4147 | 641740.4884 | 260181.344 | 221124.4173 | 179064.7639 | 127495.3218 | 79826.8057 | 34557.6413 | -9630.431 | -52366.3983 | -93602.2055 | -133491.6279 | -171989.7196 | -209341.8432 | -245780.9236 | -279933.8319 | -313426.755 | 2388317.8449 | 68683.208 | 0
7217 | 2424341.5562 | 17183.51 | 0 | 2195351.995 | 2204456.5864 | 2063986.0573 | 1921434.6438 | 1775497.344 | 1656077.9362 | 1618213.1424 | 1577300.3308 | 1526734.2917 | 1480128.0173 | 1435957.2847 | 1392883.9508 | 1351284.6242 | 1311208.0853 | 1272498.239 | 1235200.7093 | 1199066.4326 | 1163858.9709 | 1130972.1643 | 1098755.2976 | 2424341.5562 | 17183.51 | 0
7218 | 2504579.4404 | 0 | 0 | 2285763.2923 | 2295169.2163 | 2270817.3789 | 2244315.7865 | 2214316.246 | 2181541.9129 | 2143099.4187 | 2101508.0272 | 2049943.9175 | 2002470.6279 | 1957513.4888 | 1913690.0686 | 1871389.4407 | 1830661.9997 | 1791346.4846 | 1753490.0291 | 1716835.3266 | 1681138.1136 | 1647838.362 | 1615230.7232 | 2504579.4404 | 0 | 0
7219 | 2506310.2846 | 0 | 0 | 2287342.9188 | 2296755.3429 | 2272397.693 | 2245888.8025 | 2215879.5464 | 2183093.5802 | 2144635.5358 | 2103026.418 | 2051437.6901 | 2003942.6094 | 1958965.4179 | 1915122.7289 | 1872803.8846 | 1832059.3143 | 1792727.6457 | 1754856.045 | 1718187.0278 | 1682476.1618 | 1649164.4139 | 1616545.2572 | 2506310.2846 | 0 | 0
7220 | 2478965.1628 | 0 | 0 | 2262386.8425 | 2271696.5723 | 2247588.3632 | 2221352.3846 | 2191654.2311 | 2159209.663 | 2121154.9019 | 2079983.4472 | 2028941.265 | 1981948.0662 | 1937445.2853 | 1894064.6287 | 1852191.191 | 1811874.8512 | 1772955.9975 | 1735481.2817 | 1699196.0286 | 1663858.4727 | 1630893.8594 | 1598614.2807 | 2478965.1628 | 0 | 0
7221 | 2467784.4355 | 0 | 1455.7 | 2250727.2354 | 2259994.9761 | 2235993.387 | 2209873.6251 | 2180307.3037 | 2148006.9545 | 2110121.7157 | 2069133.8403 | 2018319.7568 | 1971536.3948 | 1927232.2183 | 1884045.1051 | 1842358.4128 | 1802221.7956 | 1763476.3614 | 1726168.5518 | 1690044.8401 | 1654864.5513 | 1622046.5025 | 1589910.3986 | 2467784.4355 | 0 | 1455.7
7222 | 2431101.8263 | 0 | 57280.2 | 2161424.9545 | 2170554.934 | 2146880.977 | 2121120.333 | 2091964.3611 | 2060115.0017 | 2022763.7698 | 1982356.0207 | 1932268.1261 | 1886151.038 | 1842476.2832 | 1799901.9872 | 1758805.8088 | 1719236.6643 | 1681038.0235 | 1644255.6374 | 1608639.7482 | 1573953.2583 | 1541593.8947 | 1509906.3392 | 2431101.8263 | 0 | 57280.2
7223 | 2364633.0159 | 0 | 46336.5 | 2111706.9864 | 2120587.3429 | 2097499.5575 | 2072382.1373 | 2043962.2209 | 2012922.557 | 1976531.4474 | 1937167.3889 | 1888387.85 | 1843470.5517 | 1800928.8108 | 1759457.4409 | 1719423.7755 | 1680875.3933 | 1643660.0438 | 1607822.2272 | 1573119.0143 | 1539319.7899 | 1507784.0658 | 1476901.7819 | 2364633.0159 | 0 | 46336.5
7224 | 2281824.7187 | 0 | 31786 | 2050683.8539 | 2059253.2247 | 2036898.2558 | 2012584.7288 | 1985084.3575 | 1955055.981 | 1919863.5637 | 1881802.3088 | 1834655.299 | 1791235.2761 | 1750107.6197 | 1710012.8504 | 1671305.4379 | 1634031.2947 | 1598043.5021 | 1563385.0019 | 1529821.372 | 1497130.0734 | 1466623.0085 | 1436746.5005 | 2281824.7187 | 0 | 31786
7225 | 2190739.413 | 0 | 34103.3 | 1965239.0456 | 1973466.3464 | 1951908.9392 | 1928471.1551 | 1901973.7385 | 1873049.2288 | 1839166.8153 | 1802530.0817 | 1757170.2761 | 1715388.6844 | 1675807.9532 | 1637218.8786 | 1599961.7805 | 1564080.7389 | 1529434.6996 | 1496064.8904 | 1463746.2468 | 1432265.1129 | 1402881.023 | 1374102.3197 | 2190739.413 | 0 | 34103.3
7226 | 2135523.2073 | 0 | 27240.7 | 1921709.4824 | 1929729.4192 | 1908657.6118 | 1885752.8213 | 1859865.5142 | 1831612.2875 | 1798526.1179 | 1762755.049 | 1718480.7676 | 1677694.5136 | 1639053.6486 | 1601379.4463 | 1565003.6488 | 1529969.2252 | 1496138.6764 | 1463552.1911 | 1431990.3775 | 1401244.9647 | 1372543.7412 | 1344432.6459 | 2135523.2073 | 0 | 27240.7
7227 | 2111354.6259 | 0 | 36193.5 | 1890699.6235 | 1898628.7954 | 1877770.6998 | 1855100.3657 | 1829481.2694 | 1801523.0295 | 1768786.5431 | 1733395.5435 | 1689597.5657 | 1649248.1398 | 1611019.8228 | 1573747.2283 | 1537758.3441 | 1503095.6528 | 1469623.2117 | 1437380.7545 | 1406151.3722 | 1375729.1514 | 1347327.9849 | 1319510.2678 | 2111354.6259 | 0 | 36193.5
7228 | 2070264.7734 | 0 | 34287.6 | 1855105.5444 | 1862880.4038 | 1842383.4273 | 1820109.4809 | 1794944.1593 | 1767485.2171 | 1735341.0195 | 1700593.9692 | 1657603.552 | 1617994.5732 | 1580465.4236 | 1543873.3968 | 1508540.0976 | 1474507.1818 | 1441641.3522 | 1409981.5693 | 1379315.1457 | 1349440.1749 | 1321546.926 | 1294225.7718 | 2070264.7734 | 0 | 34287.6
7229 | 2064996.813 | 0 | 18838.8 | 1865746.6268 | 1873501.7025 | 1853050.3191 | 1830826.4874 | 1805718.6379 | 1778323.0041 | 1746254.0369 | 1711588.8402 | 1668701.2526 | 1629186.4989 | 1591746.2822 | 1555240.8037 | 1519990.8498 | 1486037.9704 | 1453249.2075 | 1421663.4224 | 1391068.4688 | 1361262.9542 | 1333434.1188 | 1306175.9225 | 2064996.813 | 0 | 18838.8
7230 | 1973164.3855 | 0 | 22726 | 1778050.0701 | 1785460.27 | 1765809.5988 | 1744465.3018 | 1720365.2421 | 1694079.138 | 1663327.5283 | 1630095.1459 | 1589006.0304 | 1551139.7557 | 1515255.7611 | 1480264.9361 | 1446473.8013 | 1413922.0588 | 1382482.6633 | 1352192.7482 | 1322849.6012 | 1294260.7862 | 1267560.7455 | 1241405.9669 | 1973164.3855 | 0 | 22726
7231 | 2021789.2145 | 66178.78 | 12043.3 | 1766930.6417 | 1774523.4517 | 1304551.1444 | 832843.4752 | 358312.1329 | -5986.691 | -39639.7049 | -75834.6253 | -120079.8929 | -161022.899 | -199934.7755 | -237931.472 | -274698.9143 | -310196.4218 | -344554.1706 | -377734.1124 | -409943.9547 | -441380.876 | -470882.4778 | -499825.3806 | 2021789.2145 | 66178.78 | 12043.3
7232 | 2109199.9854 | 38953.684 | 4894.1 | 1881078.9422 | 1889000.0224 | 1603333.9295 | 1315857.4476 | 1025435.2126 | 798878.9472 | 764864.9299 | 728199.1083 | 683134.8879 | 641515.7001 | 602015.4567 | 563469.9603 | 526206.8643 | 490268.6078 | 455519.3869 | 421998.8946 | 389490.4435 | 357788.33 | 328105.2084 | 299004.9409 | 2109199.9854 | 38953.684 | 4894.1
7233 | 2176117.5199 | 100932.048 | 3025.04 | 1882040.827 | 1890213.2154 | 1182619.8704 | 473158.699 | -239341.6838 | -782716.5088 | -819755.9158 | -859531.2595 | -907971.4539 | -952857.3167 | -995557.0086 | -1037271.6626 | -1077663.2302 | -1116687.9257 | -1154485.8617 | -1191016.0859 | -1226502.1603 | -1261156.3148 | -1293727.4219 | -1325697.183 | 2176117.5199 | 100932.048 | 3025.04
7234 | 2218144.6917 | 103040.648 | 0 | 1921312.6751 | 1929642.8962 | 1207341.8455 | 483136.8953 | -244165.9624 | -798806.207 | -836525.2639 | -877033.0963 | -926373.1229 | -972090.1736 | -1015578.832 | -1058063.4284 | -1099199.3858 | -1138942.0729 | -1177434.3082 | -1214634.3484 | -1250770.0733 | -1286057.8114 | -1319222.2725 | -1351773.7738 | 2218144.6917 | 103040.648 | 0
7235 | 2232186.0224 | 103892.376 | 0 | 1933275.537 | 1941658.4901 | 1213438.5354 | 483302.6289 | -249950.7953 | -809109.6305 | -847064.7203 | -887826.2391 | -937475.8619 | -983479.5744 | -1027240.7884 | -1069991.5847 | -1111385.2047 | -1151376.7346 | -1190109.8972 | -1227542.6848 | -1263904.4197 | -1299412.8 | -1332784.4624 | -1365539.2848 | 2232186.0224 | 103892.376 | 0
7236 | 2245694.0183 | 103967.808 | 3077.18 | 1942450.7756 | 1950884.4579 | 1222026.905 | 491241.8061 | -242679.6762 | -802393.3362 | -840551.7284 | -881533.5328 | -931457.2271 | -977712.9481 | -1021712.6002 | -1064695.72 | -1106313.4506 | -1146520.6066 | -1185461.7801 | -1223094.7095 | -1259650.1048 | -1295346.9814 | -1328894.2098 | -1361820.8656 | 2245694.0183 | 103967.808 | 3077.18
7237 | 2216469.3103 | 92076.528 | 5187.15 | 1925560.6358 | 1933884.565 | 1286114.4786 | 636441.9308 | -16326.1846 | -515063.6175 | -552413.6195 | -592550.2907 | -641512.4851 | -686854.44 | -729969.6857 | -772081.6279 | -812845.9497 | -852218.0535 | -890340.65 | -927172.0273 | -962939.8933 | -997860.4131 | -1030659.2594 | -1062845.609 | 2216469.3103 | 92076.528 | 5187.15
7238 | 2196944.4295 | 38604.264 | 0 | 1966400.988 | 1974651.5917 | 1690556.5673 | 1404575.8401 | 1115526.8143 | 889652.6993 | 854352.3076 | 816289.7943 | 769479.502 | 726257.5585 | 685242.7091 | 645222.3251 | 606537.6903 | 569233.0095 | 533166.8291 | 498380.4934 | 464648.3006 | 431755.9898 | 400966.6626 | 370784.4367 | 2196944.4295 | 38604.264 | 0
7239 | 2183268.4577 | 45437.936 | 0 | 1947086.165 | 1955285.4087 | 1624849.9669 | 1292540.5609 | 957181.9564 | 696627.4046 | 661292.7432 | 623213.1545 | 576440.2417 | 533233.3401 | 492219.7936 | 452194.5219 | 413496.6844 | 376170.2106 | 340074.5275 | 305250.7222 | 271474.4977 | 238532.927 | 207681.2488 | 177432.8926 | 2183268.4577 | 45437.936 | 0
7240 | 2181592.6519 | 73779.352 | 0 | 1917215.3523 | 1925408.3025 | 1402317.9649 | 877355.1015 | 349345.3799 | -55691.5118 | -91944.383 | -130940.0745 | -178622.4176 | -222741.4864 | -264668.8838 | -305608.765 | -345222.2308 | -383465.3855 | -420478.6943 | -456221.1015 | -490916.7319 | -524778.3493 | -556551.6784 | -587722.1484 | 2181592.6519 | 73779.352 | 0
7241 | 2245145.5939 | 19061.312 | 0 | 2029933.941 | 2038365.5637 | 1886698.6322 | 1733104.6255 | 1576375.0013 | 1449553.1679 | 1414203.2906 | 1376030.6907 | 1328918.3845 | 1285473.1559 | 1244283.4452 | 1204110.0186 | 1165301.6477 | 1127903.5071 | 1091771.0396 | 1056946.4969 | 1023199.225 | 990310.2622 | 959570.4226 | 929451.0041 | 2245145.5939 | 19061.312 | 0
7242 | 2377994.0383 | 0 | 0 | 2170237.204 | 2179167.7377 | 2155924.3083 | 2130639.7758 | 2102034.087 | 2070793.8481 | 2034171.9259 | 1994560.2565 | 1945479.9059 | 1900283.619 | 1857476.3123 | 1815745.4245 | 1775460.3648 | 1736668.9806 | 1699218.1613 | 1663152.6585 | 1628228.1701 | 1594212.7782 | 1562473.6762 | 1531391.7065 | 2377994.0383 | 0 | 0
7243 | 2425533.3532 | 0 | 0 | 2213623.179 | 2222732.2461 | 2199081.8957 | 2173349.6379 | 2144229.8293 | 2112422.8023 | 2075126.505 | 2034780.6915 | 1984776.9049 | 1938734.8297 | 1895129.4937 | 1852622.0957 | 1811589.4297 | 1772080.2999 | 1733938.5347 | 1697209.7803 | 1661644.8509 | 1627007.1919 | 1594691.3289 | 1563045.7353 | 2425533.3532 | 0 | 0
7244 | 2421663.9013 | 0 | 0 | 2210091.7872 | 2219186.3227 | 2195579.8553 | 2169894.8017 | 2140827.6015 | 2109077.4699 | 2071846.8249 | 2031571.5286 | 1981653.6667 | 1935691.196 | 1892161.5771 | 1849728.1447 | 1808767.0917 | 1769327.1444 | 1731252.3803 | 1694588.3729 | 1659086.3337 | 1624510.0858 | 1592251.9299 | 1560662.9741 | 2421663.9013 | 0 | 0
7245 | 2419352.5751 | 0 | 1893.77 | 2206088.6233 | 2215174.4786 | 2191596.9689 | 2165942.8569 | 2136909.8263 | 2105196.425 | 2068007.7412 | 2027777.3119 | 1977913.5203 | 1932001.3447 | 1888519.6988 | 1846133.1933 | 1805217.6619 | 1765821.7844 | 1727789.7871 | 1691167.2 | 1655705.4721 | 1621168.6518 | 1588947.7111 | 1557395.3317 | 2419352.5751 | 0 | 1893.77
7246 | 2415388.6417 | 0 | 49738.7 | 2154626.0746 | 2163697.0434 | 2140160.6743 | 2114551.1053 | 2085568.1538 | 2053909.2232 | 2016783.9809 | 1976621.9768 | 1926842.3939 | 1881007.9527 | 1837600.059 | 1795285.5113 | 1754439.5275 | 1715110.7079 | 1677143.5338 | 1640583.4607 | 1605182.3449 | 1570704.6213 | 1538538.9828 | 1507040.8103 | 2415388.6417 | 0 | 49738.7
7247 | 2364414.7498 | 0 | 77382.8 | 2080461.4893 | 2089341.0262 | 2066255.152 | 2041139.8303 | 2012722.3173 | 1981685.2985 | 1945297.3281 | 1905936.6831 | 1857161.4268 | 1812248.0547 | 1769710.0206 | 1728242.2589 | 1688212.0688 | 1649667.0248 | 1612454.8906 | 1576620.1621 | 1541919.9325 | 1508123.608 | 1476590.5749 | 1445710.9216 | 2364414.7498 | 0 | 77382.8
7248 | 2154218.7122 | 0 | 52221.5 | 1913790.8278 | 1921880.9755 | 1900643.351 | 1877556.6966 | 1851461.4151 | 1822979.5015 | 1789622.3347 | 1753556.7637 | 1708913.5385 | 1667788.8767 | 1628828.3859 | 1590843.0203 | 1554167.4266 | 1518844.9498 | 1484736.8872 | 1451883.7793 | 1420064.3135 | 1389068.3959 | 1360134.5634 | 1331796.0255 | 2154218.7122 | 0 | 52221.5
7249 | 2056986.1045 | 0 | 34099.9 | 1843174.6853 | 1850899.6768 | 1830513.4412 | 1808361.6332 | 1783336.9952 | 1756033.4478 | 1724074.6963 | 1689529.7868 | 1646794.3834 | 1607418.7297 | 1570109.5653 | 1533731.5129 | 1498604.1147 | 1464768.7592 | 1432093.0042 | 1400615.5605 | 1370125.1044 | 1340421.0249 | 1312685.9566 | 1285519.3135 | 2056986.1045 | 0 | 34099.9
7250 | 1973208.9278 | 0 | 23709.9 | 1777106.8209 | 1784517.188 | 1764866.6379 | 1743522.4239 | 1719422.3849 | 1693136.2522 | 1662384.513 | 1629151.9453 | 1588062.467 | 1550195.9022 | 1514311.6623 | 1479320.6122 | 1445529.2793 | 1412977.3667 | 1381537.8264 | 1351247.7922 | 1321904.5476 | 1293315.6519 | 1266615.5732 | 1240460.769 | 1973208.9278 | 0 | 23709.9
7251 | 1937353.9754 | 0 | 23629.8 | 1744464.4874 | 1751740.2017 | 1732405.6916 | 1711408.293 | 1687705.1452 | 1661855.627 | 1631621.6464 | 1598951.916 | 1558568.042 | 1521348.5184 | 1486075.2991 | 1451679.0395 | 1418460.6972 | 1386459.2539 | 1355549.97 | 1325769.3047 | 1296918.2251 | 1268807.7871 | 1242551.8447 | 1216831.2685 | 1937353.9754 | 0 | 23629.8
7252 | 1904090.5138 | 0 | 18615 | 1719121.9356 | 1726272.7292 | 1707230.8088 | 1686554.5508 | 1663219.0001 | 1637773.9311 | 1608019.6789 | 1575871.4976 | 1536141.621 | 1499521.7643 | 1464814.7948 | 1430969.728 | 1398282.3542 | 1366790.9858 | 1336373.025 | 1307064.3049 | 1278669.2099 | 1251002.0401 | 1225157.5251 | 1199839.1843 | 1904090.5138 | 0 | 18615
7253 | 1889516.2803 | 0 | 23163 | 1701273.0007 | 1708369.0609 | 1689454.2212 | 1668917.5535 | 1645741.9477 | 1620472.9703 | 1590927.7928 | 1559007.0098 | 1519562.5631 | 1483204.3316 | 1448744.3459 | 1415139.6656 | 1382683.8172 | 1351414.8197 | 1321211.0138 | 1292107.9583 | 1263911.5348 | 1236437.4649 | 1210772.0988 | 1185628.8796 | 1889516.2803 | 0 | 23163
7254 | 1805364.9897 | 0 | 22512.2 | 1625124.5074 | 1631904.5382 | 1613723.1531 | 1593992.1695 | 1571739.7753 | 1547487.2396 | 1519148.9482 | 1488540.851 | 1450744.1632 | 1415896.2433 | 1382862.029 | 1350645.0284 | 1319525.6955 | 1289540.356 | 1260572.7687 | 1232656.9091 | 1205607.3038 | 1179247.8814 | 1154616.6105 | 1130484.2323 | 1805364.9897 | 0 | 22512.2
7255 | 1824514.7931 | 50035.616 | 20175.6 | 1594902.245 | 1601754.1927 | 1243252.0482 | 883183.8683 | 520567.5328 | 240966.5769 | 210686.4579 | 178112.4567 | 138273.6144 | 101414.8182 | 66388.9658 | 32188.9954 | -901.6642 | -32846.3019 | -63762.3919 | -93615.5985 | -122593.3622 | -150873.6221 | -177407.3997 | -203436.9928 | 1824514.7931 | 50035.616 | 20175.6
7256 | 1894659.8568 | 86218.112 | 18581.1 | 1624330.9893 | 1631446.3662 | 1026350.6868 | 419628.7645 | -189739.2795 | -654676.6316 | -687173.4242 | -722052.2892 | -764475.2985 | -803803.6914 | -841228.6712 | -877796.0173 | -913211.4042 | -947436.7094 | -980593.9234 | -1012647.3905 | -1043791.7576 | -1074211.8048 | -1102818.2246 | -1130901.0761 | 1894659.8568 | 86218.112 | 18581.1
7257 | 1945913.2911 | 101795.504 | 18370.7 | 1655739.6024 | 1663047.461 | 951599.9745 | 238482.2527 | -477353.1724 | -1022340.535 | -1056097.7583 | -1092301.4927 | -1136253.452 | -1177027.0807 | -1215845.8062 | -1253783.6977 | -1290538.4676 | -1326070.9624 | -1360506.4724 | -1393808.3776 | -1426176.5902 | -1457800.8889 | -1487562.4989 | -1516786.3773 | 1945913.2911 | 101795.504 | 18370.7
7258 | 1978859.9971 | 76873.592 | 16539.6 | 1712560.8845 | 1719992.4742 | 1177672.8224 | 633654.6562 | 86872.7725 | -331452.9407 | -364862.2917 | -400759.5761 | -444536.2725 | -485080.8252 | -523637.3759 | -561298.1788 | -597755.8286 | -632970.5085 | -667069.6305 | -700015.9542 | -732012.7769 | -763253.0902 | -792599.1772 | -821398.4281 | 1978859.9971 | 76873.592 | 16539.6
7259 | 1978142.0818 | 57235.084 | 11476.1 | 1736607.6989 | 1744036.5925 | 1335221.8739 | 924709.257 | 511433.9255 | 193239.4414 | 160486.2337 | 125245.9951 | 82129.2032 | 42243.3823 | 4344.8423 | -32658.275 | -68458.6756 | -103016.5573 | -136459.2858 | -168749.6342 | -200090.826 | -230675.783 | -259367.2009 | -287511.981 | 1978142.0818 | 57235.084 | 11476.1
7260 | 2009436.7449 | 22529.082 | 8020.18 | 1803330.1812 | 1810876.6015 | 1637716.087 | 1462830.813 | 1285139.1176 | 1143509.9106 | 1111451.7059 | 1076867.125 | 1034281.3817 | 994977.7243 | 957692.7869 | 921317.4381 | 886163.8332 | 852272.4041 | 819513.7702 | 787925.7473 | 757301.8969 | 727446.2451 | 699514.0888 | 672137.218 | 2009436.7449 | 22529.082 | 8020.18
7261 | 2000597.89 | 96125.528 | 5200.23 | 1724487.0494 | 1732000.2755 | 1058594.911 | 383472.3739 | -294444.2403 | -811209.6374 | -845589.2951 | -882484.2164 | -927345.1055 | -968938.3456 | -1008521.7453 | -1047199.5575 | -1084660.9997 | -1120865.8181 | -1155942.824 | -1189854.3681 | -1222805.9808 | -1254992.7739 | -1285264.5324 | -1314983.4479 | 2000597.89 | 96125.528 | 5200.23
7262 | 1994416.5742 | 83101.32 | 8577.1 | 1728493.111 | 1735983.1233 | 1151166.1925 | 564637.3946 | -24676.8473 | -474967.9798 | -508832.0825 | -545203.6773 | -589516.627 | -630572.0241 | -669623.7906 | -707772.7675 | -744709.1329 | -780392.7569 | -814952.0532 | -848349.4886 | -880789.9586 | -912467.972 | -942236.8678 | -971454.6287 | 1994416.5742 | 83101.32 | 8577.1
7263 | 1992594.9085 | 84722.856 | 7216.92 | 1726569.2418 | 1734052.4128 | 1138223.8695 | 540685.0228 | -59636.7238 | -518177.5032 | -552073.4172 | -588474.5329 | -632809.7502 | -673890.3902 | -712969.2297 | -751146.1042 | -788111.4747 | -823825.2482 | -858415.7208 | -891845.3938 | -924318.9753 | -956030.7968 | -985835.2444 | -1015089.0605 | 1992594.9085 | 84722.856 | 7216.92
7264 | 1996478.4571 | 18033.52 | 5248.33 | 1798771.4247 | 1806269.1803 | 1663765.2881 | 1519547.759 | 1372541.9062 | 1253972.5821 | 1222231.8096 | 1187980.9528 | 1145780.5309 | 1106841.0295 | 1069907.2302 | 1033877.1536 | 999060.9423 | 965498.7674 | 933062.0827 | 901788.4599 | 871472.792 | 841920.3689 | 814279.037 | 787189.4099 | 1996478.4571 | 18033.52 | 5248.33
7265 | 2131663.5265 | 1136.3874 | 5041.12 | 1939250.2007 | 1947255.6425 | 1918437.7514 | 1887790.19 | 1854165.5026 | 1820110.4895 | 1786987.514 | 1751184.4919 | 1706893.6258 | 1666084.4828 | 1627416.8514 | 1589714.1355 | 1553307.4778 | 1518239.7695 | 1484373.7603 | 1451749.5661 | 1420148.1915 | 1389361.7424 | 1360615.7878 | 1332458.8949 | 2131663.5265 | 1136.3874 | 5041.12
7266 | 2328977.2462 | 0 | 4164.04 | 2121338.7938 | 2130085.2454 | 2107271.0171 | 2082457.7584 | 2054391.8011 | 2023745.5989 | 1987828.6442 | 1948983.5691 | 1900864.9874 | 1856550.4085 | 1814575.5665 | 1773654.9557 | 1734150.3705 | 1696108.6722 | 1659379.9062 | 1624007.9016 | 1589753.3921 | 1556389.2402 | 1525254.4578 | 1494763.2625 | 2328977.2462 | 0 | 4164.04
7267 | 2385476.6142 | 0 | 2200.46 | 2174865.594 | 2183824.2285 | 2160524.6231 | 2135177.4922 | 2106498.7547 | 2075177.1771 | 2038456.9824 | 1998737.633 | 1949519.8083 | 1904198.2688 | 1861273.2266 | 1819427.9905 | 1779033.1318 | 1740136.6486 | 1702584.9485 | 1666422.924 | 1631405.5042 | 1597300.0414 | 1565478.0311 | 1534315.2208 | 2385476.6142 | 0 | 2200.46
7268 | 2395072.1738 | 0 | 0 | 2185823.2839 | 2194817.9544 | 2171444.3297 | 2146014.9432 | 2117240.5486 | 2085812.6834 | 2048964.485 | 2009105.0679 | 1959708.9679 | 1914224.8259 | 1871146.8211 | 1829152.9659 | 1788615.3223 | 1749582.0814 | 1711899.0329 | 1675611.25 | 1640472.676 | 1606249.7273 | 1574319.4162 | 1543050.9569 | 2395072.1738 | 0 | 0
7269 | 2397744.8095 | 0 | 5197.82 | 2183064.6009 | 2192069.3085 | 2168681.0008 | 2143234.6374 | 2114439.5333 | 2082987.9975 | 2046110.0801 | 2006217.5838 | 1956777.7627 | 1911254.2649 | 1868139.5893 | 1826110.2731 | 1785538.7934 | 1746473.3952 | 1708759.6961 | 1672442.8195 | 1637276.4342 | 1603026.696 | 1571072.1537 | 1539780.2017 | 2397744.8095 | 0 | 5197.82
7270 | 2357768.1344 | 0 | 4637.02 | 2147141.345 | 2155995.9206 | 2132964.0885 | 2107908.5139 | 2079560.0309 | 2048599.4058 | 2012302.871 | 1973042.0183 | 1924393.0196 | 1879595.049 | 1837165.7391 | 1795803.6929 | 1755875.1772 | 1717427.6327 | 1680309.251 | 1644564.403 | 1609950.8647 | 1576238.6905 | 1544783.4454 | 1513979.7434 | 2357768.1344 | 0 | 4637.02
7271 | 2244127.0327 | 0 | 6996.31 | 2041069.3699 | 2049497.1674 | 2027464.5573 | 2003505.7461 | 1976412.7401 | 1946833.4936 | 1912175.5207 | 1874696.1058 | 1828281.0405 | 1785531.389 | 1745036.2321 | 1705556.8983 | 1667442.0009 | 1630736.694 | 1595296.486 | 1561163.6094 | 1528107.5149 | 1495909.3401 | 1465859.3136 | 1436429.4267 | 2244127.0327 | 0 | 6996.31
7272 | 2132702.0585 | 0 | 9161.14 | 1937214.3672 | 1945223.7093 | 1924174.4891 | 1901294.7074 | 1875436.3491 | 1847215.1967 | 1814167.486 | 1778438.4229 | 1734217.3806 | 1693479.7577 | 1654884.6898 | 1617255.0074 | 1580922.0146 | 1545928.6236 | 1512137.5172 | 1479588.8307 | 1448063.4622 | 1417353.416 | 1388684.8587 | 1360605.65 | 2132702.0585 | 0 | 9161.14
7273 | 2044386.4393 | 0 | 10005.3 | 1855770.4078 | 1863448.0814 | 1843172.171 | 1821141.503 | 1796255.6019 | 1769104.7504 | 1737327.2094 | 1702979.3513 | 1660491.1686 | 1621342.1562 | 1584246.9751 | 1548077.2027 | 1513150.4238 | 1479507.7735 | 1447017.6209 | 1415718.4394 | 1385400.2001 | 1355863.5205 | 1328283.7912 | 1301269.0055 | 2044386.4393 | 0 | 10005.3
7274 | 1968448.3152 | 0 | 7658.76 | 1788813.266 | 1796205.7547 | 1776596.8895 | 1755298.4466 | 1731250.8274 | 1705022.3888 | 1674339.1176 | 1641181.003 | 1600184.9337 | 1562404.0022 | 1526600.6131 | 1491688.2587 | 1457972.7272 | 1425493.6256 | 1394124.2126 | 1363901.5324 | 1334623.3575 | 1306097.7117 | 1279456.3257 | 1253358.8987 | 1968448.3152 | 0 | 7658.76
7275 | 1948576.4241 | 0 | 9829.29 | 1768506.981 | 1775824.841 | 1756392.0649 | 1735286.7677 | 1711460.0477 | 1685474.5241 | 1655079.1404 | 1622233.8974 | 1581629.8254 | 1544208.4338 | 1508744.6208 | 1474162.8473 | 1440765.8146 | 1408592.7298 | 1377518.131 | 1347578.6885 | 1318574.2165 | 1290314.6764 | 1263920.3743 | 1238064.5397 | 1948576.4241 | 0 | 9829.29
7276 | 1941966.5767 | 0 | 20113.4 | 1752190.5023 | 1759483.539 | 1740109.968 | 1719069.5493 | 1695316.9393 | 1669412.8486 | 1639113.8567 | 1606373.3157 | 1565900.2648 | 1528599.0982 | 1493248.8698 | 1458777.689 | 1425487.23 | 1393416.5672 | 1362440.6642 | 1332596.0669 | 1303683.2685 | 1275512.8751 | 1249201.3925 | 1223426.551 | 1941966.5767 | 0 | 20113.4
7277 | 2014045.4362 | 0 | 25132.2 | 1812953.2896 | 1820517.0178 | 1800511.7752 | 1778777.8174 | 1754231.0015 | 1727452.8497 | 1696116.6735 | 1662248.3268 | 1620360.467 | 1581762.2204 | 1545187.324 | 1509524.1023 | 1475085.4265 | 1441911.8215 | 1409873.6097 | 1379008.6937 | 1349110.1616 | 1319981.59 | 1292780.9254 | 1266136.8199 | 2014045.4362 | 0 | 25132.2
7278 | 2044095.0709 | 0 | 20298.8 | 1845210.9952 | 1852887.5746 | 1832615.8196 | 1810589.557 | 1785708.4684 | 1758562.7522 | 1726791.0057 | 1692449.3087 | 1649968.447 | 1610826.2799 | 1573737.6513 | 1537574.2995 | 1502653.7641 | 1469017.1743 | 1436532.9179 | 1405239.4628 | 1374926.8101 | 1345395.6058 | 1317821.0729 | 1290811.403 | 2044095.0709 | 0 | 20298.8
7279 | 2072540.1084 | 55020.8 | 13821 | 1822627.8915 | 1830411.2959 | 1435847.6285 | 1039505.0382 | 640267.8949 | 332243.7876 | 298231.1097 | 261612.7185 | 216741.9004 | 175256.2371 | 135852.6889 | 97387.2934 | 60182.0089 | 24278.5369 | -10456.566 | -43984.2968 | -76517.5766 | -108258.5336 | -138015.5908 | -167199.9245 | 2072540.1084 | 55020.8 | 13821
7280 | 2200260.6917 | 18276.19 | 8221.43 | 1981534.1642 | 1989797.2221 | 1843901.3831 | 1696116.995 | 1545259.6766 | 1423025.5426 | 1388387.9951 | 1350984.1568 | 1304819.3347 | 1262248.278 | 1221887.647 | 1182522.9825 | 1144496.0836 | 1107851.2216 | 1072446.7295 | 1038324.0141 | 1005257.0328 | 973031.2013 | 942911.5278 | 913399.8719 | 2200260.6917 | 18276.19 | 8221.43
7281 | 2317640.0677 | 24768.886 | 0 | 2090387.2579 | 2099091.1329 | 1908023.1148 | 1714965.7973 | 1518671.615 | 1361905.0676 | 1325357.5033 | 1285896.0724 | 1237206.2772 | 1192301.9674 | 1149726.0049 | 1108199.1417 | 1068081.4111 | 1029419.4463 | 992064.0225 | 956058.7556 | 921165.544 | 887158.3559 | 855369.6848 | 824221.468 | 2317640.0677 | 24768.886 | 0
7282 | 2382040.2891 | 104653.704 | 23753.8 | 2045522.4443 | 2054468.1737 | 1319766.309 | 583019.8682 | -157053.38 | -721904.1655 | -762033.92 | -805158.5088 | -857767.8902 | -906486.5991 | -952812.2628 | -998059.676 | -1041858.801 | -1084161.7089 | -1125121.771 | -1164694.1594 | -1203123.5918 | -1240642.3809 | -1275881.0069 | -1310461.3824 | 2382040.2891 | 104653.704 | 23753.8
7283 | 2422248.9376 | 49269.2 | 6428.71 | 2154927.8011 | 2164024.5336 | 1805473.9722 | 1444844.3224 | 1080831.7089 | 797869.7103 | 758993.6088 | 717072.1205 | 665505.737 | 617895.7003 | 572719.1032 | 528638.9574 | 486031.5467 | 444945.6092 | 405225.1846 | 366915.8576 | 329768.7795 | 293547.7164 | 259645.3052 | 226412.2558 | 2422248.9376 | 49269.2 | 6428.71
7284 | 2362768.0999 | 52328.708 | 37787.3 | 2066225.4934 | 2075098.8463 | 1696263.7552 | 1315400.6301 | 931237.6134 | 633390.8173 | 595262.1332 | 554162.8448 | 503655.5017 | 457007.3533 | 412732.8887 | 369527.9509 | 327759.5838 | 287475.3284 | 248523.0545 | 210947.227 | 174505.1083 | 138966.2653 | 105689.1374 | 73064.9343 | 2362768.0999 | 52328.708 | 37787.3
7285 | 2369978.9817 | 20900.412 | 14802.8 | 2127219.1822 | 2136119.6155 | 1970867.4742 | 1803581.1095 | 1632984.7824 | 1495283.5396 | 1458087.4996 | 1417911.7894 | 1368299.3123 | 1322557.8076 | 1279197.2309 | 1236909.4452 | 1196062.6143 | 1156704.4245 | 1118682.2812 | 1082040.7851 | 1046536.4578 | 1011938.1627 | 979608.4853 | 947933.7254 | 2369978.9817 | 20900.412 | 14802.8
7286 | 2366370.6029 | 878.9096 | 9330.19 | 2149420.167 | 2158307.0491 | 2129189.0954 | 2098040.0154 | 2063586.0126 | 2028004.0651 | 1991518.7597 | 1952058.3208 | 1903175.4828 | 1858157.7234 | 1815517.2671 | 1773947.9683 | 1733817.4305 | 1695173.2673 | 1657863.1163 | 1621931.5105 | 1587135.3421 | 1553243.8265 | 1521617.4744 | 1490645.0427 | 2366370.6029 | 878.9096 | 9330.19
7287 | 2344161.0076 | 5023.419 | 22270.2 | 2112066.4252 | 2120869.8993 | 2063767.4371 | 2004652.9118 | 1942264.482 | 1885816.4072 | 1849508.7958 | 1810253.974 | 1761665.1872 | 1716905.2033 | 1674500.2102 | 1633156.3214 | 1593237.6899 | 1554791.4827 | 1517666.7673 | 1481907.6588 | 1447273.331 | 1413535.1653 | 1382040.9036 | 1351194.4247 | 2344161.0076 | 5023.419 | 22270.2
7288 | 2315830.8268 | 97.7119 | 65146.4 | 2048260.8581 | 2056957.9384 | 2033587.086 | 2008228.4872 | 1979635.5503 | 1948642.9969 | 1912904.3918 | 1874254.1946 | 1826382.8372 | 1782294.01 | 1740531.7126 | 1699817.6955 | 1660511.711 | 1622660.3559 | 1586114.5218 | 1550917.7906 | 1516832.2467 | 1483632.0344 | 1452648.6075 | 1422305.1348 | 2315830.8268 | 97.7119 | 65146.4
7289 | 2368987.5009 | 0 | 82449.7 | 2079567.8356 | 2088464.5453 | 2065293.8676 | 2040089.8174 | 2011577.1895 | 1980439.9898 | 1943941.4897 | 1904464.5659 | 1855554.8231 | 1810514.4333 | 1767853.9754 | 1726265.8597 | 1686118.096 | 1647458.3506 | 1610134.0928 | 1574189.9046 | 1539382.4094 | 1505480.5675 | 1473846.3941 | 1442866.8642 | 2368987.5009 | 0 | 82449.7
7290 | 2425926.0933 | 0 | 26823.1 | 2187158.5068 | 2196269.0489 | 2172605.9165 | 2146860.5396 | 2117727.0634 | 2085905.9337 | 2048594.6449 | 2008233.346 | 1958212.5104 | 1912154.0276 | 1868532.6784 | 1826009.4451 | 1784961.1826 | 1745436.703 | 1707279.8094 | 1670536.1554 | 1634956.5147 | 1600304.2947 | 1567974.2466 | 1536314.5764 | 2425926.0933 | 0 | 26823.1
7291 | 2467230.0019 | 0 | 42282.2 | 2209394.7406 | 2218660.3991 | 2194644.9443 | 2168511.7925 | 2138932.8555 | 2106620.505 | 2068724.5197 | 2027726.5948 | 1976904.6694 | 1930112.5601 | 1885799.0791 | 1842602.4105 | 1800905.8257 | 1760758.9677 | 1722002.9803 | 1684684.2943 | 1648549.4403 | 1613357.7972 | 1580527.8634 | 1548379.7214 | 2467230.0019 | 0 | 42282.2
7292 | 2493780.2711 | 0 | 61468.2 | 2214439.4078 | 2223804.7756 | 2199566.8423 | 2173188.4233 | 2143327.1384 | 2110703.0253 | 2072435.1909 | 2031032.0365 | 1979699.1639 | 1932439.4728 | 1887685.083 | 1844059.5239 | 1801950.1912 | 1761407.2621 | 1722270.171 | 1684585.8484 | 1648098.0972 | 1612563.7069 | 1579416.4407 | 1546958.3031 | 2493780.2711 | 0 | 61468.2
7293 | 2486959.5839 | 0 | 57343.7 | 2212339.1196 | 2221678.8723 | 2197509.3817 | 2171205.2597 | 2141427.7977 | 2108895.064 | 2070734.0451 | 2029446.2815 | 1978255.9583 | 1931127.6762 | 1886497.8432 | 1842993.7533 | 1801001.7429 | 1760571.8519 | 1721543.9538 | 1683964.8507 | 1647579.0463 | 1612143.9953 | 1579089.5394 | 1546722.3273 | 2486959.5839 | 0 | 57343.7
7294 | 2422164.8038 | 0 | 80876.7 | 2129672.2277 | 2138768.6443 | 2115172.9417 | 2089498.223 | 2060440.6581 | 2028699.6069 | 1991476.9087 | 1951208.9295 | 1901296.3901 | 1855340.0601 | 1811817.085 | 1769390.5233 | 1728436.6455 | 1689004.188 | 1650937.1961 | 1614281.2527 | 1578787.5178 | 1544219.7657 | 1511970.5851 | 1480390.743 | 2422164.8038 | 0 | 80876.7
7295 | 2311902.4016 | 0 | 78806 | 2031113.7572 | 2039796.0844 | 2017170.0192 | 1992559.5793 | 1964720.288 | 1934319.6688 | 1898686.9395 | 1860147.5572 | 1812402.6569 | 1768433.8704 | 1726787.667 | 1686187.9658 | 1646993.9086 | 1609252.0133 | 1572813.4244 | 1537721.6499 | 1503739.1777 | 1470640.5353 | 1439754.9179 | 1409508.1691 | 2311902.4016 | 0 | 78806
7296 | 2393360.2303 | 0 | 64746.2 | 2119514.7068 | 2128502.9481 | 2105171.3512 | 2079785.462 | 2051056.9557 | 2019676.8753 | 1982880.3361 | 1943074.7306 | 1893739.2587 | 1848312.9487 | 1805291.0561 | 1763352.5381 | 1722869.1907 | 1683889.1709 | 1646258.3784 | 1610021.854 | 1574933.7172 | 1540760.5513 | 1508878.3842 | 1477657.5957 | 2393360.2303 | 0 | 64746.2
7297 | 2278602.5698 | 0 | 24553.3 | 2054975.9126 | 2063533.1827 | 2041206.4275 | 2016923.88 | 1989458.9883 | 1959469.6611 | 1924323.5854 | 1886312.723 | 1839228.9357 | 1795866.8724 | 1754793.9385 | 1714752.4333 | 1676096.3258 | 1638871.4637 | 1602931.1357 | 1568318.223 | 1534798.6345 | 1502150.1456 | 1471682.806 | 1441845.133 | 2278602.5698 | 0 | 24553.3
7298 | 2205379.4344 | 0 | 17891 | 1994812.3207 | 2003094.602 | 1981411.119 | 1957834.6933 | 1931178.1884 | 1902078.3709 | 1867987.5176 | 1831123.9379 | 1785478.9926 | 1743436.1733 | 1703608.9221 | 1664779.9545 | 1627291.8646 | 1591189.0269 | 1556329.4447 | 1522754.6212 | 1490237.9878 | 1458564.4611 | 1429001.9922 | 1400048.9556 | 2205379.4344 | 0 | 17891
7299 | 2151501.3885 | 0 | 16387.2 | 1947145.2069 | 1955225.1497 | 1934015.5207 | 1910959.1941 | 1884898.0355 | 1856453.2552 | 1823139.3715 | 1787120.4998 | 1742534.7939 | 1701463.213 | 1662553.0732 | 1624616.8286 | 1587988.7038 | 1552711.989 | 1518648.1566 | 1485837.6959 | 1454059.5735 | 1423103.9604 | 1394207.8314 | 1365906.2459 | 2151501.3885 | 0 | 16387.2
7300 | 2112855.3502 | 0 | 14693.7 | 1913569.0349 | 1921503.8428 | 1900633.9344 | 1877950.4994 | 1852316.2063 | 1824341.1069 | 1791584.3647 | 1756171.2225 | 1712345.1266 | 1671970.0337 | 1633717.5574 | 1596421.4829 | 1560410.0311 | 1525725.7149 | 1492232.4949 | 1459970.1331 | 1428721.5663 | 1398280.7346 | 1369862.3938 | 1342027.9172 | 2112855.3502 | 0 | 14693.7
7301 | 2179932.5021 | 0 | 11608.8 | 1977870.7958 | 1986057.5114 | 1964599.7273 | 1941270.8424 | 1914897.418 | 1886108.8733 | 1852386.8823 | 1815924.1582 | 1770781.3929 | 1729199.1902 | 1689806.9911 | 1651401.5569 | 1614321.5285 | 1578610.7685 | 1544128.9186 | 1510917.0031 | 1478751.0678 | 1447418.5109 | 1418172.6532 | 1389529.1957 | 2179932.5021 | 0 | 11608.8
7302 | 2200078.9292 | 0 | 13564.1 | 1994301.8017 | 2002564.1769 | 1980926.5951 | 1957400.6201 | 1930801.9687 | 1901765.8771 | 1867750.7453 | 1830969.5513 | 1785428.0971 | 1743480.1115 | 1703742.369 | 1665000.5107 | 1627596.3074 | 1591574.027 | 1556792.0139 | 1523291.6717 | 1490846.9763 | 1459243.3613 | 1429745.7302 | 1400856.0666 | 2200078.9292 | 0 | 13564.1
7303 | 2198810.0673 | 57771.572 | 11413.8 | 1937522.5237 | 1945780.1337 | 1531410.8069 | 1115154.1759 | 695826.6407 | 372247.2519 | 336327.2628 | 297642.8067 | 250203.1429 | 206354.8751 | 164715.5757 | 124071.5862 | 84764.4802 | 46838.5 | 10152.0719 | -25253.4245 | -59603.8829 | -93113.7461 | -124518.8399 | -155316.3168 | 2198810.0673 | 57771.572 | 11413.8
7304 | 2327716.8993 | 85853.44 | 9231.75 | 2029267.4088 | 2038009.1272 | 1431600.5865 | 823194.0971 | 211536.6694 | -256789.6137 | -295502.603 | -337142.1282 | -388050.1415 | -435156.2106 | -479923.8089 | -523637.7466 | -565936.425 | -606773.008 | -646297.3694 | -684465.7035 | -721517.1472 | -757678.7152 | -791612.1202 | -824902.2864 | 2327716.8993 | 85853.44 | 9231.75
7305 | 2443641.2087 | 96339.288 | 0 | 2133809.7279 | 2142986.7989 | 1464272.9871 | 783461.7254 | 99237.6231 | -423962.8141 | -464697.3938 | -508504.2558 | -562041.1927 | -611586.8419 | -658677.5606 | -704662.1445 | -749160.9867 | -792124.9187 | -833711.2782 | -873874.0779 | -912864.3641 | -950920.4573 | -986637.4211 | -1021679.1117 | 2443641.2087 | 96339.288 | 0
7306 | 2514303.7799 | 100495.904 | 0 | 2194142.147 | 2203584.5906 | 1495989.7253 | 786236.7582 | 72972.2617 | -472282.5867 | -514176.6124 | -559231.7615 | -614298.349 | -665258.2333 | -713692.1979 | -760988.0418 | -806755.1809 | -850943.025 | -893713.4613 | -935019.173 | -975118.4657 | -1014256.5513 | -1050987.8672 | -1087024.383 | 2514303.7799 | 100495.904 | 0
7307 | 2562170.0413 | 45966.48 | 0 | 2292355.9284 | 2301978.1333 | 1964654.6031 | 1625131.8862 | 1282030.7889 | 1014212.2372 | 973433.3583 | 929433.1758 | 875230.9613 | 825213.6318 | 777770.3093 | 731486.7746 | 686761.0476 | 643644.6815 | 601972.7072 | 561793.3424 | 522843.3639 | 484872.8914 | 449355.0078 | 414545.1516 | 2562170.0413 | 45966.48 | 0
7308 | 2603449.9423 | 105053.192 | 0 | 2270942.64 | 2280719.8712 | 1541351.1884 | 799747.8871 | 54508.553 | -515074.676 | -558414.3876 | -605027.3021 | -662006.6168 | -714733.6225 | -764845.1505 | -813778.205 | -861128.3537 | -906843.2124 | -951090.4083 | -993820.9468 | -1035302.2921 | -1075788.3502 | -1113782.3049 | -1151056.8251 | 2603449.9423 | 105053.192 | 0
7309 | 2594030.4495 | 101474.296 | 0 | 2265924.9906 | 2275666.847 | 1560703.8234 | 843514.2663 | 122701.8318 | -428526.4819 | -471618.4663 | -517971.811 | -574654.0493 | -627099.3639 | -676938.6638 | -725603.754 | -772691.6654 | -818150.2035 | -862146.389 | -904631.4044 | -945871.7463 | -986120.4019 | -1023885.971 | -1060934.7084 | 2594030.4495 | 101474.296 | 0
7310 | 2604288.1452 | 97879.984 | 0 | 2278880.8201 | 2288661.1992 | 1598037.3225 | 905178.1079 | 208681.6898 | -324350.5918 | -367476.3522 | -413876.3694 | -470646.1243 | -523162.2012 | -573061.9583 | -621782.8625 | -668920.3511 | -714422.0234 | -758455.5603 | -800971.9516 | -842238.7474 | -882509.9355 | -920288.218 | -957346.8343 | 2604288.1452 | 97879.984 | 0
7311 | 2597723.7668 | 89659.976 | 0 | 2281109.956 | 2290865.6826 | 1656175.4878 | 1019255.5895 | 378707.6557 | -112338.9711 | -155101.7707 | -201130.5739 | -257502.9767 | -309632.4234 | -359152.1451 | -407495.9852 | -454260.401 | -499393.1236 | -543061.4114 | -585216.3778 | -626124.8984 | -666040.3209 | -703469.1213 | -740180.0696 | 2597723.7668 | 89659.976 | 0
7312 | 2570726.6791 | 68581.12 | 0 | 2277550.3633 | 2287204.7026 | 1796045.1101 | 1302678.9865 | 805722.532 | 422473.2698 | 380796.2969 | 335887.2626 | 280742.1255 | 229795.8492 | 181432.1762 | 134232.1642 | 88595.1622 | 44572.8959 | 1999.8451 | -39075.6116 | -78917.5763 | -117776.7637 | -154175.1716 | -189863.1877 | 2570726.6791 | 68581.12 | 0
7313 | 2590412.574 | 15587.284 | 0 | 2348510.208 | 2358238.4775 | 2227165.0948 | 2093868.2839 | 1956953.6484 | 1843660.0924 | 1803459.804 | 1760002.7039 | 1706231.1159 | 1656690.5424 | 1609752.349 | 1563986.7276 | 1519796.0854 | 1477232.544 | 1436129.3157 | 1396535.1498 | 1358183.9215 | 1320822.9963 | 1285941.6947 | 1251776.2249 | 2590412.574 | 15587.284 | 0
7314 | 2725239.2749 | 0 | 14664.6 | 2472480.2662 | 2482714.8761 | 2456430.8957 | 2427807.7614 | 2395378.5007 | 2359929.9813 | 2318313.9213 | 2273271.538 | 2217377.8147 | 2165935.3232 | 2117230.6614 | 2069759.6021 | 2023945.4969 | 1979843.1805 | 1937277.1842 | 1896298.7943 | 1856628.035 | 1817999.1225 | 1781978.8937 | 1746711.7547 | 2725239.2749 | 0 | 14664.6
7315 | 2751581.5991 | 0 | 51089.8 | 2460095.9558 | 2470429.494 | 2443924.1979 | 2415057.1374 | 2382347.1603 | 2346588.7401 | 2304603.1636 | 2259158.1448 | 2202756.8961 | 2150849.9053 | 2101707.208 | 2053810.0374 | 2007585.8372 | 1963089.9719 | 1920145.2769 | 1878803.5343 | 1838782.0618 | 1799812.5067 | 1763476.851 | 1727901.5645 | 2751581.5991 | 0 | 51089.8
7316 | 2761334.5544 | 0 | 91654.9 | 2428431.7302 | 2438801.8955 | 2412221.2018 | 2383270.3725 | 2350463.0053 | 2314596.3899 | 2272480.5461 | 2226892.9979 | 2170310.3857 | 2118237.9612 | 2068939.6283 | 2020891.2367 | 1974521.7454 | 1929886.7151 | 1886808.3531 | 1845338.6253 | 1805193.8472 | 1766104.715 | 1729658.8181 | 1693975.9855 | 2761334.5544 | 0 | 91654.9
7317 | 2758763.0009 | 0 | 83691.9 | 2434047.8441 | 2444408.352 | 2417858.8946 | 2388941.5088 | 2356171.1767 | 2320344.4453 | 2278274.3052 | 2232735.6939 | 2176212.258 | 2124194.8095 | 2074948.8692 | 2026951.7062 | 1980631.8799 | 1936044.8994 | 1893013.1376 | 1851588.5118 | 1811487.6019 | 1772441.3547 | 1736035.8813 | 1700392.7615 | 2758763.0009 | 0 | 83691.9
7318 | 2683493.5084 | 0 | 70599 | 2378447.278 | 2388525.112 | 2362641.1614 | 2334453.8885 | 2302518.7921 | 2267610.6867 | 2226629.5163 | 2182274.5078 | 2127234.3822 | 2076577.3037 | 2028616.1161 | 1981869.6345 | 1936754.7255 | 1893325.3837 | 1851408.8283 | 1811055.5601 | 1771989.8919 | 1733950.1113 | 1698479.0541 | 1663749.5506 | 2683493.5084 | 0 | 70599
7319 | 2551247.7837 | 0 | 92873.8 | 2235480.5893 | 2245061.7758 | 2220339.953 | 2193428.3183 | 2162953.5575 | 2129652.3008 | 2090577.2671 | 2048294.662 | 1995853.5149 | 1947579.4132 | 1901868.3457 | 1857312.122 | 1814307.0652 | 1772904.5088 | 1732940.1869 | 1694462.1117 | 1657208.1819 | 1620929.5827 | 1587093.1173 | 1553961.661 | 2551247.7837 | 0 | 92873.8
7320 | 2422444.4106 | 0 | 87336.7 | 2123467.4062 | 2132564.8729 | 2108978.6089 | 2083313.0888 | 2054264.332 | 2022531.7791 | 1985316.9465 | 1945056.4813 | 1895150.3425 | 1849200.8699 | 1805685.0331 | 1763265.7362 | 1722319.2933 | 1682894.4462 | 1644835.2224 | 1608187.2099 | 1572701.5402 | 1538141.9602 | 1505901.2193 | 1474329.8941 | 2422444.4106 | 0 | 87336.7
7321 | 2322063.1484 | 0 | 89661.6 | 2029531.1959 | 2038251.6817 | 2015544.3768 | 1990843.976 | 1962900.533 | 1932384.5051 | 1896613.3723 | 1857922.8117 | 1809986.2751 | 1765842.4482 | 1724031.4122 | 1683271.4776 | 1643923.3649 | 1606033.7962 | 1569453.262 | 1534225.4613 | 1500111.8383 | 1466885.9296 | 1435882.772 | 1405521.2908 | 2322063.1484 | 0 | 89661.6
7322 | 2250296.6994 | 0 | 85934.9 | 1967761.4249 | 1976212.3925 | 1954135.6047 | 1930127.3203 | 1902976.2244 | 1873332.0526 | 1838595.1918 | 1801029.1321 | 1754502.8556 | 1711652.0701 | 1671061.9774 | 1631490.5006 | 1593287.2113 | 1556497.3877 | 1520976.1413 | 1486765.8203 | 1453635.2419 | 1421364.9418 | 1391248.6956 | 1361754.2941 | 2250296.6994 | 0 | 85934.9
7323 | 2203794.034 | 0 | 80328.8 | 1930927.631 | 1939203.9583 | 1917536.4442 | 1893977.348 | 1867340.3869 | 1838261.8697 | 1804195.9046 | 1767359.2063 | 1721747.4552 | 1679735.2406 | 1639937.0014 | 1601136.3281 | 1563675.5686 | 1527599.0655 | 1492764.9241 | 1459214.6178 | 1426721.741 | 1395071.3647 | 1365530.5286 | 1336598.6867 | 2203794.034 | 0 | 80328.8
7324 | 2165262.1633 | 0 | 88813.1 | 1887277.8521 | 1895409.4733 | 1874080.68 | 1850893.3778 | 1824682.025 | 1796071.8052 | 1762561.3396 | 1726328.5853 | 1681474.2041 | 1640156.424 | 1601013.9093 | 1562851.5187 | 1526005.6145 | 1490519.7638 | 1456254.553 | 1423250.7303 | 1391285.8486 | 1360148.737 | 1331084.2816 | 1302618.1724 | 2165262.1633 | 0 | 88813.1
7325 | 2238250.1033 | 0 | 83767.2 | 1958934.9968 | 1967340.7235 | 1945372.2986 | 1921482.7169 | 1894467.1482 | 1864971.85 | 1830411.1257 | 1793036.3481 | 1746749.3207 | 1704118.1083 | 1663735.4864 | 1624366.0273 | 1586357.4314 | 1549754.7345 | 1514413.8235 | 1480376.8203 | 1447413.7793 | 1415306.4113 | 1385341.566 | 1355995.2362 | 2238250.1033 | 0 | 83767.2
7326 | 2235380.9721 | 0 | 90497.5 | 1949586.2313 | 1957981.183 | 1936034.4893 | 1912169.1015 | 1885181.7337 | 1855717.8151 | 1821194.9636 | 1783861.666 | 1737627.543 | 1695044.5486 | 1654707.2624 | 1615381.8402 | 1577415.5368 | 1540853.3303 | 1505551.2922 | 1471551.4905 | 1438624.2743 | 1406551.6342 | 1376618.7703 | 1347303.6293 | 2235380.9721 | 0 | 90497.5
7327 | 2226577.6529 | 66552.016 | 77770.7 | 1887726.8106 | 1896088.7016 | 1421785.9301 | 945572.0208 | 466248.4264 | 97564.7915 | 60954.0921 | 21544.0147 | -26731.8352 | -71370.9352 | -113773.1711 | -155167.5278 | -195208.1181 | -233850.1412 | -271236.9586 | -307326.6681 | -342348.0161 | -376518.1534 | -408556.9413 | -439980.4391 | 2226577.6529 | 66552.016 | 77770.7
7328 | 2362287.4406 | 92094.784 | 59228.2 | 2004579.8516 | 2013451.3993 | 1364310.8928 | 713142.7647 | 58675.4164 | -441891.773 | -481309.0615 | -523696.3499 | -575489.7792 | -623424.799 | -668986.6178 | -713479.1272 | -756535.3584 | -798107.7796 | -838348.4904 | -877213.0348 | -914944.1009 | -951772.0752 | -986338.7945 | -1020252.7218 | 2362287.4406 | 92094.784 | 59228.2
7329 | 2494518.8696 | 100319.752 | 81730 | 2094531.9256 | 2103900.0672 | 1397681.1816 | 689321.1762 | -22522.7266 | -566634.4363 | -608232.8264 | -652967.4652 | -707634.763 | -758227.673 | -806314.5396 | -853272.2413 | -898713.2675 | -942587.4261 | -985055.3304 | -1026070.0359 | -1065887.8157 | -1104751.9521 | -1141228.2574 | -1177015.2301 | 2494518.8696 | 100319.752 | 81730
7330 | 2562473.11 | 103470.88 | 59789 | 2175339.119 | 2184962.4621 | 1456721.6421 | 726281.3752 | -7737.6954 | -568744.4405 | -611429.9609 | -657337.1659 | -713447.6097 | -765372.6735 | -814723.4258 | -862914.253 | -909547.0885 | -954570.3725 | -998149.0939 | -1040235.0293 | -1081091.4331 | -1120968.2148 | -1158392.1176 | -1195107.9093 | 2562473.11 | 103470.88 | 59789
7331 | 2616720.8479 | 104678.064 | 27329 | 2256100.242 | 2265927.312 | 1528999.1081 | 789824.8948 | 46996.1143 | -520828.8027 | -564340.4059 | -611141.8969 | -668362.63 | -721309.3783 | -771627.3168 | -820760.7745 | -868303.2576 | -914202.115 | -958625.8283 | -1001525.1531 | -1043168.9171 | -1083812.3203 | -1121950.917 | -1159366.4119 | 2616720.8479 | 104678.064 | 27329
7332 | 2663681.3587 | 103715.768 | 14477.1 | 2312772.177 | 2322775.6067 | 1591971.4627 | 858881.0017 | 122070.3874 | -441423.8357 | -485585.427 | -533095.9476 | -591212.6974 | -644978.76 | -696068.8353 | -745953.1728 | -794217.9836 | -840809.6716 | -885899.7421 | -929438.067 | -971698.2983 | -1012940.2161 | -1051632.3753 | -1089588.4556 | 2663681.3587 | 103715.768 | 14477.1
7333 | 2664723.2209 | 96741.344 | 8384.11 | 2326790.4294 | 2336797.7718 | 1653390.8123 | 967696.6416 | 278280.8625 | -249672.8816 | -293624.5325 | -340926.4224 | -398838.6901 | -452398.5688 | -503281.4136 | -552958.049 | -601014.5242 | -647397.2222 | -692277.7153 | -735605.856 | -777655.403 | -818686.2384 | -857166.3178 | -894910.0304 | 2664723.2209 | 96741.344 | 8384.11
7334 | 2643421.4391 | 99421.248 | 0 | 2313053.9141 | 2322981.2578 | 1621537.0606 | 917823.9361 | 210418.9537 | -330945.8322 | -374685.5562 | -421748.7376 | -479337.4774 | -532608.6212 | -583224.1313 | -632643.0744 | -680454.8089 | -726606.1463 | -771267.2875 | -814388.4857 | -856241.3114 | -897083.569 | -935395.4613 | -972976.8733 | 2643421.4391 | 99421.248 | 0
7335 | 2632378.3923 | 24793.758 | 0 | 2377603.1488 | 2387489.0205 | 2193462.1945 | 1997175.9197 | 1797213.21 | 1636471.711 | 1595362.8914 | 1550944.4984 | 1496044.5182 | 1445444.0969 | 1397488.2152 | 1350723.9018 | 1305560.0829 | 1262049.7246 | 1220023.3371 | 1179530.4594 | 1140300.6556 | 1102077.1981 | 1066373.5352 | 1031397.3009 | 2632378.3923 | 24793.758 | 0
7336 | 2622476.6122 | 69941.712 | 0 | 2323418.4978 | 2333267.1835 | 1832405.0222 | 1329291.9112 | 822516.1943 | 431702.6956 | 389236.2996 | 343472.7792 | 287267.0985 | 235344.8037 | 186057.1011 | 137956.4847 | 91450.3424 | 46591.4411 | 3210.9287 | -38641.8423 | -79236.2906 | -118828.1778 | -155909.7488 | -192266.6275 | 2622476.6122 | 69941.712 | 0
7337 | 2688974.5248 | 16213.773 | 0 | 2437834.6646 | 2447933.0826 | 2311737.7384 | 2173234.3674 | 2030975.5181 | 1913293.2858 | 1871654.6752 | 1826635.3354 | 1770909.0541 | 1719574.7723 | 1670941.8878 | 1623526.1903 | 1577745.3978 | 1533653.6153 | 1491077.7091 | 1450068.2832 | 1410349.0871 | 1371657.8739 | 1335540.6308 | 1300166.456 | 2688974.5248 | 16213.773 | 0
7338 | 2764601.2825 | 0 | 0 | 2523067.9559 | 2533450.3895 | 2506821.7472 | 2477820.1655 | 2444957.4835 | 2409031.9341 | 2366849.7633 | 2321191.7811 | 2264525.7274 | 2212375.197 | 2163002.0401 | 2114880.3032 | 2068439.4528 | 2023735.1153 | 1980589.2877 | 1939053.9972 | 1898845.2241 | 1859693.3456 | 1823187.8294 | 1787446.2802 | 2764601.2825 | 0 | 0
7339 | 2783510.4912 | 0 | 11741.5 | 2528583.6347 | 2539037.0816 | 2512252.2095 | 2483078.1676 | 2450016.6164 | 2413871.2486 | 2371426.4655 | 2325482.0973 | 2268454.3651 | 2215973.0413 | 2166288.0874 | 2117863.1131 | 2071130.5221 | 2026146.3213 | 1982731.2903 | 1940937.812 | 1900479.9242 | 1861086.1599 | 1824356.8584 | 1788396.7493 | 2783510.4912 | 0 | 11741.5
7340 | 2781764.5284 | 0 | 39889.1 | 2498842.6104 | 2509289.5003 | 2482529.9175 | 2453382.6635 | 2420350.3387 | 2384236.1315 | 2341826.4604 | 2295919.3994 | 2238935.9263 | 2186496.0099 | 2136850.7095 | 2088464.5982 | 2041769.8087 | 1996822.3127 | 1953443.0023 | 1911684.2275 | 1871260.2054 | 1831899.6393 | 1795201.8648 | 1759272.8001 | 2781764.5284 | 0 | 39889.1
7341 | 2756324.2793 | 0 | 46867.5 | 2468646.5849 | 2478997.9342 | 2452469.8308 | 2423575.8921 | 2390832.4132 | 2355035.2367 | 2313000.1707 | 2267499.6997 | 2211024.1144 | 2159050.5333 | 2109846.0104 | 2061889.161 | 2015608.1655 | 1971058.4839 | 1928062.6463 | 1886672.5239 | 1846604.9473 | 1807591.1012 | 1771215.6943 | 1735601.9672 | 2756324.2793 | 0 | 46867.5
7342 | 2673336.1527 | 0 | 13195.5 | 2426580.8341 | 2436620.5223 | 2410825.5116 | 2382735.8969 | 2350912.6448 | 2316127.6368 | 2275292.5512 | 2231096.3979 | 2176255.5719 | 2125781.2026 | 2077992.52 | 2031413.9456 | 1986460.768 | 1943186.7776 | 1901419.8475 | 1861210.2874 | 1822283.4536 | 1784378.6241 | 1749032.7952 | 1714425.7132 | 2673336.1527 | 0 | 13195.5
7343 | 2548691.0071 | 0 | 17172.8 | 2308848.1891 | 2318419.7737 | 2293720.3385 | 2266833.2861 | 2236386.6783 | 2203116.4074 | 2164078.1456 | 2121835.527 | 2069444.547 | 2021216.4362 | 1975548.7911 | 1931034.8325 | 1888070.4862 | 1846707.0344 | 1806780.3757 | 1768338.4741 | 1731119.4913 | 1694874.8616 | 1661069.9182 | 1627969.2774 | 2548691.0071 | 0 | 17172.8
7344 | 2370446.98 | 0 | 22819.2 | 2140530.3052 | 2149432.496 | 2126301.5323 | 2101135.9434 | 2072659.7385 | 2041557.3448 | 2005090.3477 | 1965643.0921 | 1916757.206 | 1871743.0567 | 1829110.3057 | 1787550.5574 | 1747432.0485 | 1708802.4747 | 1671509.2112 | 1635596.8675 | 1600821.9171 | 1566953.178 | 1535353.5044 | 1504408.8777 | 2370446.98 | 0 | 22819.2
7345 | 2266652.0836 | 0 | 22040.5 | 2046582.2976 | 2055094.6877 | 2032872.5735 | 2008704.9244 | 1981371.6214 | 1951527.1227 | 1916552.9208 | 1878728.9571 | 1831879.6528 | 1788732.5533 | 1747862.5777 | 1708018.6212 | 1669552.7964 | 1632510.7106 | 1596746.422 | 1562302.5869 | 1528946.342 | 1496456.628 | 1466136.6238 | 1436442.9839 | 2266652.0836 | 0 | 22040.5
7346 | 2188352.6121 | 0 | 22009.6 | 1975154.471 | 1983372.8082 | 1961838.4156 | 1938425.6949 | 1911956.6749 | 1883063.2063 | 1849217.2355 | 1812619.9454 | 1767309.087 | 1725572.5442 | 1686034.4639 | 1647486.9598 | 1610269.9811 | 1574427.5597 | 1539818.795 | 1506484.87 | 1474200.9653 | 1442753.658 | 1413401.1098 | 1384653.2887 | 2188352.6121 | 0 | 22009.6
7347 | 2145769.4294 | 0 | 23221 | 1935080.2286 | 1943138.645 | 1921979.2063 | 1898977.9898 | 1872979.9467 | 1844604.6323 | 1811373.1865 | 1775443.9594 | 1730970.7214 | 1690002.2463 | 1651189.4538 | 1613347.962 | 1576811.1048 | 1541622.0573 | 1507642.6609 | 1474913.2969 | 1443213.521 | 1412334.063 | 1383508.6023 | 1355276.1013 | 2145769.4294 | 0 | 23221
7348 | 2107475.436 | 0 | 36796.2 | 1886556.6445 | 1894471.2482 | 1873648.4475 | 1851016.7379 | 1825441.6838 | 1797531.7839 | 1764852.4165 | 1729523.413 | 1685802.8775 | 1645524.5579 | 1607363.45 | 1570156.3087 | 1534230.5192 | 1499628.4859 | 1466214.516 | 1434028.2701 | 1402853.2379 | 1372483.8841 | 1344131.8713 | 1316362.236 | 2107475.436 | 0 | 36796.2
7349 | 2175252.3799 | 0 | 33075.5 | 1952132.8592 | 1960301.9985 | 1938885.1946 | 1915601.3069 | 1889279.416 | 1860547.59 | 1826892.9092 | 1790503.3795 | 1745452.4439 | 1703954.4267 | 1664641.7113 | 1626313.6423 | 1589308.1336 | 1553668.9536 | 1519256.0454 | 1486110.3451 | 1454008.3793 | 1422738.0028 | 1393549.8455 | 1364962.7951 | 2175252.3799 | 0 | 33075.5
7350 | 2205097.4393 | 0 | 17920.1 | 1994525.8625 | 2002807.0847 | 1981125.5598 | 1957551.3341 | 1930897.4231 | 1901800.512 | 1867713.2032 | 1830853.5225 | 1785213.5991 | 1743175.3412 | 1703352.368 | 1664527.5507 | 1627043.4398 | 1590944.4039 | 1556088.4645 | 1522517.1195 | 1490003.8293 | 1458333.5381 | 1428774.0347 | 1399823.8855 | 2205097.4393 | 0 | 17920.1
7351 | 2215380.6504 | 28533.268 | 9351.65 | 1983945.8482 | 1992265.6889 | 1776516.0797 | 1558864.9433 | 1338119.7598 | 1163413.1612 | 1128225.0356 | 1090251.6095 | 1043456.995 | 1000280.842 | 959330.3044 | 919382.5775 | 880781.8092 | 843572.575 | 807612.2344 | 772942.4788 | 739335.7121 | 706575.8755 | 675936.6702 | 645909.6608 | 2215380.6504 | 28533.268 | 9351.65
7352 | 2351314.3053 | 15702.077 | 3721.22 | 2126465.0869 | 2135295.4251 | 2005575.9982 | 1873838.3683 | 1738816.8435 | 1627876.3856 | 1591151.7744 | 1551470.9594 | 1502427.6963 | 1457224.92 | 1414384.3207 | 1372608.0637 | 1332261.4133 | 1293391.6804 | 1255847.4718 | 1219673.0373 | 1184626.8158 | 1150479.4912 | 1118582.9178 | 1087336.1041 | 2351314.3053 | 15702.077 | 3721.22
7353 | 2458049.1529 | 99346.968 | 1644.48 | 2142306.7416 | 2151537.9215 | 1452251.4518 | 750855.1654 | 46025.916 | -492684.006 | -533725.6038 | -577857.5985 | -631777.0374 | -681681.6557 | -729116.8689 | -775439.4254 | -820267.4802 | -863551.5749 | -905449.9746 | -945916.4212 | -985203.4411 | -1023550.7598 | -1059545.1574 | -1094860.3003 | 2458049.1529 | 99346.968 | 1644.48
7354 | 2534517.1201 | 33083.982 | 335.182 | 2279666.2599 | 2289184.6146 | 2039685.5103 | 1788010.9545 | 1532796.6389 | 1331001.3891 | 1291053.5118 | 1247919.0977 | 1194692.7598 | 1145606.1403 | 1099065.7472 | 1053672.6247 | 1009820.4966 | 967560.3601 | 926729.0263 | 887374.1927 | 849235.4768 | 812065.6954 | 777322.0326 | 743278.7556 | 2534517.1201 | 33083.982 | 335.182
7355 | 2585202.7932 | 68018.272 | 0 | 2291324.5991 | 2301033.3033 | 1813597.8829 | 1323943.506 | 830678.5807 | 450148.236 | 408306.3745 | 363214.2514 | 307828.3846 | 256665.0231 | 208098.8077 | 160702.8061 | 114878.6162 | 70678.2546 | 27935.2692 | -13301.6888 | -53298.2089 | -92306.4176 | -128839.9898 | -164659.1698 | 2585202.7932 | 68018.272 | 0
7356 | 2616990.5398 | 46668.88 | 1998.99 | 2339685.5659 | 2349513.6487 | 2006928.5907 | 1662097.2918 | 1313611.049 | 1041540.3626 | 999943.214 | 955055.8385 | 899748.1469 | 848714.8807 | 800310.6953 | 753091.1127 | 707462.6687 | 663478.0198 | 620968.667 | 579983.8598 | 540254.7429 | 501526.0897 | 465302.5013 | 429802.0893 | 2616990.5398 | 46668.88 | 1998.99
7357 | 2601630.4058 | 81064.96 | 4942.67 | 2288327.6319 | 2298098.0298 | 1721813.0957 | 1143295.1049 | 561143.6224 | 113881.6817 | 71357.6153 | 25562.6335 | -30591.5034 | -82496.3032 | -131787.4533 | -179900.9535 | -226432.6541 | -271330.2077 | -314761.1242 | -356676.4433 | -397343.4422 | -437015.8495 | -474197.8953 | -510661.0092 | 2601630.4058 | 81064.96 | 4942.67
7358 | 2594071.3185 | 72783.92 | 5844.77 | 2288807.895 | 2298549.9049 | 1778620.9546 | 1256465.4357 | 730686.9824 | 325732.6182 | 283586.5345 | 238179.0392 | 182442.4875 | 130942.9263 | 82049.4208 | 34330.1436 | -11811.93 | -56324.6046 | -99374.9035 | -140914.0087 | -181208.4206 | -220511.1307 | -257330.715 | -293433.4565 | 2594071.3185 | 72783.92 | 5844.77
7359 | 2573985.432 | 64171.488 | 3322.38 | 2281611.6626 | 2291278.2401 | 1830069.105 | 1366650.6417 | 899637.2963 | 538833.2569 | 497257.624 | 452445.8326 | 397384.9627 | 346528.2764 | 298257.467 | 251151.7938 | 205611.112 | 161687.2127 | 119214.366 | 78241.0119 | 38502.7134 | -251.5621 | -36541.9387 | -72121.0229 | 2573985.432 | 64171.488 | 3322.38
7360 | 2559403.0263 | 73941.696 | 0 | 2261855.4415 | 2271467.255 | 1743965.1016 | 1214266.1365 | 680992.6554 | 270549.3403 | 228857.3516 | 183947.5382 | 128846.7104 | 77926.2482 | 29577.0132 | -17613.6864 | -63248.2609 | -107275.2123 | -149859.3319 | -190952.4539 | -230817.5174 | -269704.1326 | -306140.8075 | -341870.2198 | 2559403.0263 | 73941.696 | 0
7361 | 2610270.7904 | 20061.394 | 0 | 2362159.373 | 2371962.2198 | 2210299.5228 | 2046396.3527 | 1878847.6236 | 1742501.8312 | 1701867.4789 | 1657951.3482 | 1603641.6581 | 1553595.4177 | 1506171.5073 | 1459929.158 | 1415273.8617 | 1372258.1396 | 1330713.9255 | 1290690.3423 | 1251919.2251 | 1214146.0027 | 1178871.4128 | 1144318.1423 | 2610270.7904 | 20061.394 | 0
7362 | 2716052.4624 | 0 | 0 | 2478760.6727 | 2488960.7815 | 2462757.2428 | 2434222.4354 | 2401894.3322 | 2366557.1481 | 2325073.2144 | 2280174.5075 | 2224461.0406 | 2173183.8004 | 2124635.1605 | 2077315.9647 | 2031648.1375 | 1987686.3285 | 1945255.6606 | 1904407.2475 | 1864862.0568 | 1826355.2007 | 1790448.2346 | 1755291.8196 | 2716052.4624 | 0 | 0
7363 | 2731721.7098 | 0 | 0 | 2493060.954 | 2503319.9086 | 2476988.5097 | 2448312.3929 | 2415821.0962 | 2380303.3588 | 2338603.4105 | 2293468.9888 | 2237457.4153 | 2185907.6617 | 2137102.25 | 2089533.3753 | 2043625.396 | 1999433.2773 | 1956781.133 | 1915720.3716 | 1875970.3512 | 1837264.6556 | 1801173.8492 | 1765837.9237 | 2731721.7098 | 0 | 0
7364 | 2702035.2004 | 0 | 0 | 2465968.0487 | 2476115.5159 | 2450054.0595 | 2421673.3659 | 2389518.9533 | 2354370.9894 | 2313107.9986 | 2268447.8579 | 2213028.771 | 2162023.0159 | 2113731.7792 | 2066663.6414 | 2021238.3497 | 1977510.2717 | 1935305.4327 | 1894674.6826 | 1855340.4291 | 1817039.1516 | 1781324.3462 | 1746356.2184 | 2702035.2004 | 0 | 0
7365 | 2679579.5886 | 0 | 0 | 2445474.3034 | 2455537.4388 | 2429681.3276 | 2401525.2536 | 2369626.8225 | 2334759.7184 | 2293828.4071 | 2249528.1784 | 2194558.4171 | 2143965.31 | 2096064.1619 | 2049375.9481 | 2004316.9273 | 1960941.0152 | 1919075.6831 | 1878771.3582 | 1839752.7553 | 1801758.5436 | 1766329.3088 | 1731640.5463 | 2679579.5886 | 0 | 0
7366 | 2621044.3554 | 0 | 0 | 2392053.0842 | 2401896.391 | 2376559.2581 | 2348972.4047 | 2317724.9459 | 2283573.6645 | 2243490.6481 | 2200112.3081 | 2146297.5106 | 2096763.7597 | 2049863.1621 | 2004149.0024 | 1960028.446 | 1917554.2309 | 1876557.5974 | 1837087.8709 | 1798875.7799 | 1761665.7023 | 1726964.57 | 1692987.7342 | 2621044.3554 | 0 | 0
7367 | 2484300.7309 | 0 | 200.249 | 2267056.0121 | 2276385.7796 | 2252250.159 | 2225982.1892 | 2196244.5928 | 2163754.6705 | 2125642.4803 | 2084406.8882 | 2033279.3235 | 1986209.4571 | 1941635.3686 | 1898185.8198 | 1856246.7338 | 1815868.0972 | 1776889.9545 | 1739359.0579 | 1703020.1842 | 1667631.0475 | 1634619.9608 | 1602295.3831 | 2484300.7309 | 0 | 200.249
7368 | 2368602.252 | 0 | 2445.99 | 2159219.9545 | 2168115.2175 | 2145000.4065 | 2119852.5538 | 2091396.6615 | 2060316.6241 | 2023876.1582 | 1984457.7531 | 1935608.0628 | 1890627.0963 | 1848025.6747 | 1806496.4209 | 1766407.2849 | 1727805.9252 | 1690539.8359 | 1654653.5918 | 1619903.8558 | 1586059.6258 | 1554482.6956 | 1523560.3024 | 2368602.252 | 0 | 2445.99
7369 | 2266645.7005 | 0 | 0 | 2068616.9722 | 2077129.3383 | 2054907.28 | 2030739.6922 | 2003406.4595 | 1973562.0381 | 1938587.9281 | 1900764.0642 | 1853914.8851 | 1810767.9005 | 1769898.0332 | 1730054.1823 | 1691588.4591 | 1654546.471 | 1618782.2764 | 1584338.5316 | 1550982.3739 | 1518492.7447 | 1488172.8193 | 1458479.2563 | 2266645.7005 | 0 | 0
7370 | 2192027.952 | 0 | 0 | 2000518.3096 | 2008750.4494 | 1987183.8748 | 1963735.8174 | 1937226.3277 | 1908288.3175 | 1874389.4874 | 1837734.7171 | 1792351.7441 | 1750549.0896 | 1710948.5901 | 1672340.3305 | 1635064.8309 | 1599166.197 | 1564503.2919 | 1531117.3675 | 1498783.227 | 1467287.0889 | 1437889.2281 | 1409097.11 | 2192027.952 | 0 | 0
7371 | 2147724.3537 | 0 | 0 | 1960085.3582 | 1968151.1164 | 1946974.5599 | 1923954.5477 | 1897934.9787 | 1869535.9724 | 1836276.4106 | 1800316.6096 | 1755805.0136 | 1714801.3736 | 1675955.3801 | 1638081.5722 | 1601513.5875 | 1566294.6405 | 1532286.4466 | 1499529.4241 | 1467802.9275 | 1436897.4963 | 1408047.9337 | 1379791.8709 | 2147724.3537 | 0 | 0
7372 | 2140437.1252 | 0 | 0 | 1953434.7888 | 1961473.1798 | 1940361.7597 | 1917413.1387 | 1891475.1383 | 1863165.7742 | 1830012.3464 | 1794167.8413 | 1749800.5574 | 1708929.327 | 1670208.4223 | 1632456.4045 | 1596005.7793 | 1560899.6145 | 1527000.0947 | 1494347.501 | 1462721.9368 | 1431914.652 | 1403156.2602 | 1374989.3546 | 2140437.1252 | 0 | 0
7373 | 2209613.4812 | 0 | 0 | 2016567.4539 | 2024865.6361 | 2003147.9593 | 1979533.7055 | 1952833.4591 | 1923685.2094 | 1889536.3417 | 1852609.4242 | 1806884.2822 | 1764768.1817 | 1724871.9029 | 1685975.8243 | 1648423.1978 | 1612258.4829 | 1577339.4104 | 1543707.5631 | 1511135.9377 | 1479409.0375 | 1449797.2481 | 1420796.061 | 2209613.4812 | 0 | 0
7374 | 2245137.8803 | 0 | 0 | 2048988.2134 | 2057419.8071 | 2035387.6798 | 2011428.4839 | 1984333.6813 | 1954751.5183 | 1920088.3413 | 1882602.4514 | 1836176.8859 | 1793418.3855 | 1752915.3952 | 1713428.6855 | 1675307.0268 | 1638595.5935 | 1603149.829 | 1569011.9848 | 1535951.4077 | 1503749.1368 | 1473695.9817 | 1444263.2456 | 2245137.8803 | 0 | 0
7375 | 2340176.9265 | 0 | 0 | 2135724.038 | 2144512.5499 | 2121642.109 | 2096763.0246 | 2068615.6 | 2037875.5224 | 2001839.3462 | 1962860.9686 | 1914564.4897 | 1870090.3064 | 1827967.1115 | 1786903.2173 | 1747262.1582 | 1709091.0208 | 1672239.1294 | 1636750.5238 | 1602384.7872 | 1568913.6898 | 1537682.6825 | 1507098.3572 | 2340176.9265 | 0 | 0
7376 | 2497757.4355 | 7029.086 | 0 | 2272508.2156 | 2281888.5196 | 2209846.6365 | 2135660.8538 | 2057986.6508 | 1989491.3145 | 1950948.3212 | 1909265.0075 | 1857636.1394 | 1810086.9489 | 1765047.0553 | 1721137.7925 | 1678747.1743 | 1637925.458 | 1598511.8216 | 1560553.2707 | 1523793.1994 | 1487988.0096 | 1454573.751 | 1421849.7199 | 2497757.4355 | 7029.086 | 0
7377 | 2537275.2918 | 2716.8807 | 0 | 2312885.7433 | 2322414.4563 | 2279334.9272 | 2234077.5794 | 2185276.6196 | 2138282.0484 | 2099307.3833 | 2057142.7137 | 2004875.1378 | 1956751.7855 | 1911177.4303 | 1866751.5943 | 1823868.4297 | 1782578.9891 | 1742719.9062 | 1704338.9302 | 1667175.3953 | 1630981.8494 | 1597217.0624 | 1564153.4233 | 2537275.2918 | 2716.8807 | 0
7378 | 2595625.6365 | 22083.982 | 0 | 2346771.1258 | 2356518.9729 | 2181263.8517 | 2003780.8278 | 1822672.6986 | 1676221.1684 | 1635759.4199 | 1592034.3057 | 1537973.9461 | 1488153.1158 | 1440939.9027 | 1394901.6214 | 1350441.4887 | 1307611.7313 | 1266245.2259 | 1226390.8197 | 1187781.8526 | 1150165.1814 | 1115033.1239 | 1080618.3388 | 2595625.6365 | 22083.982 | 0
7379 | 2640756.8044 | 16984.87 | 0 | 2393058.457 | 2402975.7937 | 2261983.9241 | 2118725.4144 | 1971778.7683 | 1850772.657 | 1809825.1971 | 1765557.63 | 1710775.1146 | 1660305.8428 | 1612489.5278 | 1565868.5736 | 1520853.208 | 1477496.5657 | 1435628.6175 | 1395299.0599 | 1356236.5964 | 1318183.6822 | 1282658.5827 | 1247863.2271 | 2640756.8044 | 16984.87 | 0
7380 | 2634742.9754 | 20623.12 | 0 | 2383931.7847 | 2393826.5366 | 2228147.6253 | 2060207.2357 | 1888587.1088 | 1749097.473 | 1708109.2554 | 1663808.4915 | 1609016.7251 | 1558528.3797 | 1510686.9495 | 1464038.158 | 1418991.2986 | 1375599.385 | 1333692.7753 | 1293321.0529 | 1254213.5388 | 1216113.2752 | 1180535.0695 | 1145684.9459 | 2634742.9754 | 20623.12 | 0
7381 | 2646539.568 | 50020.264 | 4686.38 | 2360614.2272 | 2370553.2811 | 2004919.9533 | 1637015.022 | 1265413.8779 | 975891.3112 | 933751.4778 | 888284.2668 | 832279.0816 | 780596.5853 | 731572.8553 | 683747.1037 | 637530.4567 | 592976.1651 | 549913.8277 | 508393.2497 | 468142.5404 | 428903.5913 | 392197.9922 | 356223.735 | 2646539.568 | 50020.264 | 4686.38
7382 | 2646002.7668 | 25359.354 | 5625.42 | 2383846.1944 | 2393783.2324 | 2195796.3373 | 1995538.2993 | 1791584.7984 | 1627798.6579 | 1586479.3278 | 1541833.295 | 1486651.4255 | 1435791.368 | 1387589.5376 | 1340585.4426 | 1295190.1258 | 1251456.8273 | 1209215.1802 | 1168514.98 | 1129084.3908 | 1090665.3566 | 1054779.1586 | 1019624.1541 | 2646002.7668 | 25359.354 | 5625.42
7383 | 2617059.6535 | 27838.076 | 7878.92 | 2352699.5154 | 2362527.8577 | 2147939.598 | 1931105.0382 | 1710615.4379 | 1534537.9117 | 1493548.3923 | 1449268.559 | 1394568.1346 | 1344142.2484 | 1296345.5123 | 1249733.4104 | 1204712.4892 | 1161335.4064 | 1119433.6587 | 1079056.4968 | 1039935.0585 | 1001814.1102 | 966198.293 | 931305.6711 | 2617059.6535 | 27838.076 | 7878.92
7384 | 2588541.5269 | 10789.384 | 0 | 2351600.5275 | 2361321.7703 | 2262879.9875 | 2162216.3825 | 2057937.566 | 1969127.7551 | 1929112.2093 | 1885842.2044 | 1832265.1616 | 1782916.0773 | 1736167.4933 | 1690590.6345 | 1646587.6172 | 1604210.5254 | 1563292.692 | 1523882.831 | 1485715.0099 | 1448536.7766 | 1413836.3757 | 1379851.2897 | 2588541.5269 | 10789.384 | 0
7385 | 2607282.7963 | 670.3088 | 0 | 2378823.5144 | 2388615.1399 | 2358801.0753 | 2326749.1024 | 2291055.7436 | 2253613.0145 | 2213665.0703 | 2170439.1043 | 2116831.4766 | 2067482.4182 | 2020752.6879 | 1975203.1662 | 1931238.8808 | 1888912.2927 | 1848055.5282 | 1808717.6539 | 1770630.812 | 1733540.7226 | 1698946.4054 | 1665072.5819 | 2607282.7963 | 670.3088 | 0
7386 | 2693643.6036 | 0 | 0 | 2458309.5957 | 2468425.5484 | 2442418.2262 | 2414098.8696 | 2382017.5138 | 2346951.9037 | 2305790.2579 | 2261242.0126 | 2205968.2346 | 2155094.0822 | 2106926.0177 | 2059977.2538 | 2014666.2337 | 1971047.1564 | 1928946.5875 | 1888415.2188 | 1849176.3203 | 1810967.1897 | 1775336.4986 | 1740450.166 | 2693643.6036 | 0 | 0
7387 | 2698015.1997 | 0 | 0 | 2462299.2611 | 2472431.6312 | 2446395.3735 | 2418043.3291 | 2385923.1801 | 2350813.9335 | 2309598.7577 | 2264991.4863 | 2209641.2753 | 2158697.8303 | 2110464.865 | 2063453.179 | 2018081.8949 | 1974405.2993 | 1932249.6767 | 1891665.8009 | 1852376.493 | 1814118.6242 | 1778443.3795 | 1743513.7014 | 2698015.1997 | 0 | 0
7388 | 2636002.4446 | 0 | 0 | 2405704.3386 | 2415603.8204 | 2390120.5605 | 2362374.7412 | 2330947.4257 | 2296599.7157 | 2256286.4187 | 2212658.992 | 2158535.5479 | 2108717.5819 | 2061547.7964 | 2015571.2196 | 1971197.3408 | 1928479.1988 | 1887247.0708 | 1847550.5637 | 1809118.8694 | 1771694.907 | 1736794.2081 | 1702621.9393 | 2636002.4446 | 0 | 0
7389 | 2613996.9534 | 0 | 839.473 | 2384781.9155 | 2394598.7559 | 2369316.8998 | 2341791.3724 | 2310615.082 | 2276542.7768 | 2236554.6857 | 2193280.1313 | 2139597.1808 | 2090183.7662 | 2043396.4248 | 1997792.3313 | 1953777.5562 | 1911404.6958 | 1870505.4441 | 1831128.9939 | 1793006.7976 | 1755883.9207 | 1721263.243 | 1687364.9144 | 2613996.9534 | 0 | 839.473
7390 | 2572342.4601 | 0 | 3092.45 | 2344513.6493 | 2354174.0567 | 2329263.3675 | 2302144.7603 | 2271433.5657 | 2237872.5047 | 2198489.9269 | 2155873.2563 | 2103014.0491 | 2054356.3419 | 2008282.8612 | 1963373.7729 | 1920028.677 | 1878299.3317 | 1838020.1128 | 1799239.4293 | 1761693.0131 | 1725129.9918 | 1691029.2967 | 1657639.44 | 2572342.4601 | 0 | 3092.45
7391 | 2495799.9223 | 0 | 9118.18 | 2268632.6293 | 2278005.5819 | 2253769.272 | 2227390.7428 | 2197526.527 | 2164897.2455 | 2126619.672 | 2085204.2392 | 2033851.0465 | 1986574.334 | 1941804.9518 | 1898165.3145 | 1856043.1315 | 1815488.6208 | 1776341.0866 | 1738647.4975 | 1702151.4488 | 1666609.5331 | 1633456.6748 | 1600993.5032 | 2495799.9223 | 0 | 9118.18
7392 | 2388642.8152 | 0 | 5502.83 | 2174452.8053 | 2183423.3304 | 2160133.0402 | 2134792.5068 | 2106115.9447 | 2074793.0348 | 2038064.3423 | 1998332.5143 | 1949089.6039 | 1903748.1502 | 1860806.3746 | 1818945.8383 | 1778537.6045 | 1739629.735 | 1702068.4334 | 1665898.6519 | 1630874.9944 | 1596764.5043 | 1564940.4975 | 1533776.5656 | 2388642.8152 | 0 | 5502.83
7393 | 2287802.7211 | 0 | 3977.77 | 2083947.8097 | 2092539.6308 | 2070132.3172 | 2045761.3145 | 2018195.1185 | 1988094.2943 | 1952815.9004 | 1914661.153 | 1867396.8476 | 1823869.2931 | 1782640.1107 | 1742446.5215 | 1703643.9237 | 1666278.3501 | 1630202.4971 | 1595459.419 | 1561814.0797 | 1529043.357 | 1498462.5903 | 1468514.0326 | 2287802.7211 | 0 | 3977.77
7394 | 2215842.6675 | 0 | 9548.18 | 2012704.2386 | 2021025.8144 | 1999250.7132 | 1975573.6883 | 1948801.9711 | 1919575.3493 | 1885334.012 | 1848306.7934 | 1802456.5468 | 1760225.5162 | 1720220.5652 | 1681218.6341 | 1643563.9424 | 1607301.075 | 1572287.3617 | 1538564.5025 | 1505904.854 | 1474092.3122 | 1444400.8439 | 1415321.6992 | 2215842.6675 | 0 | 9548.18
7395 | 2157483.8164 | 0 | 29082.8 | 1939909.3715 | 1948011.7812 | 1926749.7689 | 1903635.924 | 1877508.892 | 1848991.6104 | 1815591.6864 | 1779479.253 | 1734776.1646 | 1693596.9725 | 1654585.2316 | 1616550.0939 | 1579826.7133 | 1544458.5004 | 1510306.5425 | 1477411.4413 | 1445551.549 | 1414516.453 | 1385546.5676 | 1357172.8791 | 2157483.8164 | 0 | 29082.8
7396 | 2103768.6409 | 0 | 21743.9 | 1898225.9988 | 1906126.6817 | 1885336.3384 | 1862740.2679 | 1837206.03 | 1809341.0528 | 1776714.9971 | 1741443.9658 | 1697796.1621 | 1657584.5199 | 1619486.3655 | 1582340.4997 | 1546473.732 | 1511928.3922 | 1478569.0261 | 1446435.2246 | 1415310.8582 | 1384990.753 | 1356684.4407 | 1328959.4816 | 2103768.6409 | 0 | 21743.9
7397 | 2113157.9914 | 0 | 18269.6 | 1910269.3354 | 1918205.2799 | 1897332.1872 | 1874645.3082 | 1849007.1484 | 1821027.8471 | 1788266.218 | 1752847.8084 | 1709015.24 | 1668634.169 | 1630376.0186 | 1593074.407 | 1557057.6022 | 1522368.123 | 1488869.9106 | 1456602.7327 | 1425349.495 | 1394904.1082 | 1366481.5019 | 1338642.8435 | 2113157.9914 | 0 | 18269.6
7398 | 2057654.0961 | 0 | 18955.7 | 1858928.5168 | 1866656.017 | 1846265.5364 | 1824108.9101 | 1799078.5209 | 1771768.4822 | 1739801.7277 | 1705247.9753 | 1662501.0692 | 1623115.0039 | 1585796.0989 | 1549408.6084 | 1514272.1781 | 1480428.2101 | 1447744.2193 | 1416258.9288 | 1385760.9466 | 1356049.5962 | 1328307.8964 | 1301134.8065 | 2057654.0961 | 0 | 18955.7
7399 | 2120915.3443 | 196.1539 | 14128.7 | 1921293.7022 | 1929258.7793 | 1906974.7649 | 1882870.3057 | 1855803.7316 | 1826720.79 | 1793831.561 | 1758275.7985 | 1714274.989 | 1673738.3473 | 1635332.4194 | 1597886.5416 | 1561730.1872 | 1526906.031 | 1493277.5147 | 1460884.5519 | 1429509.2516 | 1398944.7677 | 1370410.4899 | 1342462.3037 | 2120915.3443 | 196.1539 | 14128.7
7400 | 2234777.474 | 2575.6168 | 10620.2 | 2026337.142 | 2034729.8273 | 1995265.7649 | 1953883.5264 | 1909380.1509 | 1866778.2159 | 1832165.2183 | 1794742.5334 | 1748421.426 | 1705750.4615 | 1665324.599 | 1625910.3272 | 1587854.8074 | 1551203.0053 | 1515811.0315 | 1481720.9424 | 1448703.1494 | 1416539.7017 | 1386515.4525 | 1357108.7594 | 2234777.474 | 2575.6168 | 10620.2
7401 | 2325087.9685 | 40734.164 | 3617.25 | 2077601.9343 | 2086333.7798 | 1786667.0453 | 1485004.6186 | 1180094.9253 | 941837.9907 | 904653.5503 | 864545.8792 | 815180.1879 | 769612.1469 | 726379.9355 | 684200.1948 | 643434.1151 | 604128.4793 | 566133.5832 | 529493.1828 | 493968.4114 | 459332.5107 | 426922.2566 | 395154.5148 | 2325087.9685 | 40734.164 | 3617.25
7402 | 2367945.4432 | 17447.168 | 0 | 2143619.3507 | 2152512.1471 | 2010772.1497 | 1866999.6744 | 1719920.0768 | 1599868.9449 | 1562835.5888 | 1522825.1192 | 1473385.9798 | 1427814.4914 | 1384621.8881 | 1342501.1552 | 1301820.1407 | 1262626.4901 | 1224767.7395 | 1188288.4515 | 1152945.3565 | 1118507.5164 | 1086336.3474 | 1054819.5338 | 2367945.4432 | 17447.168 | 0
7403 | 2392938.2291 | 19027.988 | 3376.51 | 2161471.2763 | 2170457.9328 | 2017746.7004 | 1862981.5379 | 1704874.3477 | 1576454.5757 | 1539003.4884 | 1498543.8653 | 1448556.0563 | 1402476.7198 | 1358801.3767 | 1316209.2173 | 1275071.9719 | 1235437.7889 | 1197152.5954 | 1160261.4242 | 1124518.4381 | 1089690.2615 | 1057152.6798 | 1025276.3602 | 2392938.2291 | 19027.988 | 3376.51
7404 | 2394327.1645 | 27936.374 | 11090.2 | 2146116.7894 | 2155108.662 | 1941818.6745 | 1726473.5648 | 1507784.4874 | 1333921.3066 | 1296148.1204 | 1255364.6521 | 1205047.4674 | 1158641.0239 | 1114639.9691 | 1071722.7266 | 1030261.2428 | 990303.6937 | 951695.9171 | 914482.972 | 878418.8783 | 843270.1252 | 810413.2966 | 778218.1137 | 2394327.1645 | 27936.374 | 11090.2
7405 | 2378322.6727 | 31510.606 | 55397.3 | 2083629.2208 | 2092560.9887 | 1855106.6653 | 1615610.9568 | 1372793.633 | 1180894.4303 | 1143226.3229 | 1102568.0552 | 1052439.7977 | 1006196.1406 | 962341.7938 | 919564.0149 | 878232.2637 | 838394.3945 | 799897.2754 | 762785.6643 | 726815.2253 | 691754.0085 | 658969.3961 | 626842.0068 | 2378322.6727 | 31510.606 | 55397.3
7406 | 2348529.5799 | 66271.912 | 88894.7 | 1988180.3379 | 1997000.2182 | 1523490.541 | 1047965.051 | 569159.5553 | 200382.8667 | 161984.2856 | 120633.0018 | 69930.3581 | 23063.6527 | -21443.6732 | -64887.9173 | -106904.2479 | -147445.4103 | -186662.6181 | -224511.6741 | -261233.8533 | -297058.2002 | -330634.4616 | -363561.7327 | 2348529.5799 | 66271.912 | 88894.7
7407 | 2344368.3532 | 26450.582 | 98307.1 | 2014791.5927 | 2023595.8455 | 1820827.6453 | 1616047.2039 | 1407992.5685 | 1242294.0389 | 1205272.4502 | 1165303.3903 | 1115999.5398 | 1070524.8308 | 1027405.321 | 985347.0093 | 944714.081 | 905553.7072 | 867714.9422 | 831241.9048 | 795893.7476 | 761441.8318 | 729234.0184 | 697674.0452 | 2344368.3532 | 26450.582 | 98307.1
7408 | 2329862.5164 | 12300.558 | 100134 | 2013876.203 | 2022625.9793 | 1916176.1365 | 1807726.5035 | 1696022.9355 | 1602643.237 | 1566297.9114 | 1527023.3523 | 1478471.7617 | 1433725.6199 | 1391320.1043 | 1349969.2206 | 1310034.9008 | 1271564.0239 | 1234406.5784 | 1198606.41 | 1163924.1616 | 1130132.6091 | 1098571.2735 | 1067653.7696 | 2329862.5164 | 12300.558 | 100134
7409 | 2425602.4964 | 664.8231 | 100134 | 2112887.4582 | 2121996.7851 | 2093810.8429 | 2063542.934 | 2029887.3778 | 1994674.4096 | 1957339.6032 | 1916955.1937 | 1866912.5358 | 1820831.7023 | 1777187.6773 | 1734641.6217 | 1693570.3401 | 1654022.6382 | 1615842.3398 | 1579075.0926 | 1543471.7034 | 1508795.6112 | 1476441.3811 | 1444757.4395 | 2425602.4964 | 664.8231 | 100134
7410 | 2546982.5626 | 0 | 100134 | 2224327.8053 | 2233892.9738 | 2209169.846 | 2182260.5673 | 2151794.1193 | 2118505.9009 | 2079453.5581 | 2037199.0063 | 1984802.8959 | 1936566.8642 | 1890889.5819 | 1846365.2128 | 1803389.4171 | 1762013.4428 | 1722073.2986 | 1683616.9163 | 1646382.6329 | 1610122.0495 | 1576299.5171 | 1543180.8151 | 2546982.5626 | 0 | 100134
7411 | 2538188.8301 | 0 | 99897.6 | 2216538.7498 | 2226070.8935 | 2201434.1085 | 2174618.7205 | 2144258.4447 | 2111086.141 | 2072169.6142 | 2030061.9344 | 1977847.7107 | 1929779.2027 | 1884260.6097 | 1839890.9493 | 1797064.5158 | 1755832.38 | 1716031.117 | 1677708.493 | 1640603.7486 | 1604469.3423 | 1570764.5694 | 1537761.1968 | 2538188.8301 | 0 | 99897.6
7412 | 2510381.4165 | 0 | 99552.8 | 2191505.5705 | 2200933.2837 | 2176549.9874 | 2150011.9561 | 2119967.8734 | 2087142.5702 | 2048635.9754 | 2006973.1887 | 1955314.5815 | 1907756.2711 | 1862719.9398 | 1818819.9538 | 1776446.2878 | 1735649.453 | 1696267.8148 | 1658348.6163 | 1621633.9547 | 1585879.0006 | 1552527.0618 | 1519868.839 | 2510381.4165 | 0 | 99552.8
7413 | 2502319.8813 | 0 | 98973.2 | 2184727.9427 | 2194125.381 | 2169821.3924 | 2143369.5882 | 2113422.9916 | 2080704.1058 | 2042322.1726 | 2000794.1828 | 1949302.472 | 1901897.8907 | 1857007.1898 | 1813249.1851 | 1771012.5988 | 1730347.7802 | 1691093.6136 | 1653297.1904 | 1616701.436 | 1581062.3072 | 1547818.4768 | 1515266.1349 | 2502319.8813 | 0 | 98973.2
7414 | 2482038.7358 | 0 | 99554.9 | 2165636.9884 | 2174958.261 | 2150838.2899 | 2124587.9111 | 2094871.065 | 2062404.3989 | 2024320.5841 | 1983116.2112 | 1932028.8727 | 1884995.5377 | 1840455.7083 | 1797039.3947 | 1755132.1685 | 1714783.9709 | 1675834.992 | 1638331.9416 | 1602019.8287 | 1566656.588 | 1533669.232 | 1501367.7599 | 2482038.7358 | 0 | 99554.9
7415 | 2423919.5496 | 0 | 100134 | 2112016.3676 | 2121119.3742 | 2097512.4637 | 2071825.0309 | 2042752.3012 | 2010994.1412 | 1973750.3629 | 1933459.0975 | 1883516.2848 | 1837532.5476 | 1793983.9283 | 1751532.5166 | 1710554.8557 | 1671099.7173 | 1633011.0337 | 1596334.4207 | 1560820.8584 | 1526233.9497 | 1493967.2921 | 1462370.4579 | 2423919.5496 | 0 | 100134
7416 | 2344603.3311 | 0 | 100134 | 2039629.7235 | 2048434.8588 | 2025530.1873 | 2000613.0731 | 1972421.4367 | 1941632.2433 | 1905536.9338 | 1866493.8579 | 1818115.0555 | 1773565.7786 | 1731371.9369 | 1690239.3996 | 1650532.3887 | 1612298.0798 | 1575385.5122 | 1539838.8091 | 1505417.0988 | 1471891.7199 | 1440610.6683 | 1409977.5218 | 2344603.3311 | 0 | 100134
7417 | 2243446.4096 | 0 | 100134 | 1947310.5204 | 1955735.7618 | 1933716.8412 | 1909772.3039 | 1882694.5222 | 1853131.2541 | 1818490.8 | 1781029.7596 | 1734635.7787 | 1691906.1001 | 1651430.2324 | 1611969.8795 | 1573873.5493 | 1537186.3821 | 1501763.9301 | 1467648.413 | 1434609.3514 | 1402427.9493 | 1372394.0439 | 1342980.0901 | 2243446.4096 | 0 | 100134
7418 | 2164424.8534 | 0 | 100134 | 1875192.7949 | 1883321.2716 | 1861996.3954 | 1838813.729 | 1812608.1814 | 1784004.6944 | 1750502.8565 | 1714279.7827 | 1669438.4159 | 1628132.2826 | 1589000.5736 | 1550848.6097 | 1514012.6231 | 1478536.164 | 1444279.8728 | 1411284.482 | 1379327.6303 | 1348198.2286 | 1319140.6817 | 1290681.2496 | 2164424.8534 | 0 | 100134
7419 | 2120369.5281 | 0 | 100134 | 1834986.4258 | 1842949.4532 | 1822012.4212 | 1799255.413 | 1773537.0522 | 1745469.5603 | 1712603.4201 | 1677071.4327 | 1633096.5716 | 1592584.9867 | 1554203.5673 | 1516781.951 | 1480649.5262 | 1445848.9568 | 1412243.7196 | 1379873.7179 | 1348521.1168 | 1317979.1234 | 1289466.8137 | 1261540.4447 | 2120369.5281 | 0 | 100134
7420 | 2077678.7637 | 0 | 100054 | 1796105.4009 | 1803908.1035 | 1783346.2085 | 1761000.9801 | 1735754.0219 | 1708205.2292 | 1675954.4024 | 1641091.4016 | 1597955.5129 | 1558213.1722 | 1520558.1089 | 1483843.5244 | 1448392.1752 | 1414245.8663 | 1381270.8232 | 1349506.1459 | 1318738.3852 | 1288764.9117 | 1260780.2569 | 1233369.7458 | 2077678.7637 | 0 | 100054
7421 | 2062662.1926 | 0 | 99658.2 | 1782796.5739 | 1790542.8819 | 1770111.9409 | 1747910.5556 | 1722828.4129 | 1695461.0724 | 1663425.6822 | 1628796.9976 | 1585955.218 | 1546482.4593 | 1509081.892 | 1472615.0061 | 1437402.2255 | 1403485.0528 | 1370730.6806 | 1339177.9262 | 1308614.883 | 1278840.3863 | 1251040.334 | 1223810.2756 | 2062662.1926 | 0 | 99658.2
7422 | 1977903.3308 | 0 | 99553.2 | 1705547.7907 | 1712975.7876 | 1693283.6212 | 1671893.7615 | 1647741.5204 | 1621397.9849 | 1590578.2189 | 1557271.7222 | 1516089.6228 | 1478138.1045 | 1442173.6272 | 1407104.4646 | 1373237.8735 | 1340613.6513 | 1309104.4478 | 1278747.4852 | 1249339.5646 | 1220687.7877 | 1193929.3213 | 1167717.4266 | 1977903.3308 | 0 | 99553.2
7423 | 2014297.9037 | 44730.792 | 99214.4 | 1694370.7079 | 1701935.3843 | 1377834.1653 | 1052004.0145 | 723360.653 | 468506.7363 | 435673.1501 | 400307.0757 | 356920.4831 | 316823.9161 | 278750.9528 | 241589.7784 | 205653.3037 | 170982.0581 | 137446.3482 | 105084.0811 | 73688.3191 | 43062.6141 | 14365.0577 | -13775.8698 | 2014297.9037 | 44730.792 | 99214.4
7424 | 2097657.0212 | 85098.264 | 98947.1 | 1730346.8655 | 1738224.5962 | 1138964.2666 | 537903.4555 | -66086.9873 | -527774.845 | -563154.0173 | -601170.4813 | -647539.3825 | -690482.1046 | -731317.4787 | -771203.3307 | -809813.8005 | -847106.6812 | -883217.0335 | -918105.3816 | -951987.2272 | -985067.1479 | -1016139.126 | -1046631.4398 | 2097657.0212 | 85098.264 | 98947.1
7425 | 2153403.4822 | 96617.992 | 100134 | 1768516.3295 | 1776603.4156 | 1098536.3285 | 418620.9111 | -264301.9947 | -785406.0204 | -821975.6016 | -861252.562 | -909103.9306 | -953438.0673 | -995608.852 | -1036804.8805 | -1076691.6328 | -1115225.7802 | -1152545.973 | -1188611.6861 | -1223644.1482 | -1257853.3738 | -1290001.2946 | -1321554.1461 | 2153403.4822 | 96617.992 | 100134
7426 | 2181830.1876 | 77999.808 | 99239 | 1813972.6794 | 1822166.5217 | 1270413.4959 | 716787.7403 | 160114.795 | -266412.8169 | -302778.6884 | -341887.6788 | -389684.2666 | -433917.1922 | -475958.2078 | -517011.5995 | -556738.4316 | -595094.8033 | -632221.1951 | -668076.547 | -702885.0082 | -736859.3655 | -768745.207 | -800028.124 | 2181830.1876 | 77999.808 | 99239
7427 | 2213463.2785 | 67327.424 | 100134 | 1852619.4843 | 1860932.1243 | 1381448.1832 | 900064.3607 | 415589.1689 | 43086.2905 | 6613.7713 | -32641.6379 | -80710.6008 | -125164.234 | -167394.178 | -208622.1792 | -248504.3877 | -286996.2663 | -324240.3322 | -360194.9302 | -395087.4592 | -429133.7911 | -461061.3271 | -492377.197 | 2213463.2785 | 67327.424 | 100134
7428 | 2212268.2911 | 49489.596 | 100134 | 1869366.7266 | 1877674.8789 | 1519458.1527 | 1159342.5708 | 796137.2886 | 514589.8245 | 478719.8606 | 440068.5092 | 392608.3622 | 348761.5931 | 307137.3127 | 266514.4342 | 227236.6219 | 189348.3888 | 152707.2947 | 117354.9725 | 83064.1459 | 49619.0594 | 18291.6251 | -12424.4734 | 2212268.2911 | 49489.596 | 100134
7429 | 2200747.945 | 73122.704 | 100134 | 1835219.7639 | 1843484.6516 | 1324702.1501 | 804030.6811 | 280285.6013 | -121623.8597 | -158118.8294 | -197380.7025 | -245405.4996 | -289835.7354 | -332055.056 | -373278.1896 | -413163.2613 | -451665.99 | -488928.0742 | -524908.0978 | -559832.1536 | -593914.8732 | -625890.9685 | -657258.9114 | 2200747.945 | 73122.704 | 100134
7430 | 2185771.1843 | 41853.552 | 100134 | 1852820.6213 | 1861029.2639 | 1554943.1013 | 1246980.8262 | 935965.8573 | 693660.4212 | 658412.9072 | 620417.3193 | 573718.4418 | 530589.6635 | 489656.7544 | 449713.2531 | 411098.7077 | 373857.098 | 337847.6898 | 303111.6175 | 269424.3268 | 236572.6467 | 205813.2547 | 175657.8764 | 2185771.1843 | 41853.552 | 100134
7431 | 2171154.9537 | 46567.832 | 100134 | 1834767.0784 | 1842920.83 | 1504910.3145 | 1165036.2321 | 822129.8692 | 555961.265 | 520763.3298 | 482835.6971 | 436262.9737 | 393236.4763 | 352391.1643 | 312528.6439 | 273986.1926 | 236807.4963 | 200852.7619 | 166162.8484 | 132514.7035 | 99696.5813 | 68956.7562 | 38816.9057 | 2171154.9537 | 46567.832 | 100134
7432 | 2163963.5253 | 28063.258 | 100134 | 1846708.5135 | 1854835.2577 | 1642681.7045 | 1428670.7571 | 1211637.5727 | 1039901.1443 | 1005418.7678 | 968215.7353 | 922396.2468 | 880111.2383 | 840000.1906 | 800868.6792 | 763052.8645 | 726596.2877 | 691359.6187 | 657383.5812 | 624445.8616 | 592335.4156 | 562296.3828 | 532855.3373 | 2163963.5253 | 28063.258 | 100134
7433 | 2305878.7307 | 1031.3266 | 100004 | 2003387.0263 | 2012046.7317 | 1982417.5898 | 1950809.2436 | 1915980.4588 | 1880349.7839 | 1844724.703 | 1806200.5424 | 1758494.8488 | 1714555.4303 | 1672932.5434 | 1632353.432 | 1593176.3023 | 1555447.5507 | 1519018.7099 | 1483933.1743 | 1449954.0507 | 1416856.4542 | 1385966.1165 | 1355712.9829 | 2305878.7307 | 1031.3266 | 100004
7434 | 2475408.1681 | 0 | 100134 | 2159006.6097 | 2168302.9812 | 2144206.5736 | 2117985.4495 | 2088307.1183 | 2055886.3132 | 2017863.3651 | 1976728.1953 | 1925736.4613 | 1878787.901 | 1834326.1851 | 1790984.9835 | 1749148.838 | 1708867.5562 | 1669981.7553 | 1632538.0201 | 1596282.0409 | 1560972.3992 | 1528032.2951 | 1495776.2427 | 2475408.1681 | 0 | 100134
7435 | 2514223.3889 | 0 | 100134 | 2194430.6835 | 2203872.8252 | 2179445.8866 | 2152860.9152 | 2122764.5266 | 2089882.6612 | 2051310.8093 | 2009577.9351 | 1957833.9424 | 1910196.5218 | 1865084.9401 | 1821111.4427 | 1778666.6012 | 1737801.0042 | 1698352.7697 | 1660369.213 | 1623592.0367 | 1587776.0367 | 1554366.7296 | 1521652.2003 | 2514223.3889 | 0 | 100134
7436 | 2572662.3103 | 0 | 99768.5 | 2248129.5053 | 2257791.1139 | 2232862.4732 | 2205725.64 | 2174995.7726 | 2141415.6845 | 2102013.3557 | 2059376.5319 | 2006495.8981 | 1957817.2866 | 1911723.2229 | 1866793.6964 | 1823428.3569 | 1781678.9688 | 1741379.8874 | 1702579.5278 | 1665013.5889 | 1628431.1672 | 1594311.3779 | 1560902.5154 | 2572662.3103 | 0 | 99768.5
7437 | 2550884.6356 | 0 | 100134 | 2227888.9681 | 2237468.7908 | 2212739.5592 | 2185820.8275 | 2155339.4767 | 2122032.0325 | 2082951.6331 | 2040664.1187 | 1988219.5085 | 1939941.3504 | 1894225.8618 | 1849665.0526 | 1806655.1894 | 1765247.5986 | 1725278.0375 | 1686794.5116 | 1649534.9569 | 1613250.5939 | 1579408.0171 | 1546270.349 | 2550884.6356 | 0 | 100134
7438 | 2495707.6469 | 0 | 97990.1 | 2179676.4956 | 2189049.1017 | 2164809.4428 | 2138427.6438 | 2108560.2871 | 2075927.9669 | 2037647.5635 | 1996229.4168 | 1944873.8776 | 1897594.668 | 1852822.696 | 1809180.427 | 1767055.5563 | 1726498.2999 | 1687347.968 | 1649651.5274 | 1613152.583 | 1577607.7363 | 1544451.8587 | 1511985.6422 | 2495707.6469 | 0 | 97990.1
7439 | 2402380.4355 | 0 | 97500.1 | 2094992.9489 | 2104015.0655 | 2080596.7559 | 2055116.4118 | 2026280.8527 | 1994783.7261 | 1957849.7269 | 1917895.3207 | 1868375.1316 | 1822778.8373 | 1779596.0223 | 1737500.665 | 1696865.9627 | 1657740.2537 | 1619968.857 | 1583596.9833 | 1548377.8252 | 1514077.0864 | 1482075.9809 | 1450738.7466 | 2402380.4355 | 0 | 97500.1
7440 | 2294828.48 | 0 | 90148.3 | 2004189.2231 | 2012807.4294 | 1990338.5968 | 1965900.0447 | 1938256.487 | 1908070.5172 | 1872691.0778 | 1834426.4516 | 1787024.2922 | 1743370.3592 | 1702021.8566 | 1661712.1274 | 1622797.6613 | 1585324.6324 | 1549145.2849 | 1514302.8051 | 1480561.4352 | 1447697.3679 | 1417029.9818 | 1386996.7462 | 2294828.48 | 0 | 90148.3
7441 | 2203058.6768 | 0 | 94209.6 | 1916375.7194 | 1924649.285 | 1902984.0078 | 1879427.7798 | 1852794.7137 | 1823720.9064 | 1789661.3152 | 1752831.9155 | 1707230.391 | 1665227.2019 | 1625437.2494 | 1586644.53 | 1549191.2773 | 1513121.8191 | 1478294.308 | 1444750.2037 | 1412263.1759 | 1380618.3677 | 1351082.3957 | 1322155.2146 | 2203058.6768 | 0 | 94209.6
7442 | 2132930.306 | 0 | 96257 | 1850326.8135 | 1858337.0128 | 1837287.9093 | 1814408.0483 | 1788549.2921 | 1760327.4889 | 1727278.6108 | 1691548.0934 | 1647324.6879 | 1606585.0746 | 1567988.2456 | 1530356.9054 | 1494022.3937 | 1459027.6271 | 1425235.2737 | 1392685.4733 | 1361159.1003 | 1330448.137 | 1301778.8809 | 1273699.0365 | 2132930.306 | 0 | 96257
7443 | 2098893.6836 | 0 | 92955.3 | 1822565.5491 | 1830447.9241 | 1809698.9391 | 1787148.4112 | 1761666.5243 | 1733859.2991 | 1701302.028 | 1666105.9103 | 1622552.4313 | 1582427.1513 | 1544410.4617 | 1507343.854 | 1471553.3803 | 1437081.2726 | 1403792.3903 | 1371726.2327 | 1340667.171 | 1310410.507 | 1282162.9693 | 1254495.4376 | 2098893.6836 | 0 | 92955.3
7444 | 1997987.0245 | 0 | 74011.8 | 1749418.2439 | 1756921.665 | 1737057.5673 | 1715478.538 | 1691109.078 | 1664526.073 | 1633421.3859 | 1599804.7176 | 1558232.4776 | 1519923.622 | 1483621.984 | 1448224.7516 | 1414042.3017 | 1381114.8359 | 1349313.7105 | 1318676.5261 | 1288998.0202 | 1260083.3359 | 1233081.1869 | 1206631.1595 | 1997987.0245 | 0 | 74011.8
7445 | 2081713.0682 | 0 | 41183.9 | 1858657.3426 | 1866475.196 | 1845877.4416 | 1823492.891 | 1798200.9761 | 1770602.7572 | 1738293.3742 | 1703366.7449 | 1660151.1641 | 1620335.7205 | 1582611.6073 | 1545829.7991 | 1510313.6791 | 1476105.1333 | 1443070.1277 | 1411247.8381 | 1380424.4009 | 1350396.7931 | 1322361.8659 | 1294902.197 | 2081713.0682 | 0 | 41183.9
7446 | 2132227.9485 | 0 | 48581.4 | 1897361.4185 | 1905368.9801 | 1884325.5154 | 1861451.8961 | 1835600.3625 | 1807386.56 | 1774347.2721 | 1738627.228 | 1694417.0924 | 1653689.6019 | 1615104.19 | 1577483.949 | 1541160.1095 | 1506175.5739 | 1472393.0555 | 1439852.681 | 1408335.3969 | 1377633.2539 | 1348972.1459 | 1320900.2555 | 2132227.9485 | 0 | 48581.4
7447 | 2178227.8493 | 193.8824 | 44527.8 | 1943202.1901 | 1951382.5038 | 1928612.0914 | 1903972.0413 | 1876289.8324 | 1846523.8997 | 1812810.4682 | 1776358.4468 | 1731233.1718 | 1689665.6752 | 1650286.4696 | 1611893.2572 | 1574824.4143 | 1539123.7691 | 1504651.0729 | 1471447.3181 | 1439288.7255 | 1407962.8597 | 1378722.0613 | 1350083.192 | 2178227.8493 | 193.8824 | 44527.8
7448 | 2298179.0965 | 2091.4149 | 40639.8 | 2054664.1933 | 2063294.9828 | 2026567.4137 | 1987867.2492 | 1945957.3995 | 1905055.8358 | 1869547.0524 | 1831148.8697 | 1783599.8124 | 1739804.4541 | 1698317.8922 | 1657871.6205 | 1618822.6491 | 1581217.2195 | 1544907.36 | 1509936.3204 | 1476067.9982 | 1443078.2596 | 1412288.4095 | 1382133.6358 | 2298179.0965 | 2091.4149 | 40639.8
7449 | 2382804.2885 | 10116.495 | 59338.7 | 2105172.0049 | 2114120.6034 | 2022090.3624 | 1928014.8896 | 1830611.5423 | 1747761.5431 | 1710762.9715 | 1670768.6051 | 1621286.4039 | 1575696.1232 | 1532499.6551 | 1490381.7835 | 1449712.6644 | 1410540.2424 | 1372711.097 | 1336270.0702 | 1300972.3661 | 1266585.5973 | 1234479.723 | 1203032.3102 | 2382804.2885 | 10116.495 | 59338.7
7450 | 2450204.9377 | 4923.128 | 25456.4 | 2205759.7674 | 2214961.4884 | 2157640.8429 | 2098217.1136 | 2035371.3767 | 1978178.063 | 1940377.2096 | 1899495.8215 | 1848858.2233 | 1802222.6334 | 1758048.5682 | 1714983.6089 | 1673408.382 | 1633372.1881 | 1594717.2671 | 1557489.7295 | 1521437.8548 | 1486322.6824 | 1453552.9224 | 1421460.2495 | 2450204.9377 | 4923.128 | 25456.4
7451 | 2491044.2875 | 6049.999 | 9552.15 | 2257808.5082 | 2267163.6011 | 2201818.9538 | 2134336.1691 | 2063374.3397 | 1999934.8325 | 1961503.403 | 1919940.0932 | 1868457.9595 | 1821044.5385 | 1776133.6701 | 1732350.394 | 1690081.6807 | 1649377.6526 | 1610077.92 | 1572229.3621 | 1535576.0628 | 1499875.0785 | 1466558.5992 | 1433930.4925 | 2491044.2875 | 6049.999 | 9552.15
7452 | 2621668.9165 | 17998.046 | 5111.33 | 2369513.7036 | 2379359.356 | 2231640.4303 | 2081671.2482 | 1928040.5882 | 1802093.5274 | 1761380.4481 | 1717371.26 | 1662923.1276 | 1612757.0619 | 1565224.7769 | 1518879.2125 | 1474127.6312 | 1431022.7835 | 1389395.8694 | 1349296.2262 | 1310454.5181 | 1272615.0623 | 1237285.1496 | 1202679.706 | 2621668.9165 | 17998.046 | 5111.33
7453 | 2624449.5658 | 4472.9155 | 3011.6 | 2387676.278 | 2397532.3731 | 2341727.7419 | 2283670.4676 | 2221947.8319 | 2164919.4289 | 2124608.648 | 2080998.2622 | 2026937.8601 | 1977164.0664 | 1930026.847 | 1884077.6068 | 1839724.0404 | 1797018.9542 | 1755793.3691 | 1716096.6748 | 1677659.2499 | 1640225.1403 | 1605303.2354 | 1571106.5682 | 2624449.5658 | 4472.9155 | 3011.6
7454 | 2615393.396 | 6611.61 | 0 | 2380284.2189 | 2390106.3036 | 2319836.404 | 2247321.6344 | 2171154.1515 | 2103325.6975 | 2063068.6833 | 2019523.4502 | 1965564.2606 | 1915876.8877 | 1868816.991 | 1822940.9742 | 1778655.125 | 1736012.0676 | 1694843.406 | 1655198.3595 | 1616808.237 | 1579417.9676 | 1544531.2342 | 1510367.2358 | 2615393.396 | 6611.61 | 0
7455 | 2598870.0013 | 9913.289 | 0 | 2361902.7351 | 2371662.7664 | 2279088.2114 | 2184282.9689 | 2085848.0901 | 2001381.8294 | 1961248.6961 | 1917848.1181 | 1864099.3763 | 1814595.4629 | 1767702.4261 | 1721985.7896 | 1677849.2744 | 1635345.1724 | 1594306.1512 | 1554781.1194 | 1516503.0833 | 1479218.5835 | 1444421.8029 | 1410343.1912 | 2598870.0013 | 9913.289 | 0
7456 | 2514304.3556 | 6328.937 | 0 | 2288309.6394 | 2297752.0852 | 2230282.8877 | 2160655.5879 | 2087516.7579 | 2022348.5425 | 1983548.6943 | 1941587.722 | 1889615.3089 | 1841749.6001 | 1796409.8115 | 1752208.1439 | 1709535.1814 | 1668441.5143 | 1628765.2553 | 1590553.7213 | 1553548.6065 | 1517504.699 | 1483867.5618 | 1450925.2249 | 2514304.3556 | 6328.937 | 0
7457 | 2560638.6923 | 101.0363 | 0 | 2336823.8115 | 2346440.2655 | 2320904.5958 | 2293171.0537 | 2261861.2699 | 2227886.3 | 2188628.0885 | 2146150.4988 | 2093476.9745 | 2044985.8341 | 1999067.1622 | 1954307.585 | 1911104.8844 | 1869510.5828 | 1829359.8097 | 1790700.7541 | 1753270.3499 | 1716818.8663 | 1682818.5058 | 1649525.7495 | 2560638.6923 | 101.0363 | 0
7458 | 2667691.6007 | 0 | 0 | 2434624.9264 | 2444643.4166 | 2418863.3355 | 2390793.4954 | 2358997.9012 | 2324246.8045 | 2283458.4046 | 2239316.0336 | 2184551.4654 | 2134144.1344 | 2086416.8195 | 2039897.0577 | 1994999.2609 | 1951777.1057 | 1910058.8288 | 1869894.6337 | 1831010.4564 | 1793146.1256 | 1757835.3922 | 1723261.8459 | 2667691.6007 | 0 | 0
7459 | 2666541.9021 | 0 | 8860.18 | 2424715.4929 | 2434729.6654 | 2408968.9944 | 2380919.5511 | 2349145.9595 | 2314418.1392 | 2273655.6175 | 2229540.5702 | 2174807.9036 | 2124430.5963 | 2076732.1501 | 2030240.7365 | 1985370.589 | 1942175.3609 | 1900483.363 | 1860344.7771 | 1821485.6573 | 1783645.9446 | 1748358.7287 | 1713808.3822 | 2666541.9021 | 0 | 8860.18
7460 | 2593520.1091 | 0 | 41889.2 | 2325044.3328 | 2334784.2726 | 2309672.9968 | 2282335.6255 | 2251376.0895 | 2217543.2249 | 2177840.9158 | 2134877.8882 | 2081587.999 | 2032534.2 | 1986085.9029 | 1940811.5846 | 1897114.1348 | 1855045.7377 | 1814439.4056 | 1775343.9462 | 1737492.9155 | 1700633.3758 | 1666256.4343 | 1632596.1834 | 2593520.1091 | 0 | 41889.2
7461 | 2548242.0065 | 0 | 68193.9 | 2257417.3161 | 2266987.2144 | 2242281.1222 | 2215387.7981 | 2184935.5458 | 2151660.1277 | 2112617.735 | 2070371.5499 | 2017978.7912 | 1969748.1684 | 1924077.5602 | 1879560.4353 | 1836592.6496 | 1795225.4764 | 1755294.8432 | 1716848.7056 | 1679625.2713 | 1643376.0185 | 1609566.0222 | 1576460.2043 | 2548242.0065 | 0 | 68193.9
7462 | 2444006.0107 | 0 | 35497 | 2194984.9465 | 2204163.3875 | 2180376.4388 | 2154491.7271 | 2125193.6652 | 2093187.9194 | 2055651.0974 | 2015041.5344 | 1964700.444 | 1918351.237 | 1874457.3272 | 1831669.7172 | 1790368.0707 | 1750601.5635 | 1712212.8346 | 1675247.8779 | 1639455.6097 | 1604597.6741 | 1572079.217 | 1540236.134 | 2444006.0107 | 0 | 35497
7463 | 2302301.2534 | 0 | 16412.1 | 2084745.327 | 2093391.5972 | 2070849.6016 | 2046331.4723 | 2018597.9008 | 1988313.6383 | 1952818.9943 | 1914429.7684 | 1866873.2542 | 1823077.172 | 1781594.0274 | 1741153.0389 | 1702111.8569 | 1664516.806 | 1628219.6491 | 1593263.7134 | 1559412.473 | 1526441.3921 | 1495674.1456 | 1465543.1146 | 2302301.2534 | 0 | 16412.1
7464 | 2196307.6205 | 0 | 10713.4 | 1993710.6787 | 2001958.8909 | 1980352.7273 | 1956861.4075 | 1930302.6784 | 1901310.6874 | 1867348.1911 | 1830624.374 | 1785155.3134 | 1743273.5614 | 1703598.2639 | 1664917.1435 | 1627571.3851 | 1591605.1807 | 1556877.1177 | 1523428.5284 | 1491033.7765 | 1459478.6632 | 1430025.9238 | 1401180.1098 | 2196307.6205 | 0 | 10713.4
7465 | 2100187.1431 | 0 | 9851.94 | 1906849.3636 | 1914736.5962 | 1893972.0834 | 1871404.9174 | 1845904.586 | 1818077.4833 | 1785497.4075 | 1750276.8588 | 1706693.7985 | 1666541.05 | 1628498.1912 | 1591405.9998 | 1555590.7289 | 1521094.6363 | 1487782.4984 | 1455693.8387 | 1424612.8956 | 1394334.8445 | 1366067.158 | 1338379.8349 | 2100187.1431 | 0 | 9851.94
7466 | 2036863.0731 | 0 | 9774.83 | 1849134.8012 | 1856784.2209 | 1836576.302 | 1814620.0829 | 1789819.1381 | 1762761.5779 | 1731094.3545 | 1696866.2728 | 1654527.8229 | 1615516.2552 | 1578550.9607 | 1542507.6694 | 1507702.7973 | 1474177.3283 | 1441800.1157 | 1410609.4914 | 1380396.1994 | 1350961.591 | 1323476.7313 | 1296554.7362 | 2036863.0731 | 0 | 9774.83
7467 | 1985437.7337 | 0 | 5599.77 | 1806377.3697 | 1813833.662 | 1794078.1207 | 1772618.4191 | 1748385.8135 | 1721953.566 | 1691028.0369 | 1657606.3044 | 1616278.9688 | 1578194.5205 | 1542104.6824 | 1506913.5695 | 1472929.609 | 1440192.75 | 1408575.1571 | 1378114.1943 | 1348605.8888 | 1319856.6072 | 1293007.8483 | 1266707.7432 | 1985437.7337 | 0 | 5599.77
7468 | 2027071.0899 | 0 | 3989.77 | 1845983.3686 | 1853596.0146 | 1833477.2508 | 1811618.5917 | 1786928.8825 | 1759993.4065 | 1728470.4275 | 1694398.9014 | 1652255.9967 | 1613423.9805 | 1576628.4003 | 1540750.391 | 1506104.8473 | 1472732.556 | 1440503.0011 | 1409454.3301 | 1379378.293 | 1350077.196 | 1322716.4746 | 1295915.9118 | 2027071.0899 | 0 | 3989.77
7469 | 2127864.1529 | 0 | 4690.86 | 1937269.4121 | 1945260.5855 | 1924258.7226 | 1901430.4507 | 1875630.3591 | 1847472.8331 | 1814499.6976 | 1778851.2922 | 1734730.1711 | 1694084.5675 | 1655576.6585 | 1618031.9452 | 1581780.9802 | 1546866.578 | 1513151.7331 | 1480676.4898 | 1449222.2431 | 1418581.4693 | 1389977.5533 | 1361961.6491 | 2127864.1529 | 0 | 4690.86
7470 | 2205473.6144 | 0 | 0 | 2012789.2725 | 2021071.9074 | 1999387.0886 | 1975809.2462 | 1949151.1931 | 1920049.7231 | 1885957.0041 | 1849091.4402 | 1803444.1358 | 1761399.1113 | 1721569.7494 | 1682738.7138 | 1645248.6131 | 1609143.8238 | 1574282.3431 | 1540705.6759 | 1508187.2441 | 1476511.9549 | 1446947.8137 | 1417993.1307 | 2205473.6144 | 0 | 0
7471 | 2215332.2162 | 27267.868 | 0 | 1994518.6955 | 2002838.3543 | 1795691.4805 | 1586643.1212 | 1374500.7824 | 1206246.5043 | 1171101.0637 | 1133170.3835 | 1086418.7079 | 1043285.4145 | 1002377.6879 | 962472.7502 | 923914.7415 | 886748.2366 | 850830.5979 | 816203.5159 | 782639.3997 | 749922.1951 | 719325.5754 | 689341.1382 | 2215332.2162 | 27267.868 | 0
7472 | 2334030.4795 | 11089.435 | 0 | 2119025.1491 | 2127790.5781 | 2029579.6776 | 1929365.4092 | 1825891.3849 | 1738678.2796 | 1702355.3038 | 1663097.8543 | 1614546.7774 | 1569807.9568 | 1527413.9498 | 1486076.4613 | 1446158.0708 | 1407705.7413 | 1370569.1927 | 1334792.3494 | 1300135.4258 | 1266370.7917 | 1234840.3641 | 1203954.92 | 2334030.4795 | 11089.435 | 0
7473 | 2450219.5808 | 51837.848 | 2395.55 | 2181919.2611 | 2191121.0372 | 1814874.7088 | 1436525.284 | 1054753.8312 | 758367.4842 | 719014.9384 | 676581.8395 | 624392.4722 | 576205.1371 | 530479.3414 | 485862.6582 | 442735.7164 | 401147.8168 | 360941.1982 | 322161.9716 | 284558.415 | 247891.5663 | 213570.144 | 179925.8128 | 2450219.5808 | 51837.848 | 2395.55
7474 | 2540557.4943 | 85079.392 | 4424.48 | 2229094.2002 | 2238635.2395 | 1635613.4279 | 1030410.9803 | 421660.3368 | -45310.4789 | -87070.5397 | -132024.7315 | -187094.8986 | -238015.4813 | -286383.7694 | -333602.0528 | -379275.669 | -423353.4997 | -465999.1223 | -507164.726 | -547111.3137 | -586086.6576 | -622630.1009 | -658471.4892 | 2540557.4943 | 85079.392 | 4424.48
7475 | 2579267.735 | 34165.768 | 0 | 2319760.5697 | 2329446.9848 | 2072196.1231 | 1812731.3991 | 1549664.4157 | 1341805.4408 | 1301172.2308 | 1257296.2212 | 1203150.0999 | 1153216.79 | 1105874.6638 | 1059700.0648 | 1015093.6689 | 972107.3734 | 930575.1084 | 890545.4131 | 851753.308 | 813947.2454 | 778610.1381 | 743985.7828 | 2579267.735 | 34165.768 | 0
7476 | 2607456.1465 | 105294.928 | 0 | 2274357.1005 | 2284149.3769 | 1543102.2703 | 799817.1065 | 52890.3148 | -517973.974 | -561379.3248 | -608062.9153 | -665128.8578 | -717935.9479 | -768123.5356 | -817130.8364 | -864552.7954 | -910336.9482 | -954651.1797 | -997446.42 | -1038990.5448 | -1079537.8508 | -1117589.2186 | -1154920.0448 | 2607456.1465 | 105294.928 | 0
7477 | 2624035.1089 | 103393.688 | 0 | 2291388.8582 | 2301243.3969 | 1572969.4342 | 842443.1841 | 108252.1515 | -453125.9491 | -496713.1547 | -543599.444 | -600934.0994 | -653982.8232 | -704395.3892 | -753620.1636 | -801249.5162 | -847230.6489 | -891732.5142 | -934705.73 | -976419.8754 | -1017130.8639 | -1055330.0444 | -1092804.1019 | 2624035.1089 | 103393.688 | 0
7478 | 2607835.1344 | 82994.488 | 0 | 2297003.4176 | 2306797.1173 | 1717335.2213 | 1125634.9428 | 530292.507 | 73112.0183 | 30429.1744 | -15532.3857 | -71877.8068 | -123963.7565 | -173429.8231 | -221715.4311 | -268415.4671 | -313477.4587 | -357069.3154 | -399141.9601 | -439963.3074 | -479787.6911 | -517115.7738 | -553723.2102 | 2607835.1344 | 82994.488 | 0
7479 | 2598023.1754 | 62277.068 | 3465.47 | 2305300.6444 | 2315057.4954 | 1866516.3309 | 1415745.2059 | 961345.6271 | 609909.1107 | 568050.6237 | 522925.7565 | 467456.0975 | 416229.8838 | 367613.6958 | 320173.5249 | 274312.9604 | 230084.2771 | 187320.1974 | 146069.6136 | 106065.6192 | 67054.8374 | 30530.9643 | -5274.974 | 2598023.1754 | 62277.068 | 3465.47
7480 | 2572207.5968 | 37817.004 | 6704.16 | 2302961.8545 | 2312621.7554 | 2030586.626 | 1746343.6944 | 1458508.3636 | 1232094.2269 | 1191416.7689 | 1147505.3877 | 1093352.0069 | 1043399.9059 | 996031.8957 | 949828.217 | 905188.4488 | 862164.3464 | 820590.2943 | 780514.6991 | 741673.3065 | 703815.2572 | 668419.4051 | 633734.354 | 2572207.5968 | 37817.004 | 6704.16
7481 | 2620980.0315 | 9794.368 | 12009.6 | 2370190.412 | 2380033.4773 | 2288073.2418 | 2193863.3411 | 2095992.9248 | 2011864.522 | 1971416.8277 | 1927673.8907 | 1873494.7524 | 1823596.5556 | 1776331.4475 | 1730252.7481 | 1685767.613 | 1642928.7787 | 1601567.4897 | 1561733.0704 | 1523156.2556 | 1485581.4297 | 1450515.4874 | 1416173.824 | 2620980.0315 | 9794.368 | 12009.6
7482 | 2727131.8863 | 0 | 29320.3 | 2459551.8269 | 2469793.5445 | 2443492.992 | 2414851.6611 | 2382401.5606 | 2346930.1045 | 2305286.8247 | 2260214.8421 | 2204283.9834 | 2152807.4479 | 2104070.6433 | 2056568.298 | 2010724.0576 | 1966592.7947 | 1923998.9188 | 1882993.7519 | 1843297.1238 | 1804643.0659 | 1768599.5034 | 1733309.5537 | 2727131.8863 | 0 | 29320.3
7483 | 2719835.6866 | 0 | 14765.1 | 2467448.2701 | 2477662.5869 | 2451435.2645 | 2422873.4262 | 2390513.0084 | 2355139.3183 | 2313610.3167 | 2268661.7855 | 2212883.4302 | 2161547.4809 | 2112943.9327 | 2065571.541 | 2019852.8181 | 1975842.4897 | 1933365.4353 | 1892472.8395 | 1852885.2814 | 1814337.5043 | 1778393.2385 | 1743200.5693 | 2719835.6866 | 0 | 14765.1
7484 | 2676942.9418 | 0 | 5255.82 | 2437812.191 | 2447865.4244 | 2422023.6811 | 2393884.2379 | 2362006.1201 | 2327162.2504 | 2286260.1405 | 2241992.4282 | 2187065.6818 | 2136511.2832 | 2088646.1947 | 2041992.847 | 1996967.0892 | 1953622.784 | 1911787.5724 | 1871511.832 | 1832520.5484 | 1794552.6481 | 1759147.2009 | 1724481.4972 | 2676942.9418 | 0 | 5255.82
7485 | 2635529.1626 | 0 | 1473.28 | 2403799.1256 | 2413696.83 | 2388226.4335 | 2360493.8838 | 2329080.4989 | 2294747.2439 | 2254449.473 | 2210838.1674 | 2156732.7289 | 2106931.9955 | 2059778.9671 | 2013818.9332 | 1969461.3095 | 1926759.1254 | 1885542.6884 | 1845861.5967 | 1807445.0906 | 1770036.1354 | 1735149.9908 | 1700992.1455 | 2635529.1626 | 0 | 1473.28
7486 | 2556618.3051 | 0 | 4548.1 | 2328707.6075 | 2338308.9629 | 2313535.9577 | 2286568.531 | 2256030.4775 | 2222659.9783 | 2183503.5479 | 2141132.7939 | 2088582.1137 | 2040207.2507 | 1994400.8172 | 1949751.6587 | 1906656.9322 | 1865168.0795 | 1825120.4889 | 1786562.2736 | 1749230.7806 | 1712876.6714 | 1678969.8367 | 1645769.4953 | 2556618.3051 | 0 | 4548.1
7487 | 2429432.476 | 0 | 18233.2 | 2198948.4494 | 2208072.1596 | 2184416.9768 | 2158676.5398 | 2129543.1064 | 2097718.135 | 2060395.0689 | 2020017.5845 | 1969966.6015 | 1923883.6985 | 1880241.4517 | 1837698.908 | 1796633.467 | 1757094.0114 | 1718924.1183 | 1682169.5075 | 1646580.5926 | 1611920.4388 | 1579585.8133 | 1547922.5346 | 2429432.476 | 0 | 18233.2
7488 | 2304124.228 | 0 | 20017.8 | 2082803.3348 | 2091456.4512 | 2068906.2231 | 2044378.2967 | 2016632.382 | 1986333.7567 | 1950820.6243 | 1912410.618 | 1864826.0648 | 1821004.921 | 1779498.5463 | 1739035.1529 | 1699972.6743 | 1662357.4719 | 1626041.1911 | 1591067.1935 | 1557198.766 | 1524211.1949 | 1493429.2031 | 1463283.9306 | 2304124.228 | 0 | 20017.8
7489 | 2200437.732 | 0 | 13862.9 | 1994330.4571 | 2002594.1799 | 1980951.8522 | 1957420.8233 | 1930816.6169 | 1901774.5729 | 1867752.6766 | 1830964.267 | 1785414.1686 | 1743458.1247 | 1703712.6844 | 1664963.2908 | 1627551.7703 | 1591522.398 | 1556733.4954 | 1523226.4727 | 1490775.2689 | 1459165.2827 | 1429661.6239 | 1400766.0317 | 2200437.732 | 0 | 13862.9
7490 | 2126947.9632 | 0 | 8180.2 | 1932943.9266 | 1940931.6593 | 1919934.9384 | 1897112.5949 | 1871319.7112 | 1843170.4083 | 1810207.5692 | 1774570.6122 | 1730464.5875 | 1689832.5839 | 1651337.3545 | 1613804.906 | 1577565.6488 | 1542662.3789 | 1508958.1498 | 1476492.9886 | 1445048.3844 | 1414416.9028 | 1385821.4021 | 1357813.6598 | 2126947.9632 | 0 | 8180.2
7491 | 2079989.4055 | 0 | 3864.65 | 1894403.5202 | 1902214.9004 | 1881631.4451 | 1859262.673 | 1833988.9441 | 1806410.8207 | 1774125.434 | 1739224.9683 | 1696042.4142 | 1656257.182 | 1618561.5486 | 1581807.4399 | 1546317.9714 | 1512134.9946 | 1479124.5862 | 1447325.8897 | 1416525.2184 | 1386519.7177 | 1358505.2476 | 1331065.5595 | 2079989.4055 | 0 | 3864.65
7492 | 2073199.3176 | 0 | 0 | 1892071.3079 | 1899857.188 | 1879334.516 | 1857032.3554 | 1831834.7211 | 1804340.215 | 1772153.8123 | 1737360.8674 | 1694312.871 | 1654651.1059 | 1617072.1182 | 1580431.5816 | 1545051.5568 | 1510973.7587 | 1478064.7011 | 1446363.3998 | 1415656.8658 | 1385742.9065 | 1357813.4781 | 1330456.9553 | 2073199.3176 | 0 | 0
7493 | 2118222.0576 | 0 | 0 | 1933160.5721 | 1941115.5347 | 1920198.1 | 1897462.5324 | 1871768.6114 | 1843727.9384 | 1810893.477 | 1775395.8684 | 1731463.9369 | 1690991.7741 | 1652647.6194 | 1615262.2957 | 1579164.8578 | 1544397.9264 | 1510825.1166 | 1478486.2914 | 1447163.8363 | 1416651.168 | 1388166.1277 | 1360266.4347 | 2118222.0576 | 0 | 0
7494 | 2094601.6009 | 0 | 0 | 1911603.7503 | 1919470.0065 | 1898756.0059 | 1876244.1465 | 1850806.9225 | 1823049.1153 | 1790550.9758 | 1755419.3859 | 1711947.5249 | 1671896.8524 | 1633950.4585 | 1596952.2036 | 1561227.4731 | 1526818.4126 | 1493590.158 | 1461582.1276 | 1430579.1338 | 1400376.8967 | 1372179.6775 | 1344561.2782 | 2094601.6009 | 0 | 0
7495 | 2207809.5887 | 12298.009 | 1503.74 | 2001119.4121 | 2009410.8198 | 1904096.3622 | 1796886.876 | 1686593.9166 | 1594755.7155 | 1560215.1959 | 1522898.8945 | 1476791.5513 | 1434290.3033 | 1394007.0648 | 1354723.2099 | 1316781.7102 | 1280226.9892 | 1244916.8936 | 1210892.9725 | 1177928.4075 | 1145807.8782 | 1115800.733 | 1086403.6915 | 2207809.5887 | 12298.009 | 1503.74
7496 | 2389535.7011 | 52670.24 | 3570.56 | 2124529.713 | 2133503.5914 | 1752136.3493 | 1368718.0977 | 981962.5704 | 682074.0501 | 643573.0564 | 602067.8047 | 551047.9152 | 503930.9409 | 459214.5417 | 415579.7859 | 373397.8755 | 332716.8903 | 293382.9763 | 255441.1026 | 218645.7813 | 182763.9687 | 149169.4941 | 116235.3412 | 2389535.7011 | 52670.24 | 3570.56
7497 | 2503105.2308 | 66836.588 | 0 | 2217581.2911 | 2226981.6787 | 1748309.3902 | 1267488.6121 | 783171.9446 | 409672.5123 | 369061.6688 | 325303.7814 | 271579.0458 | 221942.7226 | 174821.0687 | 128832.4664 | 84365.7601 | 41471.3148 | -12.0358 | -40037.1855 | -78861.2896 | -116728.4678 | -152199.5958 | -186979.0184 | 2503105.2308 | 66836.588 | 0
7498 | 2587616.1226 | 43620.444 | 799.503 | 2317125.4095 | 2326843.177 | 2005251.2411 | 1681438.2772 | 1354011.3944 | 1097851.7211 | 1056790.5447 | 1012476.0726 | 957858.2473 | 907466.869 | 859675.0614 | 813054.5601 | 768007.3376 | 724585.4594 | 682622.3179 | 642166.6097 | 602952.4973 | 564727.619 | 528979.6873 | 493946.8146 | 2587616.1226 | 43620.444 | 799.503
7499 | 2658652.6139 | 76489.184 | 11117.8 | 2338768.6596 | 2348753.2039 | 1803088.5642 | 1255141.9239 | 703482.1535 | 278872.1091 | 235692.7988 | 189170.8817 | 132062.7588 | 79297.1094 | 29202.3954 | -19688.8572 | -66963.6404 | -112568.4596 | -156674.4962 | -199231.7167 | -240513.2565 | -280778.4054 | -318498.6092 | -355484.1238 | 2658652.6139 | 76489.184 | 11117.8
7500 | 2611785.7052 | 74761.936 | 17360.4 | 2291480.9932 | 2301289.5292 | 1767770.7392 | 1232010.1758 | 692601.9376 | 277359.849 | 234905.3744 | 189167.2167 | 133029.4676 | 81157.6426 | 31909.6694 | -16156.0569 | -62633.8092 | -107471.0356 | -150835.9001 | -192679.2512 | -233269.4093 | -272861.0934 | -309952.6951 | -346322.5586 | 2611785.7052 | 74761.936 | 17360.4
7501 | 2606136.5874 | 11368.116 | 18366.1 | 2348713.5385 | 2358500.8594 | 2255982.3418 | 2151226.8996 | 2042831.6724 | 1950869.5263 | 1910593.3293 | 1867040.5516 | 1813110.676 | 1763437.4977 | 1716382.496 | 1670507.1841 | 1626216.4115 | 1583562.6163 | 1542377.9985 | 1502711.6032 | 1464295.6903 | 1426876.0917 | 1391951.1681 | 1357746.4215 | 2606136.5874 | 11368.116 | 18366.1
7502 | 2579529.9253 | 1961.3754 | 21268.4 | 2330935.846 | 2340623.2458 | 2302280.118 | 2261722.903 | 2217563.0623 | 2173878.7971 | 2134291.8812 | 2091461.8359 | 2038360.635 | 1989472.6737 | 1943176.1595 | 1898047.2912 | 1854486.7854 | 1812546.5447 | 1772060.4823 | 1733077.1424 | 1695331.5184 | 1658572.0372 | 1624281.7622 | 1590704.3118 | 2579529.9253 | 1961.3754 | 21268.4
7503 | 2568608.1427 | 28589.488 | 43954.9 | 2271653.6479 | 2281300.031 | 2062027.8514 | 1840550.9591 | 1615486.6947 | 1436165.226 | 1395847.6108 | 1352300.5977 | 1298525.9174 | 1248946.6376 | 1201947.8328 | 1156111.73 | 1111837.3492 | 1069176.3733 | 1027963.4186 | 988246.8239 | 949762.7047 | 912260.5528 | 877217.1525 | 842883.5586 | 2568608.1427 | 28589.488 | 43954.9
7504 | 2539845.553 | 64937.168 | 74193.4 | 2178817.7627 | 2188356.1283 | 1722238.8748 | 1253941.5963 | 782097.1162 | 417801.0569 | 376689.1349 | 332383.9769 | 277965.6784 | 227695.8015 | 179977.504 | 133408.889 | 88384.5082 | 44955.4659 | 2958.2302 | -37559.4014 | -76858.3584 | -115186.3439 | -151083.1103 | -186278.0184 | 2539845.553 | 64937.168 | 74193.4
7505 | 2611167.6851 | 9718.785 | 89014.2 | 2284306.3183 | 2294112.5334 | 2202752.0373 | 2109150.2984 | 2011901.7479 | 1928277.6267 | 1887973.5632 | 1844386.5936 | 1790402.4935 | 1740683.3079 | 1693587.3534 | 1647673.366 | 1603346.9768 | 1560660.7252 | 1519446.4873 | 1479753.4027 | 1441313.2145 | 1403871.264 | 1368928.8045 | 1334707.9122 | 2611167.6851 | 9718.785 | 89014.2
7506 | 2713404.0357 | 0 | 93932.8 | 2382410.8295 | 2392600.9922 | 2366420.6437 | 2337911.2997 | 2305612.3587 | 2270307.271 | 2228861.4274 | 2184004.1404 | 2128342.6388 | 2077113.0382 | 2028609.3772 | 1981333.9615 | 1935708.3041 | 1891787.0014 | 1849395.3468 | 1808584.404 | 1769075.413 | 1730603.7441 | 1694729.43 | 1659604.9351 | 2713404.0357 | 0 | 93932.8
7507 | 2704517.5961 | 0 | 90078.1 | 2378155.4664 | 2388312.2562 | 2362219.0622 | 2333804.5003 | 2301612.7523 | 2266424.7029 | 2225116.0086 | 2180407.0434 | 2124929.2476 | 2073868.8382 | 2025525.4411 | 1978406.2666 | 1932931.4474 | 1889155.4012 | 1846903.9934 | 1806228.1207 | 1766849.9357 | 1728505.6757 | 1692750.264 | 1657742.2158 | 2704517.5961 | 0 | 90078.1
7508 | 2686081.3945 | 0 | 83057.7 | 2368350.3697 | 2378437.9226 | 2352516.161 | 2324288.8559 | 2292310.1131 | 2257355.4941 | 2216321.9535 | 2171911.3211 | 2116805.2672 | 2066086.4872 | 2018066.1981 | 1971261.7863 | 1926090.5206 | 1882606.4476 | 1840636.6199 | 1800231.587 | 1761115.3958 | 1723026.0815 | 1687507.9679 | 1652732.1231 | 2686081.3945 | 0 | 83057.7
7509 | 2663825.9149 | 0 | 74297.3 | 2356799.6718 | 2366803.6444 | 2341085.4757 | 2313080.8659 | 2281355.901 | 2246679.7164 | 2205974.977 | 2161921.1266 | 2107260.4715 | 2056950.7396 | 2009317.1402 | 1962889.344 | 1918081.1626 | 1874946.1946 | 1833312.9257 | 1793231.4865 | 1754428.2104 | 1716643.3029 | 1681408.2925 | 1646909.4009 | 2663825.9149 | 0 | 74297.3
7510 | 2590198.4449 | 0 | 60975.3 | 2302926.7705 | 2312654.2358 | 2287587.196 | 2260296.9118 | 2229389.1021 | 2195611.6437 | 2155972.2582 | 2113076.3303 | 2059866.7671 | 2010887.8686 | 1964511.1351 | 1919306.8767 | 1875677.4672 | 1833675.0241 | 1793132.7734 | 1754099.4603 | 1716308.9821 | 1679508.7252 | 1645187.8867 | 1611582.821 | 2590198.4449 | 0 | 60975.3
7511 | 2453304.4151 | 0 | 58823.5 | 2180144.4825 | 2189357.8436 | 2165493.6332 | 2139523.6785 | 2110127.3875 | 2078013.1109 | 2040346.7148 | 1999595.8871 | 1949076.5077 | 1902564.1992 | 1858516.5291 | 1815579.368 | 1774133.8238 | 1734229.2594 | 1695707.7152 | 1658615.36 | 1622700.1549 | 1587722.8371 | 1555093.8986 | 1523142.9036 | 2453304.4151 | 0 | 58823.5
7512 | 2268255.2924 | 0 | 71073.8 | 1999012.1398 | 2007530.5507 | 1985294.3985 | 1961111.3353 | 1933760.3791 | 1903896.451 | 1868899.1915 | 1831050.1545 | 1784169.3933 | 1740993.4556 | 1700096.2522 | 1660225.7937 | 1621734.4417 | 1584667.8357 | 1548879.9307 | 1514413.4131 | 1481035.2549 | 1448524.2405 | 1418184.4707 | 1388471.5081 | 2268255.2924 | 0 | 71073.8
7513 | 2172692.6035 | 0 | 80737.6 | 1902134.6213 | 1910294.1475 | 1888894.7619 | 1865630.4895 | 1839331.7891 | 1810625.9895 | 1777003.1283 | 1740648.6363 | 1695642.931 | 1654185.9631 | 1614911.7254 | 1576620.9754 | 1539651.2294 | 1504046.2041 | 1469666.0076 | 1436551.5278 | 1404479.5544 | 1373238.1915 | 1344076.5976 | 1315515.4033 | 2172692.6035 | 0 | 80737.6
7514 | 2103247.6592 | 0 | 82668.3 | 1836826.1334 | 1844724.8597 | 1823935.6637 | 1801341.1876 | 1775809.2717 | 1747947.1938 | 1715325.2164 | 1680058.9183 | 1636417.9223 | 1596212.2369 | 1558119.5158 | 1520978.8476 | 1485116.9607 | 1450576.1744 | 1417221.0682 | 1385091.2231 | 1353970.563 | 1323653.9651 | 1295350.6613 | 1267628.5667 | 2103247.6592 | 0 | 82668.3
7515 | 2063599.7023 | 0 | 76658 | 1806652.3767 | 1814402.2056 | 1793962.2619 | 1771751.0692 | 1746657.8099 | 1719278.3141 | 1687228.6468 | 1652584.5064 | 1609723.5382 | 1570233.122 | 1532815.8391 | 1496332.662 | 1461104.1602 | 1427171.8552 | 1394402.8791 | 1362836.067 | 1332259.416 | 1302471.6699 | 1274659.2656 | 1247417.1143 | 2063599.7023 | 0 | 76658
7516 | 2052997.0527 | 0 | 54893 | 1818741.0427 | 1826451.0534 | 1806105.2766 | 1783997.3514 | 1759022.1673 | 1731772.4934 | 1699876.643 | 1665399.6498 | 1622748.0463 | 1583449.6771 | 1546213.7896 | 1509907.2086 | 1474848.8563 | 1441080.0411 | 1408468.5777 | 1377053.1017 | 1346622.6993 | 1316977.1485 | 1289296.7903 | 1262183.7552 | 2052997.0527 | 0 | 54893
7517 | 2148625.9989 | 0 | 48667.6 | 1912240.6298 | 1920309.7741 | 1899126.1163 | 1876098.2288 | 1850069.5252 | 1821660.3855 | 1788388.6497 | 1752415.5411 | 1707887.0474 | 1666867.9823 | 1628007.4696 | 1590119.5505 | 1553538.003 | 1518306.0594 | 1484285.3773 | 1451516.3917 | 1419778.3647 | 1388861.7479 | 1360001.8626 | 1331735.7264 | 2148625.9989 | 0 | 48667.6
7518 | 2193407.7235 | 0 | 72346.8 | 1929430.7354 | 1937668.057 | 1916088.8896 | 1892627.0552 | 1866101.8614 | 1837146.6185 | 1803227.4331 | 1766550.5728 | 1721140.0158 | 1679312.031 | 1639687.5873 | 1601056.008 | 1563758.0277 | 1527837.7798 | 1493154.0385 | 1459748.0816 | 1427394.5707 | 1395879.5897 | 1366464.2068 | 1337654.9478 | 2193407.7235 | 0 | 72346.8
7519 | 2202531.5392 | 53700.376 | 69003.6 | 1887400.2599 | 1895671.8459 | 1508946.3165 | 1120330.2887 | 728638.1592 | 425770.9573 | 389932.5356 | 351324.9681 | 303947.3748 | 260167.2559 | 218599.8441 | 178029.4267 | 138798.1555 | 100950.3476 | 64344.1898 | 29021.1316 | -5245.1029 | -38669.3195 | -69985.2044 | -100692.4441 | 2202531.5392 | 53700.376 | 69003.6
7520 | 2340632.0195 | 83732 | 66507.6 | 1985899.7712 | 1994689.9922 | 1402590.1179 | 808481.2096 | 211103.3254 | -246563.1612 | -285391.5044 | -327162.621 | -378253.6511 | -425521.6422 | -470438.1878 | -514295.2266 | -556729.1536 | -597692.8731 | -637337.0901 | -675617.7561 | -712775.3347 | -749038.1002 | -783060.34 | -816435.7719 | 2340632.0195 | 83732 | 66507.6
7521 | 2438136.9661 | 96725.952 | 62415.5 | 2065984.2073 | 2075140.6072 | 1393846.4125 | 710459.4923 | 23667.4189 | -501437.7466 | -542105.9936 | -585839.6028 | -639281.37 | -688740.8398 | -735750.9088 | -781657.3345 | -826081.3652 | -868973.943 | -910492.0512 | -950589.8062 | -989517.6888 | -1027513.4826 | -1063175.4158 | -1098163.5968 | 2438136.9661 | 96725.952 | 62415.5
7522 | 2497616.9843 | 100870.824 | 59841.3 | 2118696.997 | 2128076.7736 | 1418079.2789 | 705938.0052 | -9691.4927 | -556655.6698 | -598322.1438 | -643128.7617 | -697880.3747 | -748552.5395 | -796715.5486 | -843747.9903 | -889261.8729 | -933206.9419 | -975744.01 | -1016826.0745 | -1056709.7268 | -1095638.5513 | -1132176.5791 | -1168024.4181 | 2497616.9843 | 100870.824 | 59841.3
7523 | 2546222.0139 | 103450.648 | 59841 | 2160476.055 | 2170038.3673 | 1442071.5582 | 711919.251 | -21789.1633 | -582501.6325 | -624958.5819 | -670616.7839 | -726413.5164 | -778051.4122 | -827131.3228 | -875058.6645 | -921437.8951 | -966217.7821 | -1009562.2678 | -1051423.4346 | -1092062.8674 | -1131728.891 | -1168957.5916 | -1205482.672 | 2546222.0139 | 103450.648 | 59841
7524 | 2565201.043 | 103231.12 | 48553.8 | 2189303.6822 | 2198937.2701 | 1472290.1239 | 743441.1893 | 11009.6412 | -548820.0817 | -591549.2314 | -637503.4954 | -693671.8604 | -745650.3896 | -795051.8669 | -843292.1843 | -889972.8512 | -935042.2533 | -978665.555 | -1020794.4814 | -1061692.5673 | -1101609.9883 | -1139071.919 | -1175824.9849 | 2565201.043 | 103231.12 | 48553.8
7525 | 2578156.4366 | 101962.84 | 57300 | 2193649.2894 | 2203331.5311 | 1485186.3343 | 764828.2292 | 40869.4167 | -512657.396 | -555537.2887 | -601658.5839 | -658045.5657 | -710221.5513 | -759807.4697 | -808226.3638 | -855077.7305 | -900309.6949 | -944088.2553 | -986364.8932 | -1027404.4743 | -1067458.4377 | -1105044.5096 | -1141918.1365 | 2578156.4366 | 101962.84 | 57300
7526 | 2596580.4605 | 98777.76 | 90826.3 | 2180122.4522 | 2189873.8852 | 1493214.3307 | 794326.054 | 91811.3386 | -445704.9092 | -488749.6065 | -535058.8699 | -591707.1807 | -644114.4026 | -693913.0481 | -742536.3296 | -789580.8819 | -834994.4592 | -878944.2462 | -921381.3778 | -962572.6122 | -1002771.1855 | -1040484.2313 | -1077479.7408 | 2596580.4605 | 98777.76 | 90826.3
7527 | 2588661.3116 | 90890.392 | 99247.8 | 2172361.0391 | 2182082.7317 | 1539107.403 | 893910.1492 | 245097.5167 | -252112.6468 | -294785.9362 | -340713.8355 | -396949.2497 | -448956.5096 | -498363.1489 | -546598.0088 | -593258.9544 | -638293.8992 | -681869.518 | -723937.0948 | -764762.5742 | -804598.4199 | -841956.3186 | -878598.8693 | 2588661.3116 | 90890.392 | 99247.8
7528 | 2576061.0337 | 68464.704 | 99882.6 | 2182652.4904 | 2192326.8628 | 1701911.9688 | 1209285.965 | 713062.1803 | 330341.8263 | 288591.9968 | 243603.3992 | 188357.4584 | 137319.0914 | 88868.6865 | 41584.3574 | -4133.7184 | -48233.708 | -90881.4749 | -132028.54 | -171939.5536 | -210865.7507 | -247326.0621 | -283074.5074 | 2576061.0337 | 68464.704 | 99882.6
7529 | 2610891.8545 | 14092.213 | 98392.8 | 2270302.558 | 2280107.7372 | 2159018.6707 | 2035688.598 | 1908712.099 | 1802793.0813 | 1762347.8659 | 1718620.0912 | 1664496.2843 | 1614636.9414 | 1567400.5525 | 1521346.0057 | 1476878.8896 | 1434051.7378 | 1392696.4441 | 1352862.1431 | 1314280.6062 | 1276697.2014 | 1241613.0236 | 1207250.3369 | 2610891.8545 | 14092.213 | 98392.8
7530 | 2716752.787 | 0 | 99418.2 | 2379981.6124 | 2390184.3514 | 2363974.6804 | 2335433.1398 | 2303097.3251 | 2267751.6538 | 2226257.6479 | 2181347.9884 | 2125620.7802 | 2074330.9427 | 2025770.409 | 1978439.6364 | 1932760.6582 | 1888788.1381 | 1846347.154 | 1805488.8325 | 1765934.0695 | 1727417.9089 | 1691502.3086 | 1656337.4529 | 2716752.787 | 0 | 99418.2
7531 | 2732491.3844 | 0 | 96582.7 | 2397180.6848 | 2407442.5299 | 2381104.3916 | 2352420.8747 | 2319921.103 | 2284394.038 | 2242683.02 | 2197536.5611 | 2141509.8856 | 2089946.2872 | 2041127.804 | 1993546.206 | 1947625.9715 | 1903422.081 | 1860758.5989 | 1819686.948 | 1779926.4074 | 1741210.4859 | 1705110.1902 | 1669764.9883 | 2732491.3844 | 0 | 96582.7
7532 | 2749572.641 | 0 | 89339.9 | 2420012.4132 | 2430338.4068 | 2403860.7027 | 2375022.9587 | 2342345.1039 | 2306621.0316 | 2264674.3495 | 2219270.7509 | 2162918.9217 | 2111058.069 | 2061959.4917 | 2014105.5316 | 1967923.3205 | 1923468.1824 | 1880563.0821 | 1839259.7638 | 1799275.7518 | 1760342.8891 | 1724042.0028 | 1688500.9305 | 2749572.641 | 0 | 89339.9
7533 | 2739427.4684 | 0 | 92378.3 | 2407715.188 | 2418003.0815 | 2391622.93 | 2362891.4463 | 2330334.0208 | 2294741.6176 | 2252949.5643 | 2207713.3495 | 2151569.3002 | 2099899.6568 | 2050982.0969 | 2003304.5618 | 1957292.6074 | 1913001.3536 | 1870254.4184 | 1829103.3551 | 1789266.7301 | 1750477.376 | 1714310.287 | 1678900.2085 | 2739427.4684 | 0 | 92378.3
7534 | 2652920.3006 | 0 | 96417 | 2324727.142 | 2334690.1587 | 2309073.9134 | 2281180.5876 | 2249582.1377 | 2215044.5503 | 2174503.0889 | 2130626.2276 | 2076185.9854 | 2026078.8539 | 1978636.899 | 1932395.8108 | 1887767.7066 | 1844805.9659 | 1803339.7762 | 1763419.0632 | 1724771.2805 | 1687137.6973 | 1652043.5719 | 1617682.5517 | 2652920.3006 | 0 | 96417
7535 | 2534516.1953 | 0 | 97367.3 | 2215717.2799 | 2225235.6311 | 2200660.3135 | 2173909.5453 | 2143619.0186 | 2110520.5329 | 2071686.1356 | 2029665.2028 | 1977552.3498 | 1929579.2138 | 1884152.3032 | 1839872.6627 | 1797134.0162 | 1755987.3606 | 1716269.5073 | 1678028.1535 | 1641002.917 | 1604946.6147 | 1571316.4301 | 1538386.6311 | 2534516.1953 | 0 | 97367.3
7536 | 2405968.2233 | 0 | 98377.2 | 2097390.1845 | 2106425.775 | 2082983.7799 | 2057476.6708 | 2028609.3359 | 1997076.4586 | 1960098.5892 | 1920095.802 | 1870512.946 | 1824859.845 | 1781623.8275 | 1739476.8919 | 1698792.7926 | 1659619.9401 | 1621803.4226 | 1585388.5182 | 1550128.0508 | 1515787.3744 | 1483749.7655 | 1452377.0194 | 2405968.2233 | 0 | 98377.2
7537 | 2301830.6182 | 0 | 98503.4 | 2002224.5095 | 2010869.0123 | 1988338.8675 | 1963832.9931 | 1936112.3337 | 1905841.5048 | 1870361.3594 | 1831987.2239 | 1784447.6741 | 1740667.7875 | 1699200.3657 | 1658774.887 | 1619748.9287 | 1582168.8058 | 1545886.3116 | 1510944.7644 | 1477107.6867 | 1444150.5886 | 1413396.8744 | 1383279.2456 | 2301830.6182 | 0 | 98503.4
7538 | 2234536.0161 | 0 | 97620.8 | 1941691.7962 | 1950083.5747 | 1928144.7907 | 1904288.0379 | 1877310.4853 | 1847857.318 | 1813347.1299 | 1776027.5582 | 1729810.5254 | 1687243.2411 | 1646920.8162 | 1607609.8728 | 1569657.5345 | 1533108.7623 | 1497819.6823 | 1463832.3463 | 1430917.1904 | 1398856.2876 | 1368934.3523 | 1339629.9062 | 2234536.0161 | 0 | 97620.8
7539 | 2183646.1125 | 0 | 95310.7 | 1897558.0614 | 1905758.7234 | 1884267.6286 | 1860902.2454 | 1834487.1362 | 1805652.7925 | 1771876.5981 | 1735355.0016 | 1690138.5772 | 1648488.7809 | 1609032.719 | 1570565.103 | 1533425.1507 | 1497656.7993 | 1463119.4516 | 1429854.2017 | 1397636.7138 | 1366254.024 | 1336961.5882 | 1308272.5788 | 2183646.1125 | 0 | 95310.7
7540 | 2104521.5961 | 0 | 85508.4 | 1835148.671 | 1843052.1816 | 1822255.2453 | 1799651.9354 | 1774109.4066 | 1746235.3044 | 1713598.4196 | 1678315.6125 | 1634653.0349 | 1594427.8486 | 1556316.9065 | 1519158.5939 | 1483279.8372 | 1448722.9814 | 1415352.5237 | 1383208.0693 | 1352073.4112 | 1321743.3022 | 1293427.7068 | 1265693.6727 | 2104521.5961 | 0 | 85508.4
7541 | 2173072.3324 | 0 | 87871.8 | 1895346.9747 | 1903507.9269 | 1882110.2119 | 1858847.2843 | 1832549.3983 | 1803843.9924 | 1770220.6654 | 1733865.2303 | 1688857.0699 | 1647398.2672 | 1608122.5761 | 1569830.5445 | 1532859.7479 | 1497253.9106 | 1462873.116 | 1429758.2594 | 1397686.0913 | 1366444.679 | 1337283.3991 | 1308722.6238 | 2173072.3324 | 0 | 87871.8
7542 | 2204055.9095 | 0 | 81255.7 | 1930239.7275 | 1938517.0382 | 1916844.6331 | 1893280.4213 | 1866637.9787 | 1837553.69 | 1803481.3606 | 1766637.9689 | 1721018.4816 | 1678998.9585 | 1639193.6739 | 1600386.0737 | 1562918.5466 | 1526835.4404 | 1491994.8435 | 1458438.2342 | 1425939.1801 | 1394282.7266 | 1364736.0641 | 1335798.468 | 2204055.9095 | 0 | 81255.7
7543 | 2217715.286 | 60066.98 | 84763.3 | 1879131.153 | 1887459.7615 | 1457320.4914 | 1025277.6904 | 590137.5817 | 254625.7758 | 218357.7226 | 179301.4337 | 131414.6605 | 87150.1618 | 45113.624 | 4080.9538 | -35603.3385 | -73894.6301 | -110935.7121 | -146684.8491 | -181369.8768 | -215207.082 | -246921.4211 | -278022.9191 | 2217715.286 | 60066.98 | 84763.3
7544 | 2366986.7345 | 88423.584 | 87905.8 | 1983862.185 | 1992751.3809 | 1368526.8984 | 742270.7607 | 112708.8397 | -369197.4215 | -408560.4785 | -450899.4435 | -502663.261 | -550560.9935 | -596080.804 | -640529.1779 | -683538.4164 | -725060.8933 | -765249.0105 | -804058.2236 | -841731.7038 | -878500.2956 | -913003.134 | -946851.8819 | 2366986.7345 | 88423.584 | 87905.8
7545 | 2485488.0854 | 98967.8 | 91015.6 | 2078356.4807 | 2087690.7073 | 1390741.5973 | 691659.1189 | -10894.6443 | -548003.8843 | -589427.5318 | -633976.0739 | -688421.3165 | -738806.9214 | -786695.5555 | -833459.1124 | -878711.4847 | -922402.6618 | -964692.6756 | -1005534.7515 | -1045184.2349 | -1083883.5274 | -1120203.6333 | -1155836.9021 | 2485488.0854 | 98967.8 | 91015.6
7546 | 2546392.3993 | 101934.176 | 91531.8 | 2130457.2264 | 2140020.1786 | 1422366.8268 | 702527.8306 | -20867.5107 | -573844.3764 | -616247.6305 | -661852.3516 | -717596.2815 | -769181.0966 | -818207.7552 | -866081.7678 | -912407.5658 | -957133.913 | -1000424.7629 | -1042232.1947 | -1082817.8107 | -1122429.9523 | -1159604.608 | -1196075.5962 | 2546392.3993 | 101934.176 | 91531.8
7547 | 2592079.9626 | 104506.992 | 87781 | 2173331.2147 | 2183065.7461 | 1447516.2668 | 709741.9282 | -31652.5636 | -598306.6337 | -641458.1711 | -687868.6165 | -744600.1891 | -797098.0236 | -846991.8031 | -895712.2557 | -942856.7155 | -988373.0271 | -1032428.0855 | -1074973.1103 | -1116274.3974 | -1156584.7439 | -1194413.8708 | -1231526.7052 | 2592079.9626 | 104506.992 | 87781
7548 | 2534925.4102 | 104567.792 | 92066.8 | 2116823.4512 | 2126343.3392 | 1390874.4674 | 653229.7937 | -87955.21 | -654233.1401 | -696571.2141 | -742096.3382 | -797715.0119 | -849193.3002 | -898124.952 | -945909.1485 | -992152.1022 | -1036802.8079 | -1080024.4807 | -1121769.4155 | -1162298.0367 | -1201857.5672 | -1238990.5883 | -1275423.1108 | 2534925.4102 | 104567.792 | 92066.8
7549 | 2539808.6379 | 102631.44 | 98738.7 | 2116544.5007 | 2126082.7276 | 1403728.1048 | 679193.4886 | -48888.2776 | -605359.2572 | -647709.811 | -693253.5543 | -748910.2913 | -800418.6668 | -849375.5001 | -897182.6676 | -943445.6234 | -988113.2639 | -1031349.1185 | -1073105.3905 | -1113643.0058 | -1153209.6635 | -1190345.1375 | -1226778.7634 | 2539808.6379 | 102631.44 | 98738.7
7550 | 2538377.1736 | 99505.696 | 100013 | 2117089.5424 | 2126622.3935 | 1425523.8998 | 722246.6415 | 15424.2324 | -525098.0816 | -567329.844 | -612752.9962 | -668283.4422 | -719667.8649 | -768502.1834 | -816187.484 | -862329.4433 | -906876.9864 | -949993.5507 | -991631.3662 | -1032051.2118 | -1071500.6472 | -1108520.269 | -1144838.4384 | 2538377.1736 | 99505.696 | 100013
7551 | 2523103.2247 | 90824.312 | 100134 | 2111710.4078 | 2121185.8976 | 1479233.8272 | 835116.1023 | 187474.5584 | -308604.1901 | -350332.4197 | -395232.8359 | -450179.7282 | -501005.5447 | -549296.6015 | -596445.5543 | -642060.4524 | -686090.5282 | -728698.2357 | -769836.0924 | -809763.3079 | -848725.9524 | -885273.404 | -921123.624 | 2523103.2247 | 90824.312 | 100134
7552 | 2469142.6635 | 68304.672 | 99611.1 | 2085506.7278 | 2094779.5693 | 1606388.7876 | 1115878.6673 | 621920.0906 | 241311.4198 | 201104.6179 | 157793.4718 | 104650.7093 | 55540.8869 | 8911.6144 | -36599.98 | -80610.3276 | -123069.7471 | -164137.2178 | -203766.2727 | -242210.578 | -279710.9412 | -314847.7642 | -349302.2669 | 2469142.6635 | 68304.672 | 99611.1
7553 | 2500603.7312 | 13431.005 | 98361.6 | 2170342.3215 | 2179733.3148 | 2064104.9096 | 1946330.1619 | 1825063.0185 | 1723851.8044 | 1685014.7111 | 1643033.7188 | 1591095.8387 | 1543242.2852 | 1497900.888 | 1453691.4102 | 1411002.3074 | 1369883.8942 | 1330175.1657 | 1291923.1807 | 1254871.0411 | 1218774.8711 | 1185072.3567 | 1152060.8566 | 2500603.7312 | 13431.005 | 98361.6
7554 | 2591066.9961 | 0 | 50477.3 | 2314217.4395 | 2323948.1667 | 2298839.0265 | 2271505.8964 | 2240554.0278 | 2206731.5481 | 2167045.1758 | 2124101.1691 | 2070840.0686 | 2021811.0516 | 1975385.072 | 1930131.9608 | 1886454.2266 | 1844404.0042 | 1803814.4639 | 1764734.3672 | 1726897.5222 | 1690051.2304 | 1655685.1886 | 1622035.1595 | 2591066.9961 | 0 | 50477.3
7555 | 2593030.3857 | 0 | 27279.3 | 2339207.2948 | 2348945.3955 | 2323828.4065 | 2296485.7424 | 2265521.5976 | 2231684.6667 | 2191979.3996 | 2149014.0298 | 2095723.7482 | 2046668.7571 | 2000218.7758 | 1954942.5517 | 1911242.8982 | 1869171.9899 | 1828562.8706 | 1789464.3386 | 1751610.0003 | 1714746.9659 | 1680366.0609 | 1646701.7111 | 2593030.3857 | 0 | 27279.3
7556 | 2668464.0024 | 0 | 11640.1 | 2423689.7462 | 2433711.1371 | 2407943.6371 | 2379885.715 | 2348100.9601 | 2313359.847 | 2272579.6827 | 2228444.576 | 2173684.1967 | 2123282.3162 | 2075561.2278 | 2029048.042 | 1984157.2909 | 1940942.6666 | 1899232.356 | 1859076.5771 | 1820201.1867 | 1782345.9381 | 1747045.0263 | 1712481.5149 | 2668464.0024 | 0 | 11640.1
7557 | 2680858.9774 | 0 | 15595.9 | 2431046.0165 | 2441113.9566 | 2415246.6429 | 2387078.2681 | 2355165.7495 | 2320283.1404 | 2279333.4287 | 2235013.1912 | 2180018.3267 | 2129402.2061 | 2081479.3299 | 2034769.967 | 1989690.575 | 1946295.0953 | 1904410.9169 | 1864088.491 | 1825052.4009 | 1787041.1912 | 1751596.1831 | 1716892.0007 | 2680858.9774 | 0 | 15595.9
7558 | 2650933.2831 | 0 | 18631.5 | 2400699.2231 | 2410654.7776 | 2385055.931 | 2357181.7095 | 2325605.1389 | 2291091.6323 | 2250578.7485 | 2206732.963 | 2152331.7085 | 2102260.3193 | 2054852.1103 | 2008643.8687 | 1964047.403 | 1921116.0526 | 1879679.1332 | 1839786.5329 | 1801165.9094 | 1763558.7258 | 1728489.0981 | 1694152.0264 | 2650933.2831 | 0 | 18631.5
7559 | 2566949.4457 | 0 | 5933.27 | 2336750.9832 | 2346391.1372 | 2321531.8274 | 2294469.2285 | 2263821.5742 | 2230330.0284 | 2191029.1708 | 2148501.0008 | 2095751.7681 | 2047195.2268 | 2001217.494 | 1956401.7124 | 1913146.6444 | 1871503.9394 | 1831308.3205 | 1792608.0953 | 1755139.5497 | 1718652.3373 | 1684622.2888 | 1651301.5884 | 2566949.4457 | 0 | 5933.27
7560 | 2469614.7057 | 0 | 4630.07 | 2249223.2314 | 2258497.8456 | 2234498.5488 | 2208379.5082 | 2178811.3519 | 2146507.1401 | 2108613.8966 | 2067615.7153 | 2016784.0381 | 1969986.072 | 1925669.13 | 1882470.0799 | 1840772.5634 | 1800626.2717 | 1761872.1948 | 1724556.8087 | 1688426.3987 | 1653240.1113 | 1620417.8159 | 1588277.9713 | 2469614.7057 | 0 | 4630.07
7561 | 2368344.6975 | 0 | 10603.6 | 2150827.2916 | 2159721.5873 | 2136609.0316 | 2111463.6552 | 2083010.5988 | 2051933.6828 | 2015496.9211 | 1976082.5439 | 1927237.9072 | 1882261.5735 | 1839664.5261 | 1798139.5298 | 1758054.4947 | 1719457.0742 | 1682194.7788 | 1646312.1786 | 1611565.963 | 1577725.1549 | 1546151.4 | 1515232.111 | 2368344.6975 | 0 | 10603.6
7562 | 2296920.5783 | 0 | 0 | 2096246.8422 | 2104872.9054 | 2082387.8693 | 2057931.3179 | 2030266.8391 | 2000057.6304 | 1964650.2174 | 1926354.9873 | 1878913.8937 | 1835224.4437 | 1793842.5257 | 1753500.3282 | 1714554.6657 | 1677051.7546 | 1640843.7042 | 1605973.7404 | 1572205.8903 | 1539316.1425 | 1508625.0786 | 1478568.7433 | 2296920.5783 | 0 | 0
7563 | 2233650.0085 | 0 | 11529.6 | 2026974.3959 | 2035362.847 | 2013433.9078 | 1989587.7603 | 1962622.0503 | 1933181.7072 | 1898686.3486 | 1861382.7202 | 1815185.1587 | 1772635.8985 | 1732330.6076 | 1693036.3972 | 1655100.2531 | 1618567.1186 | 1583293.1768 | 1549320.4629 | 1516419.504 | 1484372.4595 | 1454463.5343 | 1425171.8536 | 2233650.0085 | 0 | 11529.6
7564 | 2224876.9216 | 0 | 66429.4 | 1964067.9821 | 1972423.486 | 1950572.6936 | 1926812.2232 | 1899944.4429 | 1870611.7492 | 1836243.8944 | 1799078.7999 | 1753054.7048 | 1710664.5817 | 1670509.6143 | 1631361.7561 | 1593566.6302 | 1557169.0033 | 1522025.6234 | 1488178.3606 | 1455398.6432 | 1423469.4864 | 1393670.0509 | 1364485.4355 | 2224876.9216 | 0 | 66429.4
7565 | 2226746.7277 | 0 | 20991.4 | 2011212.43 | 2019574.9559 | 1997707.2569 | 1973928.2749 | 1947039.3717 | 1917683.4834 | 1883288.2025 | 1846093.331 | 1800032.0138 | 1757607.7226 | 1717420.4655 | 1678241.1641 | 1640415.7318 | 1603988.973 | 1568817.5152 | 1534943.2638 | 1502137.455 | 1470182.9215 | 1440359.8993 | 1411152.2138 | 2226746.7277 | 0 | 20991.4
7566 | 2149735.2624 | 0 | 44354.2 | 1917566.381 | 1925639.6911 | 1904442.9288 | 1881400.9848 | 1855356.6754 | 1826930.701 | 1793639.62 | 1757645.7717 | 1713092.1214 | 1672049.7114 | 1633166.9683 | 1595257.321 | 1558654.7196 | 1523402.4189 | 1489362.0049 | 1456573.9338 | 1424817.3535 | 1393882.6074 | 1365005.6547 | 1336722.7576 | 2149735.2624 | 0 | 44354.2
7567 | 2196781.7696 | 59717.432 | 29644.8 | 1915494.5711 | 1923744.564 | 1496164.8532 | 1066699.5792 | 634166.2338 | 300690.3179 | 264734.9327 | 226017.6305 | 178553.1969 | 134676.8465 | 93007.4267 | 52332.3987 | 12993.021 | -24966.5049 | -61687.6221 | -97128.9893 | -131516.2917 | -165063.7742 | -196508.4289 | -227346.0273 | 2196781.7696 | 59717.432 | 29644.8
7568 | 2299606.0334 | 88479.24 | 18610.2 | 1991608.2387 | 2000244.387 | 1376231.549 | 750244.8907 | 121046.5543 | -360326.8834 | -398722.7069 | -440009.7236 | -490453.2968 | -537140.8403 | -581518.1538 | -624854.5312 | -666792.7408 | -707286.5123 | -746483.9091 | -784341.655 | -821095.9986 | -856971.2132 | -890645.1734 | -923683.6628 | 2299606.0334 | 88479.24 | 18610.2
7569 | 2378066.685 | 99311.84 | 34517.6 | 2036474.0639 | 2045404.8704 | 1347057.5472 | 646669.0587 | -57040.6877 | -594602.1959 | -634492.3072 | -677372.2569 | -729721.1771 | -778185.915 | -824261.5998 | -869260.8327 | -912814.1934 | -954873.8329 | -995592.8666 | -1034926.5415 | -1073119.167 | -1110402.6684 | -1145409.8103 | -1179759.7997 | 2378066.685 | 99311.84 | 34517.6
7570 | 2404987.1889 | 102562.312 | 52291.6 | 2040018.1476 | 2049050.0538 | 1328364.746 | 605615.1662 | -120493.2693 | -674959.0358 | -715349.4198 | -758763.4883 | -811753.7193 | -860815.7976 | -907461.778 | -953019.1207 | -997114.2234 | -1039698.6955 | -1080927.3857 | -1120755.0344 | -1159428.7167 | -1197182.9832 | -1232635.1211 | -1267422.6674 | 2404987.1889 | 102562.312 | 52291.6
7571 | 2445091.5926 | 104488.952 | 54700.7 | 2072283.033 | 2081465.5509 | 1347325.7698 | 611087.2939 | -128566.0483 | -693346.7815 | -734383.7096 | -778494.7435 | -832341.6274 | -882194.8547 | -929591.6943 | -975881.7426 | -1020685.1674 | -1063952.771 | -1105841.9843 | -1146306.7931 | -1185598.3924 | -1223955.2442 | -1259971.5782 | -1295312.2383 | 2445091.5926 | 104488.952 | 54700.7
7572 | 2439437.1914 | 104387.76 | 87445.9 | 2034478.6286 | 2043639.9115 | 1310231.0291 | 574728.3053 | -164181.3877 | -728384.1856 | -769342.9587 | -813368.7286 | -867107.8338 | -916862.518 | -964166.495 | -1010366.2403 | -1055082.7999 | -1098267.09 | -1140076.1774 | -1180464.1543 | -1219681.6348 | -1257966.5294 | -1293916.3189 | -1329191.9969 | 2439437.1914 | 104387.76 | 87445.9
7573 | 2424908.1922 | 102633.952 | 98866.6 | 2011552.0841 | 2020658.8035 | 1299293.1958 | 575846.2173 | -150987.4389 | -706078.7424 | -746776.8626 | -790523.713 | -843926.0472 | -893367.6911 | -940373.2239 | -986281.1016 | -1030714.6274 | -1073625.0097 | -1115168.3799 | -1155299.1034 | -1194266.302 | -1232306.4691 | -1268025.4386 | -1303074.3115 | 2424908.1922 | 102633.952 | 98866.6
7574 | 2420826.2019 | 99077.848 | 100134 | 2010115.4266 | 2019206.8161 | 1322046.175 | 622807.6668 | -79811.8181 | -616728.1126 | -657255.0409 | -700825.5673 | -754035.3238 | -803291.0572 | -850114.7805 | -895842.6964 | -940098.7423 | -982834.2086 | -1024204.964 | -1064165.4508 | -1102964.3712 | -1140837.8206 | -1176393.9799 | -1211281.1706 | 2420826.2019 | 99077.848 | 100134
7575 | 2425373.6333 | 90675.736 | 100134 | 2022667.6773 | 2031776.1446 | 1391689.8487 | 749521.7824 | 103966.3884 | -390170.4453 | -430488.182 | -473855.234 | -526879.6231 | -575942.5617 | -622568.9217 | -668097.4159 | -712151.2751 | -754681.6985 | -795844.8474 | -835595.0785 | -874181.5613 | -911840.8347 | -947178.4649 | -981845.87 | 2425373.6333 | 90675.736 | 100134
7576 | 2432717.3226 | 69090.168 | 100134 | 2050955.3427 | 2060091.3892 | 1566679.6777 | 1071179.8925 | 572282.5233 | 188110.3846 | 148401.3937 | 105633.8544 | 53179.737 | 4699.0648 | -41337.6511 | -86273.177 | -129729.603 | -171657.9805 | -212214.9435 | -251354.7105 | -289327.2057 | -326369.6839 | -361083.4894 | -395125.0404 | 2432717.3226 | 69090.168 | 100134
7577 | 2514166.6425 | 13855.038 | 100134 | 2180523.8568 | 2189965.7854 | 2071336.0033 | 1950548.2372 | 1826249.1332 | 1722711.5867 | 1683665.3591 | 1641458.1805 | 1589240.1094 | 1541128.5177 | 1495542.7078 | 1451094.9567 | 1408175.8269 | 1366835.9059 | 1326913.3155 | 1288455.3698 | 1251203.7773 | 1214913.3394 | 1181029.54 | 1147840.5027 | 2514166.6425 | 13855.038 | 100134
7578 | 2706428.7152 | 0 | 93649.1 | 2376328.6178 | 2386492.5848 | 2360373.3136 | 2331931.034 | 2299708.8994 | 2264488.3459 | 2223142.8225 | 2178394.6255 | 2122869.9881 | 2071765.8587 | 2023380.6614 | 1976220.5519 | 1930705.9597 | 1886891.3409 | 1844602.4379 | 1803890.1832 | 1764476.5333 | 1726097.5389 | 1690309.2223 | 1655268.7974 | 2706428.7152 | 0 | 93649.1
7579 | 2743464.6533 | 0 | 55731 | 2448046.9584 | 2458350.0136 | 2431915.7911 | 2403126.7713 | 2370506.1712 | 2334846.1206 | 2292977.2833 | 2247659.2088 | 2191417.2245 | 2139656.2403 | 2090651.3952 | 2042888.4025 | 1996793.4452 | 1952421.7243 | 1909596.5978 | 1868369.6952 | 1828459.1681 | 1789597.4551 | 1753361.8719 | 1717884.4148 | 2743464.6533 | 0 | 55731
7580 | 2700722.7793 | 0 | 14787.7 | 2449982.5891 | 2460125.1275 | 2434075.163 | 2405707.0877 | 2373567.1264 | 2338435.0677 | 2297190.9524 | 2252551.3372 | 2197158.0016 | 2146175.8542 | 2097906.9066 | 2050860.464 | 2005456.0694 | 1961748.0642 | 1919562.5581 | 1878950.3764 | 1839634.0615 | 1801350.2209 | 1765651.5962 | 1730699.2863 | 2700722.7793 | 0 | 14787.7
7581 | 2607143.9205 | 0 | 9775.4 | 2369591.6805 | 2379382.7844 | 2354160.9349 | 2326701.2963 | 2295600.4657 | 2261611.2127 | 2221721.683 | 2178554.3061 | 2125005.8205 | 2075715.6773 | 2029044.7228 | 1983553.9139 | 1939648.2569 | 1897380.2101 | 1856581.9085 | 1817302.4162 | 1779273.8897 | 1742242.0625 | 1707705.8747 | 1673890.1422 | 2607143.9205 | 0 | 9775.4
7582 | 2502583.0191 | 0 | 33785.8 | 2250155.4911 | 2259553.9176 | 2235254.0565 | 2208806.154 | 2178863.0915 | 2146147.4483 | 2107768.1622 | 2066242.4888 | 2014752.0464 | 1967349.1635 | 1922460.4252 | 1878704.5022 | 1836470.1578 | 1795807.7462 | 1756556.135 | 1718762.4204 | 1682169.5009 | 1646533.3077 | 1613292.6648 | 1580743.583 | 2502583.0191 | 0 | 33785.8
7583 | 2415119.8998 | 0 | 63993.3 | 2140126.2118 | 2149196.1713 | 2125666.3124 | 2100063.4841 | 2071087.6488 | 2039436.1321 | 2002318.9119 | 1962165.2678 | 1912395.1149 | 1866569.6648 | 1823170.4922 | 1780864.5439 | 1740026.9963 | 1700706.4439 | 1662747.3855 | 1626195.2716 | 1590801.9861 | 1556331.99 | 1524173.8218 | 1492683.0452 | 2415119.8998 | 0 | 63993.3
7584 | 2329637.8838 | 0 | 56215.3 | 2069890.4538 | 2078639.3865 | 2055865.7556 | 2031092.5272 | 2003065.6777 | 1972457.8512 | 1936577.7772 | 1897768.7522 | 1849683.5901 | 1805403.5098 | 1763463.8301 | 1722578.6807 | 1683109.9585 | 1645104.5382 | 1608412.4226 | 1573077.4532 | 1538860.2961 | 1505533.749 | 1474437.2037 | 1443984.4282 | 2329637.8838 | 0 | 56215.3
7585 | 2257897.1661 | 0 | 79822.5 | 1980810.266 | 1989289.7771 | 1967144.3227 | 1943060.848 | 1915823.9468 | 1886085.5493 | 1851237.2621 | 1813550.2202 | 1766872.698 | 1723883.0809 | 1683161.7923 | 1643462.5598 | 1605136.1361 | 1568227.9521 | 1532592.6299 | 1498272.6609 | 1465036.0813 | 1432662.6856 | 1402450.6193 | 1372862.498 | 2257897.1661 | 0 | 79822.5
7586 | 2311428.1762 | 0 | 56586.2 | 2052900.7632 | 2061581.3095 | 2038969.2419 | 2014373.2067 | 1986548.9824 | 1956163.9555 | 1920547.8919 | 1882025.7714 | 1834300.0211 | 1790349.6102 | 1748721.3059 | 1708139.2891 | 1668962.6281 | 1631237.8309 | 1594816.073 | 1559740.8531 | 1525774.708 | 1492692.2114 | 1461822.2859 | 1431591.0979 | 2311428.1762 | 0 | 56586.2
7587 | 2296663.3031 | 0 | 58598.9 | 2037413.1442 | 2046038.2412 | 2023557.5445 | 1999105.5534 | 1971445.9942 | 1941241.9902 | 1905840.364 | 1867551.2443 | 1820117.2855 | 1776434.5499 | 1735059.0881 | 1694723.2302 | 1655783.7509 | 1618286.8614 | 1582084.6876 | 1547220.4504 | 1513458.2035 | 1480573.9607 | 1449888.1554 | 1419837.0076 | 2296663.3031 | 0 | 58598.9
7588 | 2090472.23 | 0 | 77774.5 | 1830060.6478 | 1837911.3961 | 1817237.4789 | 1794769.2472 | 1769381.4182 | 1741677.5808 | 1709242.7563 | 1674179.6731 | 1630792.7612 | 1590820.2931 | 1552947.9551 | 1516021.8869 | 1480366.8326 | 1446024.8544 | 1412861.3541 | 1380915.6726 | 1349973.0462 | 1319829.598 | 1291687.2148 | 1264122.5105 | 2090472.23 | 0 | 77774.5
7589 | 2065734.4186 | 0 | 98104.5 | 1787154.0904 | 1794911.9362 | 1774454.0941 | 1752223.1708 | 1727107.1994 | 1699702.6264 | 1667623.0509 | 1632946.3185 | 1590044.2581 | 1550516.2365 | 1513063.4929 | 1476545.8213 | 1441284.1228 | 1407319.9621 | 1374520.3337 | 1342924.1129 | 1312319.0774 | 1282503.763 | 1254665.8338 | 1227398.7474 | 2065734.4186 | 0 | 98104.5
7590 | 1986268.4977 | 0 | 98019.6 | 1714715.7229 | 1722175.1352 | 1702409.7216 | 1680939.4347 | 1656695.0835 | 1630250.1701 | 1599310.0949 | 1565872.7719 | 1524526.5378 | 1486424.5479 | 1450318.0028 | 1415110.559 | 1381110.7727 | 1348358.6097 | 1316726.1811 | 1286250.8666 | 1256728.608 | 1227965.691 | 1201104.0919 | 1174791.3762 | 1986268.4977 | 0 | 98019.6
7591 | 1995741.577 | 66891.772 | 97645.9 | 1656843.1011 | 1664338.0894 | 1189746.8722 | 713442.6505 | 234351.1343 | -133267.2584 | -166569.3093 | -202380.5183 | -246138.3581 | -286636.4811 | -325129.6423 | -362719.4142 | -399095.769 | -434218.5501 | -468216.2565 | -501051.3302 | -532928.8027 | -564043.3121 | -593247.4355 | -621900.0579 | 1995741.577 | 66891.772 | 97645.9
7592 | 2073791.219 | 91197.784 | 97035.6 | 1704378.113 | 1712166.216 | 1071649.7345 | 429353.2563 | -215839.5222 | -708336.9935 | -743575.318 | -781420.9288 | -827523.948 | -870239.769 | -910872.2181 | -950565.9482 | -988998.8065 | -1026129.0664 | -1062090.252 | -1096843.3366 | -1130601.37 | -1163566.6023 | -1194546.7371 | -1224953.8026 | 2073791.219 | 91197.784 | 97035.6
7593 | 2131169.4994 | 96819.768 | 86859.6 | 1761297.4743 | 1769301.0609 | 1090056.9664 | 408983.6258 | -275066.1509 | -796929.4916 | -833185.9952 | -872121.9245 | -919543.7306 | -963484.6205 | -1005284.4951 | -1046119.6779 | -1085659.1028 | -1123859.8886 | -1160859.2538 | -1196617.0918 | -1231352.3473 | -1265272.8662 | -1297153.3634 | -1328444.9355 | 2131169.4994 | 96819.768 | 86859.6
7594 | 2166127.9896 | 100401.488 | 92150.1 | 1784329.5462 | 1792464.4191 | 1088560.1018 | 382796.5325 | -325992.2966 | -866546.2002 | -903429.5718 | -943036.3207 | -991268.1441 | -1035961.9522 | -1078479.625 | -1120016.7817 | -1160236.9257 | -1199096.4723 | -1236734.891 | -1273111.4171 | -1308448.5868 | -1342957.6555 | -1375393.2391 | -1407230.2372 | 2166127.9896 | 100401.488 | 92150.1
7595 | 2168671.8503 | 100997.72 | 78129.9 | 1800075.1269 | 1808219.5532 | 1100233.8926 | 390386.7963 | -322489.1125 | -866119.6034 | -903065.1716 | -942737.3153 | -991044.6625 | -1035809.8396 | -1078396.3258 | -1120001.1444 | -1160287.4035 | -1199211.4674 | -1236912.9693 | -1273351.0968 | -1308748.6471 | -1343317.124 | -1375809.6807 | -1407702.949 | 2168671.8503 | 100997.72 | 78129.9
7596 | 2201649.7588 | 103409.432 | 69003.8 | 1836886.2615 | 1845154.536 | 1120478.5377 | 393912.7979 | -335727.8122 | -892060.7774 | -929567.1899 | -969841.6396 | -1018882.6041 | -1064327.5344 | -1107560.6435 | -1149797.1573 | -1190695.061 | -1230210.0552 | -1268483.8965 | -1305475.1519 | -1341410.0067 | -1376503.1807 | -1409488.867 | -1441866.1517 | 2201649.7588 | 103409.432 | 69003.8
7597 | 2192603.6529 | 101939.032 | 61925.2 | 1837179.4816 | 1845413.7835 | 1130806.4155 | 414317.0706 | -305234.5105 | -853967.4051 | -891301.4246 | -931392.108 | -980213.2865 | -1025453.2061 | -1068490.3925 | -1110535.0783 | -1151246.6541 | -1190581.0026 | -1228679.2977 | -1265500.2767 | -1301269.1957 | -1336199.8922 | -1369031.7602 | -1401257.7264 | 2192603.6529 | 101939.032 | 61925.2
7598 | 2182779.205 | 97942.608 | 48440.8 | 1845694.1845 | 1853891.5908 | 1166532.8094 | 477300.4837 | -214980.3572 | -743223.6462 | -780289.2741 | -820099.2141 | -868600.5303 | -913536.6342 | -956279.8747 | -998035.0618 | -1038463.1122 | -1077520.1061 | -1115346.5851 | -1151901.4714 | -1187409.0116 | -1222082.0851 | -1254665.7345 | -1286646.197 | 2182779.205 | 97942.608 | 48440.8
7599 | 2181955.0553 | 90452.464 | 53478.4 | 1847394.5818 | 1855588.893 | 1219151.845 | 580841.96 | -60515.2892 | -550563.7538 | -587373.1961 | -626925.9143 | -675166.727 | -719843.6736 | -762328.5847 | -803825.8155 | -843996.4106 | -882796.467 | -920366.4731 | -956665.3665 | -991917.3093 | -1026335.1005 | -1058664.2564 | -1090390.4532 | 2181955.0553 | 90452.464 | 53478.4
7600 | 2189915.066 | 70728.392 | 47541.6 | 1880320.0269 | 1888544.2318 | 1386121.7421 | 881819.5831 | 374458.9427 | -15123.2682 | -51394.5969 | -90419.2093 | -138163.6114 | -182331.1459 | -224298.6482 | -265274.867 | -304919.6105 | -343188.8153 | -380223.4824 | -415982.3998 | -450690.5471 | -484561.4997 | -516336.1975 | -547505.7365 | 2189915.066 | 70728.392 | 47541.6
7601 | 2315314.066 | 15422.635 | 63026.8 | 2034583.9217 | 2043279.0614 | 1915733.7978 | 1786201.2312 | 1653435.0485 | 1544314.8983 | 1508076.5851 | 1468927.3294 | 1420558.9712 | 1375972.2991 | 1333711.6377 | 1292499.0227 | 1252694.1261 | 1214343.5342 | 1177298.1721 | 1141601.6119 | 1107015.9909 | 1073315.5041 | 1041831.3079 | 1010986.9232 | 2315314.066 | 15422.635 | 63026.8
7602 | 2526559.4052 | 0 | 89119.1 | 2216703.8461 | 2226192.3156 | 2201648.0172 | 2174935.0977 | 2144693.5322 | 2111652.823 | 2072894.2094 | 2030959.064 | 1978963.6807 | 1931095.0182 | 1885764.5877 | 1841577.8255 | 1798927.2195 | 1757863.6066 | 1718224.3105 | 1680056.8786 | 1643101.7462 | 1607112.5061 | 1573541.7672 | 1540669.2151 | 2526559.4052 | 0 | 89119.1
7603 | 2589272.5986 | 0 | 87026.9 | 2276030.2121 | 2285754.2004 | 2260670.1154 | 2233363.5807 | 2202440.8135 | 2168649.4233 | 2128998.2014 | 2086091.6011 | 2032875.052 | 1983887.6554 | 1937501.4936 | 1892287.3879 | 1848647.5682 | 1806634.1333 | 1766080.3689 | 1727035.0027 | 1689232.0272 | 1652418.919 | 1618084.3431 | 1584465.284 | 2589272.5986 | 0 | 87026.9
7604 | 2596391.6509 | 0 | 84200.6 | 2285353.5982 | 2295104.3221 | 2269967.9025 | 2242602.9226 | 2211611.7677 | 2177744.1027 | 2138000.4947 | 2094992.5578 | 2041646.3254 | 1992540.8735 | 1946043.8083 | 1900722.0217 | 1856978.8495 | 1814866.5336 | 1774217.9016 | 1735081.8151 | 1697191.5352 | 1660293.8441 | 1625881.4998 | 1592186.6397 | 2596391.6509 | 0 | 84200.6
7605 | 2602389.8627 | 0 | 82746.5 | 2292281.8677 | 2302055.1178 | 2276874.8958 | 2249460.9652 | 2218412.4823 | 2184480.8439 | 2144659.6879 | 2101566.6617 | 2048111.4565 | 1998906.8287 | 1952316.6136 | 1906904.3921 | 1863074.4321 | 1820879.096 | 1780150.8252 | 1740938.5942 | 1702975.0478 | 1666006.3833 | 1631528.8074 | 1597770.3732 | 2602389.8627 | 0 | 82746.5
7606 | 2558176.3182 | 0 | 71198.5 | 2263479.1026 | 2273086.3091 | 2248299.6616 | 2221317.2553 | 2190762.0463 | 2157372.6655 | 2118193.8274 | 2075798.707 | 2023217.4567 | 1974814.5684 | 1928981.6748 | 1884306.7613 | 1841187.2273 | 1799674.5456 | 1759604.0043 | 1721023.7459 | 1683670.9575 | 1647296.1484 | 1613370.1053 | 1580150.9859 | 2558176.3182 | 0 | 71198.5
7607 | 2440887.2269 | 0 | 49081.9 | 2178553.7397 | 2187720.4682 | 2163964.9852 | 2138114.4161 | 2108854.8526 | 2076891.0605 | 2039403.2504 | 1998846.6203 | 1948570.8812 | 1902281.9316 | 1858445.1458 | 1815713.2482 | 1774465.4178 | 1734750.7678 | 1696412.1378 | 1659495.4632 | 1623749.9807 | 1588937.6384 | 1556461.7893 | 1524660.4523 | 2440887.2269 | 0 | 49081.9
7608 | 2313979.5966 | 0 | 53506.7 | 2058308.7752 | 2066998.9033 | 2044362.3796 | 2019739.6984 | 1991885.2647 | 1961467.2017 | 1925812.3278 | 1887248.1893 | 1839470.2617 | 1795471.8408 | 1753798.0898 | 1713171.7812 | 1673952.3796 | 1636186.4446 | 1599724.987 | 1564611.5539 | 1530608.4197 | 1497489.9096 | 1466586.4127 | 1436322.3584 | 2313979.5966 | 0 | 53506.7
7609 | 2214820.9166 | 0 | 47156 | 1974163.9343 | 1982481.673 | 1960713.4031 | 1937044.0866 | 1910281.5048 | 1881065.1503 | 1846836.3927 | 1809823.0383 | 1763990.7244 | 1721775.9576 | 1681786.244 | 1642799.0877 | 1605158.5496 | 1568909.1942 | 1533908.4167 | 1500197.8981 | 1467550.0999 | 1435749.0178 | 1406068.0312 | 1376999.0858 | 2214820.9166 | 0 | 47156
7610 | 2136005.3129 | 0 | 32322.6 | 1917067.5681 | 1925089.3155 | 1904013.2866 | 1881103.8609 | 1855211.2453 | 1826952.176 | 1793859.0726 | 1758080.4639 | 1713796.723 | 1673001.7969 | 1634352.7442 | 1596670.5723 | 1560287.0985 | 1525245.3013 | 1491407.6508 | 1458814.3446 | 1427245.9413 | 1396494.1233 | 1367786.956 | 1339670.0502 | 2136005.3129 | 0 | 32322.6
7611 | 2111647.9414 | 0 | 29098.4 | 1898062.413 | 1905992.6866 | 1885132.0226 | 1862458.8684 | 1836836.5424 | 1808874.7478 | 1776134.0428 | 1740738.4559 | 1696934.7229 | 1656580.0209 | 1618346.7225 | 1581069.2792 | 1545075.7247 | 1510408.5473 | 1476931.7855 | 1444685.1784 | 1413451.787 | 1383025.6691 | 1354620.8864 | 1326799.6342 | 2111647.9414 | 0 | 29098.4
7612 | 2042708.1347 | 0 | 28150.8 | 1836093.2307 | 1843764.6014 | 1823508.9165 | 1801499.9144 | 1776638.0233 | 1749513.0412 | 1717765.1677 | 1683449.0872 | 1640999.3648 | 1601886.0714 | 1564824.9232 | 1528688.4242 | 1493793.8982 | 1460182.4465 | 1427722.5465 | 1396452.6398 | 1366162.87 | 1336654.0184 | 1309100.5105 | 1282111.4824 | 2042708.1347 | 0 | 28150.8
7613 | 2125869.694 | 0 | 29160.7 | 1910979.3619 | 1918963.0451 | 1897978.6462 | 1875169.55 | 1849391.4197 | 1821258.0646 | 1788313.6137 | 1752696.4005 | 1708614.4131 | 1668004.6856 | 1629530.6491 | 1592018.9054 | 1555799.6973 | 1520915.7993 | 1487230.3343 | 1454783.3089 | 1423356.3232 | 1392742.0479 | 1364162.7213 | 1336170.8552 | 2125869.694 | 0 | 29160.7
7614 | 2179584.1449 | 0 | 42013.8 | 1947147.8734 | 1955333.2807 | 1933875.1554 | 1910546.2283 | 1884173.2481 | 1855385.5338 | 1821665.1613 | 1785204.4938 | 1740065.1722 | 1698485.8442 | 1659096.1699 | 1620693.1026 | 1583615.2296 | 1547906.406 | 1513426.2961 | 1480215.9177 | 1448051.3523 | 1416720.0322 | 1387475.0778 | 1358832.4274 | 2179584.1449 | 0 | 42013.8
7615 | 2213228.7047 | 62164.516 | 22864 | 1934838.3123 | 1943150.0714 | 1498790.8346 | 1052531.9178 | 603181.9593 | 257030.0873 | 220756.9605 | 181701.2388 | 133832.8973 | 89579.5024 | 47549.561 | 6521.4563 | -33160.9983 | -71453.2705 | -108497.8622 | -144253.1225 | -178946.4265 | -212793.623 | -244522.2482 | -275639.2721 | 2213228.7047 | 62164.516 | 22864
7616 | 2338738.0583 | 88132.256 | 10109.2 | 2036169.4226 | 2044952.5309 | 1422955.8754 | 798951.8116 | 171681.417 | -308397.1404 | -347344.2534 | -389231.7587 | -440431.6361 | -487811.568 | -532841.9571 | -576813.6967 | -619363.4761 | -660444.2376 | -700206.5643 | -738606.4433 | -775884.1437 | -812267.7551 | -846412.6536 | -879911.2678 | 2338738.0583 | 88132.256 | 10109.2
7617 | 2423516.6836 | 97209.792 | 15425.9 | 2099147.0066 | 2108248.5001 | 1423793.1326 | 737257.5886 | 47337.3104 | -480057.5644 | -520531.5949 | -564052.6062 | -617223.5604 | -666436.0972 | -713213.9209 | -758894.7194 | -803102.012 | -845787.0351 | -887105.8305 | -927012.79 | -965756.8921 | -1003574.4947 | -1039072.2317 | -1073900.2568 | 2423516.6836 | 97209.792 | 15425.9
7618 | 2501600.4998 | 100818.48 | 13172.9 | 2169053.231 | 2178447.9677 | 1468771.432 | 756947.6983 | 41630.1768 | -505115.397 | -546837.4258 | -591704.6066 | -646532.6441 | -697274.7271 | -745503.6523 | -792600.2071 | -838175.7807 | -882180.0386 | -924774.0499 | -965910.737 | -1005847.1005 | -1044827.1134 | -1081412.5164 | -1117306.6298 | 2501600.4998 | 100818.48 | 13172.9
7619 | 2547289.0366 | 101938.728 | 4538.6 | 2218264.1758 | 2227830.4953 | 1510132.5212 | 790248.1332 | 66806.1478 | -486210.6191 | -528632.7461 | -574257.4673 | -630024.9675 | -681631.8884 | -730679.752 | -778574.5638 | -824920.6157 | -869666.6537 | -912976.689 | -954802.7837 | -995406.6325 | -1035036.6641 | -1072228.3514 | -1108716.1236 | 2547289.0366 | 101938.728 | 4538.6
7620 | 2613846.2923 | 68224.464 | 1898.16 | 2315361.2661 | 2325177.5407 | 1836083.0735 | 1344745.0642 | 849756.5023 | 467821.2157 | 425554.0315 | 380000.5736 | 324039.3194 | 272347.355 | 223281.3125 | 175398.4496 | 129104.8136 | 84452.9977 | 41274.7054 | -380.8731 | -40782.2698 | -80184.4049 | -117084.485 | -153262.2576 | 2613846.2923 | 68224.464 | 1898.16
7621 | 2607435.0459 | 53640.5 | 3427.85 | 2322564.4214 | 2332356.6186 | 1942454.9843 | 1550315.311 | 1154534.0391 | 847027.3466 | 805329.7943 | 760354.0287 | 704995.9952 | 653896.7797 | 605417.0453 | 558117.5883 | 512403.4602 | 468327.1251 | 425720.6994 | 384633.2526 | 344796.9112 | 305957.3805 | 269613.7678 | 233990.6909 | 2607435.0459 | 53640.5 | 3427.85
7622 | 2605689.5076 | 97610.672 | 3568.55 | 2276860.5125 | 2286646.1544 | 1597840.8161 | 906798.937 | 212117.8973 | -319558.2608 | -362695.2395 | -409108.2369 | -465896.552 | -518428.9 | -568343.5206 | -617078.6538 | -664229.5195 | -709743.6885 | -753788.9322 | -796316.2139 | -837593.2278 | -877874.0982 | -915660.7215 | -952727.2914 | 2605689.5076 | 97610.672 | 3568.55
7623 | 2595971.3859 | 88568.496 | 0 | 2280602.1543 | 2290351.2999 | 1663096.4358 | 1033613.3722 | 400504.7205 | -84955.6793 | -127657.0584 | -173622.2379 | -229924.0395 | -281985.7471 | -331439.4902 | -379718.145 | -426418.4408 | -471488.1443 | -515094.4008 | -557188.3567 | -598036.7077 | -637892.6305 | -675263.6087 | -711917.219 | 2595971.3859 | 88568.496 | 0
7624 | 2510180.5111 | 67074.724 | 1163.46 | 2222636.8334 | 2232063.7922 | 1751674.9799 | 1269131.605 | 783082.4593 | 408247.4279 | 367491.2251 | 323579.0829 | 269671.9202 | 219864.7261 | 172579.3093 | 126430.1469 | 81807.1823 | 38760.9228 | -2870.2534 | -43039.107 | -82003.5201 | -120008.3024 | -155610.2618 | -190518.5607 | 2510180.5111 | 67074.724 | 1163.46
7625 | 2558459.9976 | 13138.609 | 3539.65 | 2318258.2389 | 2327866.5108 | 2213719.2404 | 2097375.9678 | 1977459.4962 | 1877037.9216 | 1837378.4322 | 1794502.3038 | 1741438.9159 | 1692554.3533 | 1646240.0705 | 1601083.8962 | 1557483.2738 | 1515489.6819 | 1474938.3904 | 1435877.547 | 1398044.3097 | 1361189.1602 | 1326783.0482 | 1293083.9383 | 2558459.9976 | 13138.609 | 3539.65
7626 | 2674133.5436 | 0 | 5969.66 | 2434534.3998 | 2444577.0826 | 2418740.5946 | 2390608.8182 | 2358742.2907 | 2323913.1239 | 2283032.0749 | 2238788.9556 | 2183897.9887 | 2133374.7809 | 2085538.0608 | 2038911.8098 | 1993911.4405 | 1950590.7592 | 1908777.5878 | 1868522.2509 | 1829550.0229 | 1791600.104 | 1756209.9491 | 1721558.7613 | 2674133.5436 | 0 | 5969.66
7627 | 2671926.8029 | 0 | 9571.03 | 2428919.0842 | 2438953.4796 | 2413145.6573 | 2385044.4407 | 2353211.5551 | 2318418.475 | 2277578.5068 | 2233379.2427 | 2178540.9178 | 2128066.7476 | 2080276.8482 | 2033696.4191 | 1988740.5299 | 1945462.9426 | 1903691.6212 | 1863476.8487 | 1824544.1263 | 1786632.8694 | 1751279.264 | 1716664.016 | 2671926.8029 | 0 | 9571.03
7628 | 2606217.0746 | 0 | 13754.4 | 2364766.8098 | 2374554.433 | 2349331.9799 | 2321872.5332 | 2290773.189 | 2256786.4492 | 2216901.5303 | 2173739.9295 | 2120200.9105 | 2070918.72 | 2024254.7871 | 1978770.5804 | 1934870.9619 | 1892608.3714 | 1851815.0037 | 1812539.9054 | 1774515.328 | 1737487.0958 | 1702953.6156 | 1669140.3346 | 2606217.0746 | 0 | 13754.4
7629 | 2560919.5529 | 0 | 5129.17 | 2332052.0006 | 2341669.5093 | 2316852.4099 | 2289837.1971 | 2259245.3503 | 2225816.2925 | 2186591.5692 | 2144147.1146 | 2091505.6071 | 2043046.9422 | 1997161.028 | 1952434.3356 | 1909264.6905 | 1867703.6209 | 1827586.2382 | 1788960.7364 | 1751564.0209 | 1715146.3334 | 1681180.0378 | 1647921.424 | 2560919.5529 | 0 | 5129.17
7630 | 2466254.1312 | 0 | 3013.23 | 2247773.0983 | 2257035.0919 | 2233053.3341 | 2206954.717 | 2177411.6776 | 2145136.3058 | 2107279.5077 | 2066321.997 | 2015544.3715 | 1968794.9681 | 1924523.2127 | 1881367.828 | 1839711.9337 | 1799605.1532 | 1760888.6932 | 1723608.9661 | 1687512.6028 | 1652359.0773 | 1619566.327 | 1587455.0987 | 2466254.1312 | 0 | 3013.23
7631 | 2333990.8858 | 0 | 2510.85 | 2127567.5996 | 2136332.8799 | 2113513.4033 | 2088690.5929 | 2060608.0819 | 2029939.7713 | 1993989.3619 | 1955104.5285 | 1906926.2253 | 1862560.1139 | 1820538.7761 | 1779573.939 | 1740028.1758 | 1701948.4488 | 1665184.4804 | 1629780.1941 | 1595495.8086 | 1562103.6974 | 1530945.7548 | 1500432.7848 | 2333990.8858 | 0 | 2510.85
7632 | 2222655.39 | 0 | 1372.63 | 2027097.3078 | 2035444.4688 | 2013607.5987 | 1989862.9574 | 1963014.1089 | 1933702.808 | 1899361.3738 | 1862225.4928 | 1816239.457 | 1773883.7647 | 1733760.9962 | 1694644.3314 | 1656879.0481 | 1620509.8685 | 1585393.6835 | 1551572.3214 | 1518817.4388 | 1486912.2675 | 1457134.691 | 1427971.3207 | 2222655.39 | 0 | 1372.63
7633 | 2129376.6191 | 0 | 5030.02 | 1938310.5795 | 1946307.433 | 1925287.331 | 1902439.5218 | 1876617.7805 | 1848436.9293 | 1815437.0455 | 1779759.9904 | 1735604.1972 | 1694926.392 | 1656387.8008 | 1618813.0899 | 1582533.0468 | 1547590.5166 | 1513848.3963 | 1481346.7588 | 1449866.8435 | 1419200.9794 | 1390573.4208 | 1362534.2919 | 2129376.6191 | 0 | 5030.02
7634 | 2068918.6443 | 0 | 12507.1 | 1875657.5218 | 1883427.3259 | 1862938.7217 | 1840674.3032 | 1815520.3895 | 1788074.3464 | 1755946.0945 | 1721216.6823 | 1678249.2633 | 1638661.0839 | 1601151.3813 | 1564578.1923 | 1529262.9123 | 1495247.1702 | 1462397.7556 | 1430753.6034 | 1400102.1645 | 1370241.6639 | 1342361.5966 | 1315053.2521 | 2068918.6443 | 0 | 12507.1
7635 | 2017974.6982 | 0 | 12074.3 | 1829597.166 | 1837175.6506 | 1817135.2089 | 1795362.6794 | 1770771.8042 | 1743945.2398 | 1712551.7588 | 1678621.1671 | 1636655.4167 | 1597985.6975 | 1561343.2758 | 1525614.3073 | 1491112.2739 | 1457877.7793 | 1425780.893 | 1394859.5915 | 1364906.5592 | 1335724.9896 | 1308475.0881 | 1281782.8316 | 2017974.6982 | 0 | 12074.3
7636 | 2035846.0944 | 0 | 13117.1 | 1844864.4022 | 1852510.0027 | 1832314.4032 | 1810371.3765 | 1785585.0443 | 1758543.2236 | 1726894.0411 | 1692685.279 | 1650370.198 | 1611380.3382 | 1574435.7299 | 1538412.6644 | 1503627.3999 | 1470120.8995 | 1437762.0824 | 1406589.2611 | 1376393.2841 | 1346975.6019 | 1319506.695 | 1292600.3715 | 2035846.0944 | 0 | 13117.1
7637 | 2148139.4832 | 0 | 18005.8 | 1942458.4193 | 1950525.7364 | 1929346.3386 | 1906323.1288 | 1880299.7823 | 1851896.5387 | 1818631.8001 | 1782666.3003 | 1738147.3526 | 1697137.0388 | 1658284.7888 | 1620404.9121 | 1583831.1112 | 1548606.6086 | 1514593.0932 | 1481830.9909 | 1450099.6138 | 1419189.4608 | 1390335.5738 | 1362075.3013 | 2148139.4832 | 0 | 18005.8
7638 | 2229150.0677 | 0 | 21907.9 | 2012489.2988 | 2020860.8504 | 1998968.7157 | 1975163.2352 | 1948244.4769 | 1918856.0709 | 1884422.8332 | 1847186.9834 | 1801075.1183 | 1758604.2046 | 1718372.7395 | 1679150.3179 | 1641283.2266 | 1604816.3185 | 1569606.0662 | 1535694.4204 | 1502852.3704 | 1470862.5145 | 1441006.4704 | 1411766.4272 | 2229150.0677 | 0 | 21907.9
7639 | 2244227.5142 | 63133.156 | 14080.5 | 1970943.7267 | 1979371.9015 | 1528156.3245 | 1075014.4603 | 618738.2608 | 267272.0318 | 230520.9336 | 190948.2671 | 142439.55 | 97596.4109 | 55007.8674 | 13435.1925 | -26772.985 | -65571.5089 | -103104.8772 | -139330.8556 | -174480.0036 | -208771.1935 | -240914.1391 | -272436.9172 | 2244227.5142 | 63133.156 | 14080.5
7640 | 2364889.4479 | 88956.04 | 8089.5 | 2061231.9748 | 2070113.2943 | 1442287.4888 | 812431.8283 | 179273.3135 | -305322.2961 | -344672.8574 | -386996.6901 | -438737.0242 | -486614.6989 | -532116.5585 | -576547.931 | -619541.4432 | -661049.5111 | -701224.4017 | -740021.61 | -777684.0916 | -814442.4867 | -848937.1359 | -882778.2742 | 2364889.4479 | 88956.04 | 8089.5
7641 | 2493729.357 | 98071.488 | 20885.9 | 2156903.7538 | 2166268.9304 | 1475340.8736 | 782272.3748 | 85721.0812 | -446918.1236 | -488430.557 | -533078.2465 | -587655.4513 | -638159.5578 | -686158.4142 | -733028.4629 | -778382.3162 | -822169.7978 | -864551.4702 | -905480.4037 | -945212.7903 | -983991.8354 | -1020383.8052 | -1056086.6604 | 2493729.357 | 98071.488 | 20885.9
7642 | 2574461.5469 | 101785.816 | 31379.2 | 2216375.033 | 2226043.3986 | 1509152.8331 | 790052.5307 | 67356.6813 | -485203.9315 | -528005.9578 | -574044.7413 | -630334.499 | -682419.2956 | -731917.7369 | -780250.8264 | -827018.6351 | -872169.3623 | -915868.7684 | -958068.4046 | -999032.7568 | -1039012.9039 | -1076528.6963 | -1113333.0648 | 2574461.5469 | 101785.816 | 31379.2
7643 | 2620752.8655 | 103202.512 | 51079.1 | 2237505.4487 | 2247347.6609 | 1520415.0967 | 791233.0624 | 58390.8297 | -501959.7429 | -545480.3735 | -592295.9611 | -649546.8456 | -702517.1597 | -752854.6132 | -802005.7609 | -849563.4824 | -895475.0457 | -939909.1918 | -982816.6007 | -1024466.514 | -1065114.5252 | -1103253.8702 | -1140668.9992 | 2620752.8655 | 103202.512 | 51079.1
7644 | 2615137.9604 | 103108.632 | 58555.5 | 2224998.5778 | 2234819.7032 | 1508567.9843 | 780071.6147 | 47922.8886 | -511887.5081 | -555330.7943 | -602061.9784 | -659206.1018 | -712078.8258 | -762324.3302 | -811386.0703 | -858857.7982 | -904686.8946 | -949041.7393 | -991873.1177 | -1033449.6946 | -1074026.516 | -1112100.0461 | -1149450.9117 | 2615137.9604 | 103108.632 | 58555.5
7645 | 2610160.3351 | 101097.696 | 28512.5 | 2252509.7658 | 2262312.1978 | 1549768.1008 | 834983.6254 | 116553.7454 | -432949.9247 | -476261.3955 | -522854.5059 | -579840.7358 | -632563.6965 | -682664.4381 | -731583.6686 | -778915.9133 | -824608.6532 | -868829.9473 | -911530.6749 | -952978.9894 | -993429.4514 | -1031381.3866 | -1068612.033 | 2610160.3351 | 101097.696 | 28512.5
7646 | 2612140.7681 | 98125.024 | 16518.6 | 2269283.7474 | 2279093.617 | 1586735.1756 | 892134.6561 | 193885.9659 | -340490.8362 | -383737.6652 | -430268.6238 | -487200.5876 | -539866.0474 | -589907.2985 | -638766.1421 | -686036.7958 | -731666.7007 | -775824.0434 | -818459.6659 | -859841.9251 | -900225.5745 | -938108.8016 | -975270.1924 | 2612140.7681 | 98125.024 | 16518.6
7647 | 2607651.4426 | 89944.072 | 4644.57 | 2285241.6203 | 2295034.6302 | 1658326.1946 | 1019379.5343 | 376790.9732 | -115824.4516 | -158739.4594 | -204932.9526 | -261509.5753 | -313827.0267 | -363524.7795 | -412042.1569 | -458974.0739 | -504268.0619 | -548092.0186 | -590396.8703 | -631450.5128 | -671507.2618 | -709067.8857 | -745907.914 | 2607651.4426 | 89944.072 | 4644.57
7648 | 2586515.1207 | 68911.416 | 0 | 2291629.1292 | 2301342.7619 | 1807799.5384 | 1312036.2322 | 812660.5446 | 427535.9035 | 385620.8988 | 340453.9826 | 284988.0972 | 233746.8605 | 185104.0884 | 137632.1242 | 91732.7694 | 47458.0673 | 4641.4813 | -36668.3129 | -76737.0395 | -115816.953 | -152420.9737 | -188310.2396 | 2586515.1207 | 68911.416 | 0
7649 | 2624330.0969 | 13928.137 | 0 | 2381123.6252 | 2390979.2716 | 2270887.9415 | 2148544.0709 | 2022535.0057 | 1917289.6828 | 1876656.6408 | 1832724.1441 | 1778342.1069 | 1728246.483 | 1680787.3133 | 1634516.0687 | 1589840.4252 | 1546813.187 | 1505265.3825 | 1465246.3992 | 1426486.628 | 1388730.1264 | 1353485.7151 | 1318966.5085 | 2624330.0969 | 13928.137 | 0
7650 | 2744336.2751 | 0 | 0 | 2504573.4298 | 2514879.7582 | 2488428.5606 | 2459621.8175 | 2426982.2767 | 2391302.3199 | 2349411.6037 | 2304070.5545 | 2247802.1248 | 2196016.1189 | 2146987.1278 | 2099200.3836 | 2053082.2047 | 2008687.8097 | 1965840.5005 | 1924591.923 | 1884660.1391 | 1845777.5027 | 1809521.8303 | 1774024.5249 | 2744336.2751 | 0 | 0
7651 | 2738975.3478 | 0 | 1735.92 | 2497944.9475 | 2508231.1431 | 2481836.2299 | 2453090.3727 | 2420519.205 | 2384913.5606 | 2343109.2892 | 2297861.4248 | 2241707.5261 | 2190027.295 | 2141098.6929 | 2093409.9112 | 2047386.4352 | 2003083.3759 | 1960324.3802 | 1919160.9931 | 1879311.8273 | 1840509.7596 | 1804329.5242 | 1768906.1744 | 2738975.3478 | 0 | 1735.92
7652 | 2742397.0084 | 0 | 14247.6 | 2488555.9898 | 2498855.0354 | 2472440.1627 | 2443671.4091 | 2411072.5663 | 2375435.4558 | 2333591.9748 | 2288300.5989 | 2232089.5644 | 2180357.7861 | 2131381.0744 | 2083645.7318 | 2037577.7753 | 1993232.3848 | 1950432.9868 | 1909231.1907 | 1869345.2577 | 1830507.7308 | 1794295.3117 | 1758840.7236 | 2742397.0084 | 0 | 14247.6
7653 | 2717754.4774 | 0 | 16788.2 | 2463525.7887 | 2473732.2895 | 2447541.9112 | 2419018.8033 | 2386700.0225 | 2351370.2752 | 2309889.9264 | 2264992.6646 | 2209273.8657 | 2157994.0734 | 2109444.5914 | 2062125.3238 | 2016458.4597 | 1972498.6829 | 1930071.0067 | 1889226.5767 | 1849686.1858 | 1811184.7803 | 1775284.894 | 1740136.029 | 2717754.4774 | 0 | 16788.2
7654 | 2643500.9231 | 0 | 28372.9 | 2384174.8018 | 2394102.4441 | 2368568.6768 | 2340765.914 | 2309271.1824 | 2274847.7488 | 2234441.7584 | 2190712.2107 | 2136456.7881 | 2086519.0913 | 2039237.108 | 1993151.7278 | 1948673.6045 | 1905855.9282 | 1864528.4929 | 1824741.0469 | 1786222.0116 | 1748713.5747 | 1713735.5792 | 1679488.086 | 2643500.9231 | 0 | 28372.9
7655 | 2506094.4056 | 0 | 29310.2 | 2257835.7003 | 2267247.3138 | 2242920.8633 | 2216443.3574 | 2186465.7875 | 2153711.7466 | 2115286.1162 | 2073709.6837 | 2022154.5007 | 1974692.6123 | 1929748.3963 | 1885938.585 | 1843652.4871 | 1802940.5278 | 1763641.3482 | 1725802.111 | 1689165.3536 | 1653486.6648 | 1620206.8876 | 1587619.6419 | 2506094.4056 | 0 | 29310.2
7656 | 2356286.9502 | 0 | 29721.7 | 2120704.8865 | 2129553.8995 | 2106546.9239 | 2081517.4771 | 2053197.1905 | 2022266.4028 | 1986003.0576 | 1946777.2566 | 1898169.2075 | 1853409.7671 | 1811017.4995 | 1769691.825 | 1729798.7805 | 1691385.7769 | 1654301.101 | 1618589.0959 | 1584007.6899 | 1550327.0817 | 1518901.9847 | 1488128.0216 | 2356286.9502 | 0 | 29721.7
7657 | 2248405.0915 | 0 | 33040.8 | 2018929.1801 | 2027373.0437 | 2005310.7039 | 1981318.4912 | 1954186.1087 | 1924562.7461 | 1889850.9754 | 1852312.384 | 1805821.1079 | 1763002.2331 | 1722442.1508 | 1682899.828 | 1644724.5427 | 1607961.535 | 1572466.038 | 1538280.3645 | 1505173.526 | 1472926.2425 | 1442831.2024 | 1413357.4842 | 2248405.0915 | 0 | 33040.8
7658 | 2162091.9805 | 0 | 51197 | 1922000.7368 | 1930120.4525 | 1908816.0034 | 1885655.7664 | 1859475.9065 | 1830900.6916 | 1797432.4055 | 1761245.8165 | 1716450.2235 | 1675186.0536 | 1636093.9644 | 1597980.5643 | 1561181.723 | 1525740.9441 | 1491519.0178 | 1458556.6328 | 1426631.6677 | 1395533.2607 | 1366504.4754 | 1338073.1602 | 2162091.9805 | 0 | 51197
7659 | 2115425.106 | 0 | 56018.1 | 1874589.8803 | 1882534.3389 | 1861640.6013 | 1838931.1314 | 1813267.2145 | 1785259.6442 | 1752464.6155 | 1717009.9559 | 1673132.1104 | 1632709.4652 | 1594412.0182 | 1557072.1362 | 1521018.4394 | 1486293.4923 | 1452761.09 | 1420461.0429 | 1389176.0239 | 1358699.7224 | 1330248.3717 | 1302381.5952 | 2115425.106 | 0 | 56018.1
7660 | 2096672.0525 | 0 | 36550.8 | 1876942.514 | 1884816.5457 | 1864088.3416 | 1841560.5015 | 1816104.4052 | 1788325.432 | 1755801.4406 | 1720641.3958 | 1677132.8358 | 1637048.8461 | 1599071.2149 | 1562042.6599 | 1526288.8883 | 1491852.0871 | 1458597.2589 | 1426563.8612 | 1395536.4935 | 1365310.674 | 1337091.8543 | 1309452.4267 | 2096672.0525 | 0 | 36550.8
7661 | 2173668.8452 | 0 | 47260.5 | 1936502.6722 | 1944665.8647 | 1923262.9265 | 1899994.2637 | 1873689.8094 | 1844977.1743 | 1811345.2682 | 1774980.504 | 1729960.6393 | 1688491.1065 | 1649205.2847 | 1610903.3925 | 1573923.0978 | 1538308.1371 | 1503918.5555 | 1470795.2593 | 1438714.9379 | 1407465.6002 | 1378296.9661 | 1349729.0012 | 2173668.8452 | 0 | 47260.5
7662 | 2204162.5478 | 0 | 81883.6 | 1929709.1491 | 1937986.8604 | 1916313.5216 | 1892748.2844 | 1866104.6677 | 1837019.0865 | 1802945.2235 | 1766100.164 | 1720478.5843 | 1678457.1431 | 1638650.0474 | 1599840.6844 | 1562371.4594 | 1526286.7221 | 1491444.5544 | 1457886.4364 | 1425385.9247 | 1393728.0544 | 1364180.0771 | 1335241.1958 | 2204162.5478 | 0 | 81883.6
7663 | 2206695.9717 | 57218.648 | 61035.2 | 1895650.9888 | 1903938.2143 | 1493258.6676 | 1080685.0481 | 665029.5106 | 344173.6752 | 308158.6169 | 269369.1769 | 221793.1292 | 177821.3578 | 136066.4772 | 95310.476 | 55896.1531 | 17867.9093 | -18916.3369 | -54415.0574 | -88854.956 | -122451.2447 | -153935.2153 | -184809.3899 | 2206695.9717 | 57218.648 | 61035.2
7664 | 2337367.1148 | 86588.416 | 36098.2 | 2010473.0935 | 2019251.0533 | 1407761.5754 | 794265.8659 | 177505.7404 | -294684.8225 | -333560.9907 | -375375.8276 | -426497.5778 | -473801.6217 | -518757.5001 | -562655.3495 | -605132.0723 | -646140.6383 | -685831.5423 | -724160.7973 | -761368.5316 | -797682.7009 | -831759.4696 | -865190.3329 | 2337367.1148 | 86588.416 | 36098.2
7665 | 2446650.4163 | 98651.624 | 9132.47 | 2125111.2258 | 2134299.5979 | 1439839.9535 | 743280.2763 | 43303.5557 | -491722.9627 | -532577.5491 | -576508.2013 | -630180.9103 | -679857.4166 | -727075.9693 | -773187.025 | -817810.5095 | -860897.1936 | -902604.6087 | -942886.7111 | -981994.8561 | -1020167.6577 | -1055998.4493 | -1091153.1362 | 2446650.4163 | 98651.624 | 9132.47
7666 | 2526286.6871 | 103245.128 | 6817.47 | 2195511.4564 | 2204998.9018 | 1478609.6214 | 750051.9541 | 17966.0218 | -541451.1656 | -583608.756 | -628942.5355 | -684335.4669 | -735602.1228 | -784330.8209 | -831915.9741 | -877965.1368 | -922427.4778 | -965465.6557 | -1007032.1283 | -1047386.4323 | -1086774.9482 | -1123745.2239 | -1160017.3883 | 2526286.6871 | 103245.128 | 6817.47
7667 | 2582689.3035 | 105121.944 | 17296.5 | 2234630.532 | 2244329.7968 | 1504682.041 | 762817.4862 | 17345.8933 | -552329.7483 | -595366.633 | -641650.6192 | -698218.341 | -750567.6628 | -800322.3636 | -848907.9884 | -895923.3298 | -941316.4215 | -985253.554 | -1027686.1234 | -1068879.4609 | -1109085.4479 | -1146819.2043 | -1183839.2632 | 2582689.3035 | 105121.944 | 17296.5
7668 | 2586430.8362 | 105066.832 | 15514.8 | 2239881.9924 | 2249595.3085 | 1510282.9225 | 768750.5259 | 23605.8658 | -545840.6524 | -588936.045 | -635283.2432 | -691929.075 | -744350.3957 | -794173.3365 | -842825.5076 | -889905.1205 | -935360.1336 | -979357.0782 | -1021847.28 | -1063096.4547 | -1103356.8485 | -1141141.4303 | -1178211.2805 | 2586430.8362 | 105066.832 | 15514.8
7669 | 2582899.6795 | 104225.952 | 82726.7 | 2170288.3202 | 2179988.3751 | 1446416.7916 | 710628.2286 | -28767.6663 | -593890.603 | -636913.8083 | -683184.3796 | -739739.524 | -792075.925 | -841817.4936 | -890389.8908 | -937391.8768 | -982771.481 | -1026695.0074 | -1069113.8481 | -1110293.356 | -1150485.4329 | -1188205.0779 | -1225210.9672 | 2582899.6795 | 104225.952 | 82726.7
7670 | 2574307.3436 | 101193.8 | 100134 | 2148071.518 | 2157739.3044 | 1444850.3048 | 729751.7007 | 11057.7648 | -538506.9089 | -581311.4395 | -627352.5333 | -683643.9874 | -735730.7322 | -785231.2766 | -833566.5391 | -880336.6145 | -925489.7052 | -969191.5618 | -1011393.7383 | -1052360.7048 | -1092343.5252 | -1129862.1385 | -1166669.3704 | 2574307.3436 | 101193.8 | 100134
7671 | 2568081.7716 | 92380.096 | 91467.4 | 2159870.1559 | 2169514.5623 | 1516592.2806 | 861465.738 | 202752.5584 | -301803.5644 | -344230.3069 | -389885.7854 | -445766.8353 | -497453.3443 | -546559.9073 | -594504.0064 | -640886.7036 | -685656.3265 | -728978.225 | -770804.07 | -811397.6923 | -851009.5484 | -888163.1567 | -924607.1041 | 2568081.7716 | 92380.096 | 91467.4
7672 | 2547615.9106 | 68880.248 | 46357.4 | 2209802.172 | 2219369.719 | 1726378.9882 | 1231201.5628 | 732466.0836 | 347971.7761 | 306617.2604 | 262059.7395 | 207358.138 | 156817.6498 | 108836.5472 | 62008.6444 | 16729.7002 | -26949.0248 | -69191.5627 | -109949.9698 | -149485.974 | -188048.0361 | -224171.441 | -259590.8404 | 2547615.9106 | 68880.248 | 46357.4
7673 | 2588917.7238 | 12871.012 | 17780.7 | 2332081.5294 | 2341804.185 | 2229209.3708 | 2114392.4115 | 1995959.7153 | 1896533.3849 | 1856444.7269 | 1813101.1367 | 1759449.0107 | 1710025.4576 | 1663202.7828 | 1617552.0035 | 1573475.2944 | 1531024.7471 | 1490033.6704 | 1450550.7851 | 1412310.1202 | 1375059.1869 | 1340286.4462 | 1306229.1243 | 2588917.7238 | 12871.012 | 17780.7
7674 | 2676521.5454 | 0 | 27602.8 | 2415080.6305 | 2425132.2814 | 2399274.8835 | 2371120.1475 | 2339227.3254 | 2304369.2183 | 2263453.8247 | 2219173.3584 | 2164235.536 | 2113669.3731 | 2065792.097 | 2019126.3709 | 1974087.9784 | 1930730.7739 | 1888882.4255 | 1848593.3027 | 1809588.4346 | 1771606.7887 | 1736187.1924 | 1701507.2233 | 2676521.5454 | 0 | 27602.8
7675 | 2675009.0864 | 0 | 42511.3 | 2398791.8096 | 2408837.7805 | 2383002.9691 | 2354872.1178 | 2323005.2927 | 2288174.8582 | 2247290.5601 | 2203043.0909 | 2148144.2878 | 2097614.6739 | 2049772.4273 | 2003141.0462 | 1958136.0791 | 1914811.3499 | 1872994.6241 | 1832736.243 | 1793761.3908 | 1755809.1825 | 1720417.5762 | 1685765.179 | 2675009.0864 | 0 | 42511.3
7676 | 2644327.1106 | 0 | 60495 | 2352806.7083 | 2362737.4533 | 2337181.3009 | 2309355.4438 | 2277836.464 | 2243387.867 | 2202954.8434 | 2159197.2238 | 2104910.4396 | 2054942.7305 | 2007631.5651 | 1961517.3766 | 1917010.9474 | 1874165.4841 | 1832810.7276 | 1792996.4418 | 1754450.9629 | 1716916.3985 | 1681913.0662 | 1647640.4645 | 2644327.1106 | 0 | 60495
7677 | 2623406.3037 | 0 | 40099.6 | 2354109.0775 | 2363961.2546 | 2338597.0083 | 2310981.0144 | 2279701.1161 | 2245514.7786 | 2205391.3606 | 2161969.6495 | 2108102.0762 | 2058519.4073 | 2011572.2645 | 1965812.6287 | 1921648.0324 | 1879131.261 | 1838093.4026 | 1798583.8272 | 1760333.0207 | 1723085.1306 | 1688348.4466 | 1654336.7119 | 2623406.3037 | 0 | 40099.6
7678 | 2547510.655 | 0 | 39541.8 | 2285401.9602 | 2294969.1119 | 2270275.8552 | 2243395.9943 | 2212958.2266 | 2179698.1034 | 2140672.6607 | 2098444.345 | 2046072.368 | 1997861.3322 | 1952209.5764 | 1907710.9727 | 1864761.2637 | 1823411.7077 | 1783498.2795 | 1745068.9208 | 1707861.9144 | 1671628.81 | 1637834.2619 | 1604743.6903 | 2547510.655 | 0 | 39541.8
7679 | 2440537.7923 | 0 | 11053.4 | 2216263.3339 | 2225428.7501 | 2201676.3269 | 2175829.1174 | 2146573.4016 | 2114613.8443 | 2077131.0598 | 2036579.8947 | 1986311.012 | 1940028.3479 | 1896197.4967 | 1853471.3754 | 1812229.109 | 1772519.8033 | 1734186.3208 | 1697274.5901 | 1661533.8837 | 1626726.184 | 1594254.643 | 1562457.5176 | 2440537.7923 | 0 | 11053.4
7680 | 2261670.8397 | 0 | 0 | 2064076.7472 | 2072570.4303 | 2050391.9328 | 2026272.1761 | 1998993.7223 | 1969209.5915 | 1934307.0307 | 1896560.9707 | 1849809.4045 | 1806751.9071 | 1765966.5291 | 1726204.9156 | 1687818.4051 | 1650852.5049 | 1615161.5937 | 1580788.2341 | 1547500.0745 | 1515076.5416 | 1484817.9504 | 1455184.3468 | 2261670.8397 | 0 | 0
7681 | 2170073.7663 | 0 | 1525.43 | 1978956.7526 | 1987106.4437 | 1965729.9892 | 1942490.8958 | 1916221.0318 | 1887546.97 | 1853961.7732 | 1817648.2384 | 1772693.9178 | 1731284.0572 | 1692054.296 | 1653806.8369 | 1616878.7895 | 1581313.8181 | 1546972.1989 | 1513894.7709 | 1481858.5926 | 1450652.0238 | 1421522.7171 | 1392993.0863 | 2170073.7663 | 0 | 1525.43
7682 | 2097378.0902 | 0 | 0 | 1914137.6677 | 1922014.3509 | 1901276.55 | 1878738.5071 | 1853271.222 | 1825480.2776 | 1792942.7173 | 1757768.2159 | 1714242.388 | 1674142.2836 | 1636149.247 | 1599105.6062 | 1563337.1781 | 1528886.1638 | 1495617.5206 | 1463570.7192 | 1432530.2865 | 1402291.672 | 1374060.7331 | 1346409.3814 | 2097378.0902 | 0 | 0
7683 | 2054763.1179 | 0 | 4610.88 | 1870634.9331 | 1878351.5762 | 1857989.0075 | 1835862.7745 | 1810866.8162 | 1783594.4113 | 1751671.8332 | 1717165.8919 | 1674478.3082 | 1635146.8434 | 1597879.6345 | 1561542.5314 | 1526454.7309 | 1492657.5768 | 1460018.7702 | 1428576.9796 | 1398121.1102 | 1368450.7674 | 1340747.3079 | 1313611.6594 | 2054763.1179 | 0 | 4610.88
7684 | 2055707.9667 | 0 | 37868.7 | 1838239.4138 | 1845959.6053 | 1825590.0912 | 1803456.1018 | 1778451.0675 | 1751168.5398 | 1719233.7006 | 1684714.3103 | 1642009.5154 | 1602662.3826 | 1565380.455 | 1529029.0609 | 1493927.5438 | 1460117.2666 | 1427465.8695 | 1396012.0389 | 1365544.5828 | 1335863.0147 | 1308149.2341 | 1281003.5257 | 2055707.9667 | 0 | 37868.7
7685 | 2148173.6669 | 0 | 53414 | 1907081.4165 | 1915148.862 | 1893969.1649 | 1870945.6264 | 1844921.9035 | 1816518.2456 | 1783253.0154 | 1747286.981 | 1702767.3626 | 1661756.4339 | 1622903.6033 | 1585023.1616 | 1548448.8163 | 1513223.7909 | 1479209.772 | 1446447.1861 | 1414715.3417 | 1383804.7346 | 1354950.4261 | 1326689.7416 | 2148173.6669 | 0 | 53414
7686 | 2200828.6734 | 0 | 0 | 2008550.1434 | 2016815.3343 | 1995171.1875 | 1971638.0041 | 1945031.0971 | 1915985.9194 | 1881960.0047 | 1845167.085 | 1799610.92 | 1757649.4481 | 1717898.9724 | 1679144.7204 | 1641728.5793 | 1605694.8319 | 1570901.7746 | 1537390.8248 | 1504935.8817 | 1473322.3055 | 1443815.431 | 1414916.7311 | 2200828.6734 | 0 | 0
7687 | 2203736.769 | 55915.396 | 25728.3 | 1929560.4731 | 1937836.5853 | 1536042.5829 | 1132357.0476 | 725593.7273 | 411418.4793 | 375489.2252 | 336789.3098 | 289314.5697 | 245439.2726 | 203777.8933 | 163114.054 | 123790.0937 | 85850.3538 | 49152.9434 | 13739.3346 | -20616.8721 | -54130.6002 | -85534.8428 | -116330.1072 | 2203736.769 | 55915.396 | 25728.3
7688 | 2334704.7392 | 87242.448 | 92290.9 | 1951196.5882 | 1959964.5494 | 1344052.2112 | 726135.9265 | 104958.9442 | -370533.9828 | -409393.5623 | -451188.4633 | -502279.6765 | -549557.532 | -594489.8966 | -638365.4375 | -680821.4704 | -721811.0188 | -761484.4062 | -799797.6955 | -836990.7415 | -873291.2404 | -907356.8873 | -940777.3643 | 2334704.7392 | 87242.448 | 92290.9
7689 | 2433312.4663 | 98000.056 | 93883 | 2028839.6028 | 2037977.8844 | 1348064.452 | 656062.4351 | -39337.997 | -570880.8055 | -611521.9431 | -655222.3772 | -708611.7591 | -758026.7237 | -804997.1343 | -850866.0854 | -895255.5748 | -938116.6417 | -979605.9587 | -1019677.7331 | -1058581.95 | -1096555.9225 | -1132200.6525 | -1167172.9636 | 2433312.4663 | 98000.056 | 93883
7690 | 2500695.6123 | 102983.192 | 88065.1 | 2091170.4883 | 2100561.8267 | 1376177.2933 | 649646.3385 | -80377.1403 | -638148.6886 | -679929.5325 | -724854.3908 | -779736.5028 | -830534.1381 | -878819.5248 | -925972.9506 | -971605.9455 | -1015668.1929 | -1058320.7041 | -1099516.4181 | -1139512.2426 | -1178552.0624 | -1215198.1386 | -1251153.1753 | 2500695.6123 | 102983.192 | 88065.1
7691 | 2541935.4435 | 105131.104 | 95800.6 | 2118923.9309 | 2128470.145 | 1389116.9679 | 647581.972 | -97503.1443 | -666731.591 | -709182.651 | -754829.5744 | -810597.96 | -862214.5104 | -911277.3818 | -959189.6248 | -1005556.3629 | -1050326.4499 | -1093663.5521 | -1135519.8326 | -1176156.4358 | -1215821.2686 | -1253052.8817 | -1289582.059 | 2541935.4435 | 105131.104 | 95800.6
7692 | 2562486.8005 | 104967 | 98961.1 | 2134683.3934 | 2144306.7879 | 1405882.7284 | 665259.2102 | -78943.1308 | -647590.4695 | -690338.1825 | -736307.5972 | -792480.3053 | -844467.6111 | -893880.5915 | -942133.6408 | -988828.6898 | -1033914.179 | -1077555.0977 | -1119703.2225 | -1160621.809 | -1200560.7683 | -1238046.8355 | -1274824.7879 | 2562486.8005 | 104967 | 98961.1
7693 | 2578862.8262 | 104108.776 | 99417.8 | 2150030.2283 | 2159715.1228 | 1426975.4607 | 692022.2839 | -46532.5869 | -611009.1705 | -653970.4289 | -700173.978 | -756646.0264 | -808905.9248 | -858575.0463 | -907076.8238 | -954010.6445 | -999324.6191 | -1043184.7915 | -1085542.6299 | -1126663.0726 | -1166797.6275 | -1204463.6147 | -1241416.9617 | 2578862.8262 | 104108.776 | 99417.8
7694 | 2596052.8081 | 99724.808 | 100134 | 2169386.151 | 2179135.6023 | 1476042.5444 | 770721.2171 | 61774.188 | -480564.258 | -523632.7914 | -569965.2276 | -626634.61 | -679063.7655 | -728884.8747 | -777530.8587 | -824598.4343 | -870035.3663 | -914008.8055 | -956469.8967 | -997685.3439 | -1037908.3317 | -1075646.297 | -1112666.8719 | 2596052.8081 | 99724.808 | 100134
7695 | 2593871.8493 | 90536.688 | 100134 | 2176583.8547 | 2186325.1155 | 1545708.6762 | 902865.8394 | 256400.3468 | -239069.578 | -281806.0697 | -327803.7221 | -384129.6367 | -436218.8866 | -485702.2812 | -534011.5378 | -580743.7121 | -625846.6127 | -669487.25 | -711616.8098 | -752501.772 | -792395.1087 | -829805.5106 | -866499.1247 | 2593871.8493 | 90536.688 | 100134
7696 | 2575241.3747 | 67004.804 | 100134 | 2183112.9421 | 2192784.2363 | 1712301.0605 | 1229607.4785 | 743317.2603 | 368050.2456 | 326360.6469 | 281433.3107 | 226251.895 | 175276.7142 | 126888.6721 | 79666.3348 | 34009.7524 | -10029.2585 | -52616.5089 | -93703.535 | -133554.9029 | -172421.7676 | -208823.5311 | -244513.6552 | 2575241.3747 | 67004.804 | 100134
7697 | 2604208.1028 | 9226.86 | 100134 | 2267326.8947 | 2277106.9732 | 2189151.5704 | 2098960.8982 | 2005133.1344 | 1924101.4719 | 1883913.8253 | 1840452.0226 | 1786620.8009 | 1737043.1265 | 1690081.6914 | 1644299.0731 | 1600099.8216 | 1557536.3362 | 1516440.941 | 1476862.6448 | 1438533.9058 | 1401200.7437 | 1366360.4107 | 1332239.7218 | 2604208.1028 | 9226.86 | 100134
7698 | 2710358.6731 | 0 | 100134 | 2373430.3293 | 2383609.0553 | 2357455.3725 | 2328975.3083 | 2296709.9002 | 2261441.7195 | 2220039.6747 | 2175230.0155 | 2119628.2676 | 2068453.4465 | 2020001.5058 | 1972776.4317 | 1927199.2644 | 1883324.5389 | 1840977.7447 | 1800209.8883 | 1760742.5223 | 1722311.3143 | 1686474.5459 | 1651386.7552 | 2710358.6731 | 0 | 100134
7699 | 2725490.9452 | 0 | 100134 | 2387240.549 | 2397476.104 | 2371199.263 | 2342583.0521 | 2310160.3633 | 2274718.1369 | 2233107.8004 | 2188070.8243 | 2132181.5059 | 2080743.8305 | 2032044.2376 | 1984578.3611 | 1938769.5918 | 1894672.7692 | 1852112.4087 | 1811139.8013 | 1771474.9451 | 1732852.0319 | 1696838.0435 | 1661577.2143 | 2725490.9452 | 0 | 100134
7700 | 2747982.7844 | 0 | 100134 | 2407767.3566 | 2418087.3796 | 2391623.5967 | 2362801.1384 | 2330140.7897 | 2294435.985 | 2252512.1685 | 2207133.4343 | 2150812.8 | 2098980.5454 | 2049908.9691 | 2002081.2902 | 1955924.3938 | 1911493.5717 | 1868611.8911 | 1827331.0665 | 1787368.7852 | 1748457.0453 | 1712175.7601 | 1676653.8495 | 2747982.7844 | 0 | 100134
7701 | 2742050.0195 | 0 | 100134 | 2402352.9162 | 2412650.6587 | 2386247.5435 | 2357490.8453 | 2324904.5424 | 2289280.3564 | 2247450.5852 | 2202173.3552 | 2145977.8482 | 2094261.0308 | 2045298.9313 | 1997578.0439 | 1951524.3317 | 1907192.9674 | 1864407.4 | 1823219.2324 | 1783346.7615 | 1744522.564 | 1708323.1421 | 1672881.4553 | 2742050.0195 | 0 | 100134
7702 | 2658943.7279 | 0 | 100134 | 2326507.324 | 2336492.9616 | 2310823.9739 | 2282872.7357 | 2251207.9609 | 2216597.3753 | 2175969.2839 | 2131998.2197 | 2077439.7906 | 2027224.3105 | 1979680.0581 | 1933339.3991 | 1888615.3863 | 1845561.5204 | 1804006.6013 | 1764000.6677 | 1725270.5547 | 1687556.9438 | 1652388.5567 | 1617954.9392 | 2658943.7279 | 0 | 100134
7703 | 2533573.3181 | 0 | 100134 | 2212090.0785 | 2221604.8887 | 2197037.8272 | 2170296.1243 | 2140015.9798 | 2106928.9208 | 2068108.0842 | 2026101.8974 | 1974007.5448 | 1926051.3691 | 1880640.4717 | 1836376.4175 | 1793652.784 | 1752520.5492 | 1712816.5852 | 1674588.5714 | 1637576.2225 | 1601532.4473 | 1567913.8873 | 1534995.4523 | 2533573.3181 | 0 | 100134
7704 | 2397728.6696 | 0 | 100134 | 2088113.6911 | 2097118.3381 | 2073748.4902 | 2048320.6005 | 2019543.9927 | 1988110.9709 | 1951251.6041 | 1911377.6787 | 1861956.4928 | 1816451.6039 | 1773355.5209 | 1731344.79 | 1690791.8858 | 1651745.0529 | 1614049.9101 | 1577751.5803 | 1542603.7341 | 1508372.5288 | 1476436.504 | 1445163.065 | 2397728.6696 | 0 | 100134
7705 | 2297994.3284 | 0 | 100134 | 1997092.7826 | 2005722.8782 | 1983226.3248 | 1958757.3345 | 1931078.9172 | 1900854.5804 | 1865429.6092 | 1827115.471 | 1779651.1938 | 1735940.3139 | 1694538.0449 | 1654175.9823 | 1615211.1077 | 1577689.6588 | 1541463.676 | 1506576.4053 | 1472791.7634 | 1439885.6345 | 1409179.2172 | 1379107.8252 | 2297994.3284 | 0 | 100134
7706 | 2224453.6543 | 0 | 98866.6 | 1931244.4943 | 1939598.4086 | 1917747.9078 | 1893988.0923 | 1867121.5581 | 1837790.5794 | 1803425.3975 | 1766263.508 | 1720244.3034 | 1677858.3794 | 1637707.1858 | 1598562.91 | 1560771.109 | 1524376.5412 | 1489235.9817 | 1455391.2928 | 1422613.9462 | 1390686.9983 | 1360889.3667 | 1331706.4381 | 2224453.6543 | 0 | 98866.6
7707 | 2173937.232 | 0 | 91579.5 | 1892428.6111 | 1900592.8114 | 1879186.7296 | 1855914.6928 | 1829606.4896 | 1800889.8083 | 1767253.2486 | 1730883.4933 | 1685857.5689 | 1644382.4148 | 1605091.2413 | 1566784.1188 | 1529798.7571 | 1494178.898 | 1459784.5692 | 1426656.6822 | 1394571.8987 | 1363318.2017 | 1334145.465 | 1305573.4718 | 2173937.232 | 0 | 91579.5
7708 | 2098801.6139 | 0 | 68707.7 | 1846729.1232 | 1854611.1525 | 1833864.3015 | 1811315.9867 | 1785836.4414 | 1758031.6599 | 1725477.0408 | 1690283.6909 | 1646733.3464 | 1606611.0504 | 1568597.2523 | 1531533.4944 | 1495745.8146 | 1461276.4429 | 1427990.2447 | 1395926.7176 | 1364870.2423 | 1334616.1294 | 1306371.0547 | 1278705.9606 | 2098801.6139 | 0 | 68707.7
7709 | 2169014.3624 | 0 | 43961 | 1935554.335 | 1943700.0475 | 1922337.865 | 1899113.9529 | 1872860.7498 | 1844204.5226 | 1810639.558 | 1774347.5873 | 1729419.0491 | 1688033.2406 | 1648826.4671 | 1610601.5162 | 1573695.333 | 1538151.5602 | 1503830.5425 | 1470773.0988 | 1438756.3964 | 1407568.8986 | 1378457.6487 | 1349945.782 | 2169014.3624 | 0 | 43961
7710 | 2186559.2305 | 0 | 44380.4 | 1951146.9707 | 1959358.5728 | 1937839.3723 | 1914443.3829 | 1887993.599 | 1859121.3532 | 1825300.664 | 1788730.9101 | 1743454.7289 | 1701749.934 | 1662241.7999 | 1623723.4304 | 1586534.4958 | 1550718.992 | 1516136.134 | 1482827.0709 | 1450567.1676 | 1419143.176 | 1389812.227 | 1361085.5094 | 2186559.2305 | 0 | 44380.4
7711 | 2192941.1937 | 54408.904 | 33636.5 | 1913306.3606 | 1921541.9301 | 1530083.734 | 1136743.2713 | 740340.1008 | 433976.6434 | 398252.6413 | 359771.5509 | 312558.6214 | 268927.5022 | 227499.4552 | 187064.0616 | 147961.9833 | 110237.3443 | 73748.949 | 38538.0663 | 4379.4057 | -28940.9033 | -60162.0609 | -90777.2233 | 2192941.1937 | 54408.904 | 33636.5
7712 | 2331247.1225 | 85431.968 | 24712 | 2017430.431 | 2026185.4071 | 1422611.1624 | 817035.9389 | 208204.8467 | -258015.3138 | -296765.0901 | -338445.8407 | -389409.136 | -436564.721 | -481378.2887 | -525136.5979 | -567477.5013 | -608354.092 | -647916.4708 | -686120.7659 | -723206.4767 | -759400.9622 | -793363.9054 | -826682.6343 | 2331247.1225 | 85431.968 | 24712
7713 | 2450751.0382 | 97181.928 | 25369.6 | 2114086.157 | 2123289.9289 | 1438785.514 | 752177.5464 | 62146.8086 | -465436.054 | -506300.8488 | -550246.8649 | -603951.2657 | -653652.7661 | -700892.1933 | -747022.2674 | -791662.277 | -834762.9106 | -876481.9634 | -916773.3147 | -955888.7411 | -994067.2564 | -1029899.8365 | -1065055.1787 | 2450751.0382 | 97181.928 | 25369.6
7714 | 2515760.0721 | 101629.592 | 15580 | 2178757.5202 | 2188205.4329 | 1472890.8955 | 755417.0063 | 34429.5539 | -516623.1337 | -558575.722 | -603691.2646 | -658824.0444 | -709847.7423 | -758344.0575 | -805701.5927 | -851529.5378 | -895777.2731 | -938606.7796 | -979970.7132 | -1020127.529 | -1059322.581 | -1096109.4692 | -1132201.155 | 2515760.0721 | 101629.592 | 15580
7715 | 2559166.8646 | 103885.464 | 20143.2 | 2211552.9445 | 2221163.871 | 1490127.793 | 756895.1059 | 20088.2326 | -542998.0567 | -585655.609 | -631530.6891 | -687595.8432 | -739481.0175 | -788795.2019 | -836950.9578 | -883550.732 | -928543.0317 | -972092.6326 | -1014151.3735 | -1054982.1691 | -1094834.6068 | -1132237.3303 | -1168932.8564 | 2559166.8646 | 103885.464 | 20143.2
7716 | 2507864.1046 | 104037.448 | 8191.73 | 2176531.8091 | 2185950.0686 | 1454323.4809 | 720544.3188 | -16737.3789 | -579983.3545 | -621914.6306 | -666998.9337 | -722069.0339 | -773042.9489 | -821497.4138 | -868816.6728 | -914611.1424 | -958830.3619 | -1001635.804 | -1042980.2728 | -1083121.4126 | -1122303.8072 | -1159085.5963 | -1195174.3648 | 2507864.1046 | 104037.448 | 8191.73
7717 | 2515389.7184 | 102761.384 | 834.057 | 2192033.6739 | 2201480.1958 | 1478456.0182 | 753272.8067 | 24576.5492 | -532261.0253 | -574264.694 | -619430.8514 | -674612.7713 | -725686.2142 | -774232.6465 | -821640.4664 | -867518.9214 | -911817.3992 | -954697.8571 | -996112.9577 | -1036321.1183 | -1075567.6567 | -1112406.3857 | -1148550.0147 | 2515389.7184 | 102761.384 | 834.057
7718 | 2518350.7612 | 99930.04 | 0 | 2198401.422 | 2207859.0641 | 1504051.1943 | 798081.7492 | 88595.1226 | -453848.039 | -495805.8588 | -540929.8901 | -596081.4742 | -647119.7448 | -695628.0301 | -742996.3628 | -788833.5301 | -833088.8605 | -875924.5016 | -917293.0604 | -957453.2585 | -996650.7023 | -1033437.5025 | -1069528.3843 | 2518350.7612 | 99930.04 | 0
7719 | 2512486.5031 | 91353.52 | 0 | 2201626.0231 | 2211061.642 | 1565604.9267 | 917991.6696 | 266869.421 | -231778.8683 | -273371.9666 | -318123.9036 | -372880.0431 | -423532.4475 | -471660.7579 | -518651.7702 | -564115.1826 | -608000.4415 | -650469.317 | -691474.5266 | -731274.1892 | -770113.3395 | -806547.4595 | -842287.2817 | 2512486.5031 | 91353.52 | 0
7720 | 2463886.0871 | 69024.36 | 4083.15 | 2175517.6617 | 2184770.7621 | 1691533.4996 | 1196181.4104 | 697388.2062 | 313173.8587 | 273018.7771 | 229765.9601 | 176702.4574 | 127663.3089 | 81099.4295 | 35650.8489 | -8299.6811 | -50702.5847 | -91716.5028 | -131295.0674 | -169691.4046 | -207145.8093 | -242241.7055 | -276656.734 | 2463886.0871 | 69024.36 | 4083.15
7721 | 2498590.6004 | 12592.855 | 4939.36 | 2262765.4608 | 2272148.8938 | 2162235.9406 | 2050178.3728 | 1934631.2209 | 1837717.7725 | 1798937.4438 | 1757015.7472 | 1705145.1787 | 1657355.6486 | 1612076.2523 | 1567927.8642 | 1525298.6271 | 1484238.8152 | 1444587.553 | 1406391.8616 | 1369395.0497 | 1333353.4377 | 1299703.5544 | 1266744.1289 | 2498590.6004 | 12592.855 | 4939.36
7722 | 2586983.1285 | 0 | 8712.29 | 2352255.3748 | 2361970.7651 | 2336897.3841 | 2309603.5184 | 2278696.6179 | 2244923.6309 | 2205295.9934 | 2162415.856 | 2109234.886 | 2060279.329 | 2013922.7069 | 1968737.1044 | 1925124.3959 | 1883136.6341 | 1842607.2522 | 1803584.9348 | 1765803.9095 | 1729011.8763 | 1694696.1837 | 1661095.3754 | 2586983.1285 | 0 | 8712.29
7723 | 2584048.542 | 0 | 15630.7 | 2342658.7626 | 2352363.1321 | 2327324.79 | 2300068.4821 | 2269203.2379 | 2235475.1583 | 2195899.0696 | 2153074.1705 | 2099960.1237 | 2051066.6968 | 2004769.2565 | 1959641.5076 | 1916084.8685 | 1874151.3327 | 1833674.5225 | 1794703.0672 | 1756971.4959 | 1720227.7948 | 1685957.6254 | 1652401.5292 | 2584048.542 | 0 | 15630.7
7724 | 2657003.0695 | 0 | 24965.3 | 2399904.914 | 2409883.2635 | 2384216.1177 | 2356268.3872 | 2324609.8304 | 2290007.6129 | 2249392.2816 | 2205436.4173 | 2150900.9154 | 2100705.1927 | 2053178.7482 | 2006855.0186 | 1962146.7553 | 1919107.4199 | 1877565.9372 | 1837572.3096 | 1798853.5713 | 1761150.5933 | 1725990.9814 | 1691565.6028 | 2657003.0695 | 0 | 24965.3
7725 | 2664482.121 | 0 | 14198.4 | 2417497.4475 | 2427503.8845 | 2401779.9699 | 2373769.051 | 2342036.8605 | 2307352.7233 | 2266638.5462 | 2222574.4332 | 2167900.9025 | 2117579.3668 | 2069934.6229 | 2023495.9793 | 1978677.3493 | 1935532.345 | 1893889.4097 | 1853798.6864 | 1814986.441 | 1777192.8152 | 1741949.7145 | 1707442.914 | 2664482.121 | 0 | 14198.4
7726 | 2631258.8533 | 0 | 8111.39 | 2393263.7879 | 2403145.4552 | 2377718.882 | 2350033.821 | 2318673.8887 | 2284398.8174 | 2244168.8944 | 2200630.8056 | 2146615.5873 | 2096898.0992 | 2049824.0262 | 2003941.0147 | 1959657.817 | 1917027.3766 | 1875880.276 | 1836266.033 | 1797914.3266 | 1760568.5386 | 1725741.4735 | 1691641.5276 | 2631258.8533 | 0 | 8111.39
7727 | 2554274.8971 | 0 | 9471.03 | 2321646.0047 | 2331238.5595 | 2306490.2306 | 2279549.4917 | 2249041.3988 | 2215703.4565 | 2176584.8863 | 2134254.9389 | 2081754.3962 | 2033425.8431 | 1987663.3654 | 1943057.1017 | 1900003.8454 | 1858554.9909 | 1818546.0774 | 1780025.174 | 1742729.8686 | 1706411.051 | 1672537.2648 | 1639369.3242 | 2554274.8971 | 0 | 9471.03
7728 | 2460156.6326 | 0 | 4061.06 | 2241160.4863 | 2250399.5808 | 2226483.1008 | 2200454.9952 | 2170990.9833 | 2138801.3943 | 2101044.1783 | 2060193.9158 | 2009547.8175 | 1962919.9821 | 1918763.6689 | 1875720.9664 | 1834174.047 | 1794172.4115 | 1755557.659 | 1718376.0873 | 1682374.9536 | 1647314.3268 | 1614608.6383 | 1582582.787 | 2460156.6326 | 0 | 4061.06
7729 | 2362590.4787 | 0 | 2928.02 | 2153251.3783 | 2162124.0641 | 2139061.8935 | 2113971.8412 | 2085582.1455 | 2054574.9651 | 2018220.9615 | 1978896.577 | 1930164.845 | 1885292.0175 | 1842792.6954 | 1801362.8199 | 1761369.4068 | 1722859.994 | 1685682.4625 | 1649881.2741 | 1615213.7091 | 1581449.3519 | 1549946.5398 | 1519096.6035 | 2362590.4787 | 0 | 2928.02
7730 | 2288244.8642 | 0 | 1470.98 | 2086858.1143 | 2095451.5958 | 2073042.5261 | 2048669.3877 | 2021100.4385 | 1990996.3712 | 1955713.7337 | 1917554.1868 | 1870283.3212 | 1826749.9288 | 1785515.3527 | 1745316.57 | 1706509.0474 | 1669138.8268 | 1633058.576 | 1598311.3577 | 1564662.0903 | 1531887.6086 | 1501303.5061 | 1471351.7348 | 2288244.8642 | 0 | 1470.98
7731 | 2221574.3673 | 0 | 2380.26 | 2025103.1002 | 2033446.2014 | 2011622.999 | 1987892.9532 | 1961060.21 | 1931766.2122 | 1897444.5274 | 1860329.755 | 1814369.1322 | 1772037.0872 | 1731936.88 | 1692842.2871 | 1655098.4186 | 1618749.9747 | 1583653.9159 | 1549852.0503 | 1517116.1456 | 1485229.5388 | 1455469.4921 | 1426323.3528 | 2221574.3673 | 0 | 2380.26
7732 | 2209146.4258 | 0 | 4764.58 | 2011376.6235 | 2019673.0517 | 1997959.9988 | 1974350.7697 | 1947656.2005 | 1918514.1453 | 1884372.529 | 1847453.4503 | 1801738.0067 | 1759630.8418 | 1719743.0294 | 1680855.2058 | 1643310.5502 | 1607153.5129 | 1572241.8548 | 1538617.1498 | 1506052.4424 | 1474332.2818 | 1444726.7849 | 1415731.7612 | 2209146.4258 | 0 | 4764.58
7733 | 2205988.0124 | 0 | 3477.79 | 2009780.9394 | 2018065.5062 | 1996379.5747 | 1972800.1781 | 1946139.8524 | 1917035.5399 | 1882938.8142 | 1846068.597 | 1800414.591 | 1758363.7051 | 1718528.9986 | 1679692.8511 | 1642197.9514 | 1606088.6862 | 1571223.0195 | 1537642.466 | 1505120.3948 | 1473441.6628 | 1443874.5712 | 1414917.0799 | 2205988.0124 | 0 | 3477.79
7734 | 2128709.7235 | 0 | 956.76 | 1941775.2082 | 1949769.5571 | 1928756.8988 | 1905917.1056 | 1880104.3117 | 1851933.1467 | 1818944.4585 | 1783279.4374 | 1739138.3337 | 1698474.1285 | 1659948.4675 | 1622386.385 | 1586118.5647 | 1551187.8385 | 1517457.1462 | 1484966.5481 | 1453497.3523 | 1422841.9527 | 1394224.2203 | 1366194.7333 | 2128709.7235 | 0 | 956.76
7735 | 2179406.1482 | 50330.744 | 0 | 1938668.4836 | 1946853.2224 | 1583237.2673 | 1217750.6631 | 849220.2545 | 563813.6229 | 528419.6054 | 490285.5166 | 443473.4825 | 400221.1513 | 359158.2949 | 319081.9651 | 280330.7211 | 242948.4149 | 206794.7221 | 171910.657 | 138072.3195 | 105067.1592 | 74148.1943 | 43831.4842 | 2179406.1482 | 50330.744 | 0
7736 | 2276672.7403 | 82938.216 | 0 | 1994829.7695 | 2003379.792 | 1417236.1787 | 829138.4293 | 237861.0311 | -214983.165 | -252865.296 | -293609.7873 | -343419.5194 | -389510.6796 | -433314.649 | -476088.0633 | -517477.2534 | -557436.4102 | -596112.1207 | -633461.5403 | -669718.5615 | -705105.2209 | -738312.5784 | -770890.8025 | 2276672.7403 | 82938.216 | 0
7737 | 2354961.8534 | 96333.648 | 0 | 2052883.6107 | 2061727.6473 | 1383828.6715 | 703908.3619 | 20699.0631 | -501397.909 | -540856.9006 | -583276.6819 | -635073.435 | -683023.7438 | -728608.2111 | -773126.685 | -816213.3345 | -857820.7756 | -898100.6359 | -937008.5973 | -974786.5956 | -1011664.3025 | -1046287.7666 | -1080260.4632 | 2354961.8534 | 96333.648 | 0
7738 | 2389631.0272 | 31729.168 | 0 | 2149128.3428 | 2158102.5792 | 1919082.2837 | 1678010.8969 | 1433602.1012 | 1240470.3497 | 1202651.2032 | 1161827.6789 | 1111489.1373 | 1065053.6664 | 1021018.8664 | 978065.7531 | 936565.543 | 896566.3181 | 857914.2181 | 820654.2139 | 784540.8078 | 749340.947 | 716428.5153 | 684176.4317 | 2389631.0272 | 31729.168 | 0
7739 | 2424672.7951 | 104559.896 | 0 | 2108277.9087 | 2117383.7441 | 1382940.47 | 646416.0272 | -93494.7646 | -658389.7546 | -699135.3702 | -742929.4201 | -796378.0164 | -845866.3069 | -892918.7229 | -938873.5903 | -983354.2489 | -1026311.9119 | -1067902.6955 | -1108080.9695 | -1147095.8315 | -1185183.752 | -1220950.7003 | -1256047.6171 | 2424672.7951 | 104559.896 | 0
7740 | 2417064.8266 | 103987.84 | 0 | 2101906.6772 | 2110983.9409 | 1380489.6504 | 647920.7213 | -88023.9314 | -649916.5765 | -690540.3164 | -734202.9255 | -787489.7876 | -836828.7703 | -883739.5216 | -929556.1681 | -973903.2315 | -1016732.0779 | -1058198.3339 | -1098256.5124 | -1137154.9294 | -1175129.3134 | -1210790.0077 | -1245782.7729 | 2417064.8266 | 103987.84 | 0
7741 | 2401980.2272 | 101951.16 | 0 | 2090176.6454 | 2099197.259 | 1382674.0993 | 664089.2484 | -57850.2584 | -609182.4325 | -649528.1425 | -692893.7565 | -745823.5598 | -794830.1219 | -841423.6068 | -886929.8152 | -930975.6119 | -973512.6667 | -1014695.6348 | -1054479.313 | -1093110.4677 | -1130823.356 | -1166236.9942 | -1200986.8717 | 2401980.2272 | 101951.16 | 0
7742 | 2393512.0258 | 97241.672 | 0 | 2087157.7684 | 2096146.5798 | 1411707.609 | 725214.2155 | 35377.993 | -491845.4035 | -531918.5669 | -575000.9875 | -627613.8788 | -676317.3603 | -722616.272 | -767831.7403 | -811591.9457 | -853848.7282 | -894756.1978 | -934269.3109 | -972633.9635 | -1010083.5873 | -1045242.0668 | -1079739.1259 | 2393512.0258 | 97241.672 | 0
7743 | 2400252.7738 | 88799.48 | 699.142 | 2101052.6513 | 2110066.7775 | 1482955.4144 | 853783.843 | 221260.0281 | -263006.1377 | -302900.3242 | -345812.2428 | -398281.4723 | -446830.2821 | -492967.7502 | -538018.7237 | -581610.3358 | -623694.291 | -664425.1334 | -703757.6923 | -741938.5564 | -779201.8147 | -814167.4763 | -848469.8547 | 2400252.7738 | 88799.48 | 699.142
7744 | 2405664.3968 | 66797.26 | 1532.49 | 2127160.3522 | 2136194.8017 | 1658607.3811 | 1178955.1072 | 695943.032 | 323789.3063 | 284545.4782 | 242277.1141 | 190429.8912 | 142511.9269 | 97010.7409 | 52598.4993 | 9648.9092 | -31789.6248 | -71871.9952 | -110552.9295 | -148079.5725 | -184686.5408 | -218990.7322 | -252630.145 | 2405664.3968 | 66797.26 | 1532.49
7745 | 2489402.1815 | 12464.63 | 2259.41 | 2257187.9761 | 2266536.9021 | 2157576.0905 | 2046478.5511 | 1931904.2603 | 1835755.9311 | 1797112.0065 | 1755338.2662 | 1703652.2404 | 1656032.2452 | 1610913.153 | 1566920.9097 | 1524442.2308 | 1483527.2057 | 1444015.5504 | 1405954.1132 | 1369087.1465 | 1333171.8672 | 1299639.521 | 1266795.0936 | 2489402.1815 | 12464.63 | 2259.41
7746 | 2680336.8201 | 0 | 4427.07 | 2441738.3083 | 2451804.2874 | 2425913.4822 | 2397722.0642 | 2365787.2315 | 2330882.8869 | 2289912.6214 | 2245572.4864 | 2190559.8037 | 2139925.0121 | 2091982.9402 | 2045254.1453 | 2000155.0038 | 1956739.4466 | 1914834.8964 | 1874491.7944 | 1835434.7778 | 1797402.4419 | 1761935.8078 | 1727209.8551 | 2680336.8201 | 0 | 4427.07
7747 | 2716144.1672 | 0 | 4442.68 | 2474401.6855 | 2484602.1388 | 2458407.1401 | 2429880.7941 | 2397561.0242 | 2362232.0718 | 2320756.1623 | 2275865.3643 | 2220159.441 | 2168889.8943 | 2120349.0401 | 2073037.6714 | 2027377.7271 | 1983423.8586 | 1941001.183 | 1900160.8154 | 1860623.7143 | 1822124.983 | 1786226.2293 | 1751078.0521 | 2716144.1672 | 0 | 4442.68
7748 | 2668941.5184 | 0 | 4471.75 | 2431293.8933 | 2441317.0775 | 2415545.3963 | 2387482.8831 | 2355692.8702 | 2320945.9701 | 2280158.938 | 2236016.3633 | 2181246.6146 | 2130836.1446 | 2083106.9463 | 2036585.867 | 1991687.5126 | 1948465.5849 | 1906748.2401 | 1866585.7053 | 1827703.788 | 1789842.1951 | 1754535.396 | 1719966.1294 | 2668941.5184 | 0 | 4471.75
7749 | 2578460.623 | 0 | 3064.55 | 2350125.1901 | 2359808.5742 | 2334837.8815 | 2307654.0195 | 2276869.0252 | 2243227.3863 | 2203750.3845 | 2161031.5978 | 2108045.9132 | 2059271.7217 | 2013087.903 | 1968071.2462 | 1924622.3017 | 1882792.9508 | 1842417.1752 | 1803543.4993 | 1765907.0262 | 1729256.287 | 1695073.7306 | 1661603.7032 | 2578460.623 | 0 | 3064.55
7750 | 2475804.0299 | 0 | 2504.28 | 2256997.6065 | 2266295.4647 | 2242230.086 | 2216039.651 | 2186391.4562 | 2154000.3488 | 2116006.2025 | 2074899.3368 | 2023934.3308 | 1977013.145 | 1932579.2011 | 1889265.9509 | 1847457.9974 | 1807205.1563 | 1768348.0193 | 1730933.1786 | 1694706.2838 | 1659425.8778 | 1626515.3884 | 1594289.0601 | 2475804.0299 | 0 | 2504.28
7751 | 2393724.5193 | 0 | 4630.4 | 2179962.9691 | 2188952.5785 | 2165610.0619 | 2140212.9404 | 2111472.6929 | 2080080.4678 | 2043270.9594 | 2003451.9267 | 1954101.5772 | 1908660.9845 | 1865625.1751 | 1823672.9053 | 1783176.0276 | 1744182.7063 | 1706538.8176 | 1670289.4093 | 1635188.5634 | 1601002.8276 | 1569108.4393 | 1537875.5304 | 2393724.5193 | 0 | 4630.4
7752 | 2315680.3811 | 0 | 4793.87 | 2108573.7981 | 2117270.3135 | 2094618.8974 | 2069979.8639 | 2042106.7026 | 2011668.0278 | 1975988.6929 | 1937397.9551 | 1889586.6561 | 1845557.6417 | 1803855.0059 | 1763200.5823 | 1723954.0998 | 1686162.1521 | 1649675.6408 | 1614538.1446 | 1580511.7635 | 1547370.6567 | 1516446.1911 | 1486161.6381 | 2315680.3811 | 0 | 4793.87
7753 | 2218642.5659 | 0 | 3227.49 | 2021580.2099 | 2029912.3007 | 2008110.5677 | 1984404.5078 | 1957599.8451 | 1928337.1759 | 1894053.4547 | 1856980.332 | 1811073.0327 | 1768789.5225 | 1728734.9049 | 1689684.5744 | 1651983.1858 | 1615675.3802 | 1580618.307 | 1546853.719 | 1514153.6852 | 1482301.8285 | 1452573.7254 | 1423458.7196 | 2218642.5659 | 0 | 3227.49
7754 | 2145132.357 | 0 | 11919.8 | 1945800.015 | 1953856.0389 | 1932700.0918 | 1909702.9138 | 1883709.7989 | 1855340.1184 | 1822115.7484 | 1786194.398 | 1741731.5735 | 1700772.4712 | 1661968.4116 | 1624135.3642 | 1587606.5642 | 1552425.1737 | 1518453.0751 | 1485730.6379 | 1454037.4829 | 1423164.4025 | 1394344.7094 | 1366117.8 | 2145132.357 | 0 | 11919.8
7755 | 2100342.9561 | 0 | 27628.4 | 1889215.1038 | 1897102.9216 | 1876341.2464 | 1853776.7844 | 1828278.9393 | 1800454.1504 | 1767876.0356 | 1732657.2521 | 1689075.3366 | 1648923.9873 | 1610882.6843 | 1573792.1193 | 1537978.5694 | 1503484.2958 | 1470174.0647 | 1438087.4025 | 1407008.5317 | 1376732.6125 | 1348467.207 | 1320782.208 | 2100342.9561 | 0 | 27628.4
7756 | 2056150.1811 | 0 | 35573 | 1840938.6935 | 1848660.5457 | 1828287.1595 | 1806148.9184 | 1781139.0148 | 1753851.1279 | 1721909.9287 | 1687383.6225 | 1644670.1507 | 1605315.0635 | 1568025.6256 | 1531666.9214 | 1496558.3632 | 1462741.3226 | 1430083.4113 | 1398623.3242 | 1368149.8237 | 1338462.3803 | 1310743.1477 | 1283592.1095 | 2056150.1811 | 0 | 35573
7757 | 2041573.9823 | 0 | 39728.4 | 1823480.5651 | 1831147.6765 | 1810901.3882 | 1788902.7563 | 1764052.8192 | 1736941.0477 | 1705208.9515 | 1670910.0743 | 1628482.071 | 1589388.6444 | 1552346.2236 | 1516227.9385 | 1481350.9368 | 1447756.2972 | 1415312.5698 | 1384058.1751 | 1353783.373 | 1324289.0556 | 1296748.9962 | 1269773.1032 | 2041573.9823 | 0 | 39728.4
7758 | 1956053.6717 | 0 | 52340.9 | 1732819.3582 | 1740165.299 | 1720664.4526 | 1699484.6673 | 1675573.0163 | 1649494.2777 | 1618988.7571 | 1586023.9764 | 1545270.5938 | 1507712.1045 | 1472118.7056 | 1437410.7309 | 1403892.043 | 1371601.9998 | 1340414.6578 | 1310366.828 | 1281257.5564 | 1252896.0753 | 1226406.9896 | 1200458.4377 | 1956053.6717 | 0 | 52340.9
7759 | 1994228.5774 | 45631.548 | 49666.4 | 1724702.0109 | 1732191.3171 | 1402142.403 | 1070381.7833 | 735835.982 | 476632.7167 | 444057.8819 | 408975.7914 | 365953.0944 | 326187.6431 | 288425.6335 | 251566.3283 | 215919.5204 | 181525.3357 | 148255.3729 | 116147.1613 | 84995.8251 | 54606.8734 | 26126.8594 | -1802.0715 | 1994228.5774 | 45631.548 | 49666.4
7760 | 2072833.6378 | 79331.008 | 47216.9 | 1765189.6683 | 1772974.175 | 1213137.5671 | 651521.7844 | 87011.0387 | -344971.211 | -379802.0004 | -417238.8723 | -462929.3397 | -505234.173 | -545456.5963 | -584740.734 | -622764.5823 | -659486.4335 | -695039.7504 | -729385.524 | -762736.7059 | -795295.4528 | -825870.0188 | -855871.7802 | 2072833.6378 | 79331.008 | 47216.9
7761 | 2126190.3311 | 93972.984 | 50360 | 1796099.7021 | 1804084.5895 | 1144236.8061 | 482564.0503 | -182078.1876 | -689366.6511 | -725457.0817 | -764220.6778 | -811450.3247 | -855207.1881 | -896828.0383 | -937486.4505 | -976852.1323 | -1014882.3024 | -1051713.859 | -1087306.789 | -1121879.5255 | -1155639.429 | -1187364.077 | -1218501.1758 | 2126190.3311 | 93972.984 | 50360
7762 | 2153130.6172 | 98959.352 | 42076 | 1823983.9438 | 1832070.0051 | 1138083.2753 | 442248.4494 | -256593.4839 | -789637.0369 | -826285.6253 | -865641.25 | -913570.1962 | -957982.3562 | -1000231.4384 | -1041505.8879 | -1081471.2271 | -1120084.1329 | -1157483.2378 | -1193628.0219 | -1228739.686 | -1263028.2179 | -1295255.7062 | -1326888.2007 | 2153130.6172 | 98959.352 | 42076
7763 | 2186461.7437 | 103701.88 | 34905.8 | 1856830.721 | 1865041.9571 | 1138517.3837 | 410116.1052 | -321338.8317 | -878972.2746 | -916263.4293 | -956303.5259 | -1005049.6618 | -1050224.5706 | -1093202.9165 | -1135191.542 | -1175850.7918 | -1215136.672 | -1253189.9614 | -1289969.5128 | -1325699.951 | -1360594.5148 | -1393396.1294 | -1425593.5395 | 2186461.7437 | 103701.88 | 34905.8
7764 | 2182261.746 | 103359.016 | 35282 | 1852964.3261 | 1861159.7891 | 1136996.289 | 410959.6888 | -318124.704 | -873965.6554 | -911191.5534 | -951161.1129 | -999819.9882 | -1044914.4964 | -1087816.661 | -1129731.0064 | -1170318.5298 | -1209535.3217 | -1247521.8905 | -1284237.1679 | -1319905.3475 | -1354739.2583 | -1387484.2403 | -1419626.1783 | 2182261.746 | 103359.016 | 35282
7765 | 2168368.5121 | 64034.724 | 29422.1 | 1885469.0863 | 1893612.3734 | 1436894.3581 | 978315.1677 | 516707.5883 | 161526.2591 | 125798.5327 | 87344.6121 | 40256.6958 | -3289.5457 | -44657.4011 | -85043.7262 | -124111.6764 | -161817.6218 | -198301.1762 | -233521.5328 | -267701.458 | -301052.4256 | -332327.7634 | -363003.8965 | 2168368.5121 | 64034.724 | 29422.1
7766 | 2149734.4609 | 98261.504 | 31152.4 | 1832505.9455 | 1840579.2526 | 1151341.932 | 460259.4304 | -233825.4354 | -763294.168 | -799895.1226 | -839198.8436 | -887062.3634 | -931414.6442 | -973607.2589 | -1014826.7782 | -1054739.252 | -1093301.4257 | -1130651.713 | -1166749.658 | -1201816.1125 | -1236060.7332 | -1268247.5612 | -1299840.3338 | 2149734.4609 | 98261.504 | 31152.4
7767 | 2134100.3039 | 88443.992 | 36375.6 | 1822832.0009 | 1830846.594 | 1208482.3586 | 584286.3614 | -42890.1651 | -522118.3359 | -558172.8783 | -596910.5309 | -644145.7303 | -687895.2265 | -729500.763 | -770140.2811 | -809482.2593 | -847483.7575 | -884282.183 | -919837.3739 | -954368.576 | -988083.9211 | -1019756.439 | -1050839.2219 | 2134100.3039 | 88443.992 | 36375.6
7768 | 2131734.0946 | 62540.556 | 40793.2 | 1842158.3549 | 1850164.0618 | 1403912.7161 | 955831.6397 | 504773.3387 | 157642.5002 | 122479.6282 | 84636.6209 | 38305.4885 | -4543.8054 | -45251.5169 | -84994.2809 | -123440.9438 | -160548.613 | -196454.5433 | -231118.6175 | -264759.8382 | -297586.1065 | -328371.8127 | -358568.4377 | 2131734.0946 | 62540.556 | 40793.2
7769 | 2277616.015 | 5427.2865 | 44429.5 | 2028772.0631 | 2037325.6282 | 1978059.8004 | 1916839.0271 | 1852437.2875 | 1794736.0098 | 1759371.5413 | 1721143.5265 | 1673846.5151 | 1630269.6162 | 1588980.8558 | 1548723.0774 | 1509850.0969 | 1472407.742 | 1436249.3652 | 1401417.8289 | 1367679.1435 | 1334811.1805 | 1304123.4224 | 1274065.0583 | 2277616.015 | 5427.2865 | 44429.5
7770 | 2446730.4046 | 0 | 46883.2 | 2186085.1198 | 2195273.7923 | 2171428.4931 | 2145483.0924 | 2116120.5366 | 2084047.2786 | 2046436.7787 | 2005750.1125 | 1955321.071 | 1908888.3629 | 1864913.6887 | 1822046.5477 | 1780667.0266 | 1740824.3561 | 1702360.9997 | 1665323.0026 | 1629459.0012 | 1594530.3739 | 1561943.8331 | 1530033.4191 | 2446730.4046 | 0 | 46883.2
7771 | 2484578.9706 | 0 | 42326.6 | 2225183.592 | 2234514.4044 | 2210347.0384 | 2184047.0843 | 2154277.1151 | 2121754.5117 | 2083609.0107 | 2042339.7579 | 1991177.4247 | 1944073.2443 | 1899465.1213 | 1855981.6639 | 1814008.8385 | 1773596.6372 | 1734585.0867 | 1697020.9445 | 1660648.9586 | 1625226.8161 | 1592182.9899 | 1559825.7496 | 2484578.9706 | 0 | 42326.6
7772 | 2544279.145 | 0 | 38586.6 | 2283407.9757 | 2292962.9915 | 2268282.8797 | 2241418.9374 | 2211001.6015 | 2177765.4903 | 2138771.3728 | 2096578.4453 | 2044254.7235 | 1996086.665 | 1950474.6398 | 1906014.3041 | 1863100.8982 | 1821785.6156 | 1781904.6391 | 1743505.8495 | 1706327.8617 | 1670122.5404 | 1636352.6823 | 1603285.9076 | 2544279.145 | 0 | 38586.6
7773 | 2534705.4449 | 0 | 46154.1 | 2267103.1954 | 2276622.2574 | 2252034.6941 | 2225271.5178 | 2194968.3186 | 2161856.9507 | 2123009.243 | 2080974.7619 | 2028847.607 | 1980860.4782 | 1935419.7649 | 1891126.4074 | 1848374.159 | 1807214.0203 | 1767482.7906 | 1729228.1707 | 1692189.7589 | 1656120.3536 | 1622477.2472 | 1589534.5787 | 2534705.4449 | 0 | 46154.1
7774 | 2482408.5947 | 0 | 64188.8 | 2201340.634 | 2210663.2956 | 2186540.0859 | 2160286.1512 | 2130565.2324 | 2098094.084 | 2060004.9498 | 2018794.7926 | 1967700.1969 | 1920660.209 | 1876114.0982 | 1832691.6706 | 1790778.5553 | 1750424.7009 | 1711470.2737 | 1673961.9905 | 1637644.8222 | 1602276.6675 | 1569284.7516 | 1536978.8218 | 2482408.5947 | 0 | 64188.8
7775 | 2391147.1989 | 0 | 50605.4 | 2131635.82 | 2140615.7503 | 2117295.8013 | 2091923.4595 | 2063211.5913 | 2031850.6008 | 1995078.1599 | 1955299.435 | 1905999.6556 | 1860605.4234 | 1817613.3853 | 1775703.7202 | 1735247.8801 | 1696293.9775 | 1658688.0547 | 1622475.1108 | 1587409.4926 | 1553257.9992 | 1521395.3863 | 1490193.5405 | 2391147.1989 | 0 | 50605.4
7776 | 2282035.1672 | 0 | 39919.1 | 2042742.8163 | 2051312.9774 | 2028956.1657 | 2004640.6154 | 1977137.9268 | 1947106.9998 | 1911911.5559 | 1873847.0097 | 1826695.8706 | 1783272.0622 | 1742140.8317 | 1702042.5836 | 1663331.8202 | 1626054.4583 | 1590063.5656 | 1555402.0879 | 1521835.5815 | 1489141.4869 | 1458631.8274 | 1428752.7831 | 2282035.1672 | 0 | 39919.1
7777 | 2188823.3905 | 0 | 30763 | 1966830.7191 | 1975050.8243 | 1953510.1942 | 1930090.8318 | 1903614.5128 | 1874713.2235 | 1840858.3666 | 1804251.5985 | 1758929.3875 | 1717182.261 | 1677634.0701 | 1639076.6685 | 1601850.0785 | 1565998.3414 | 1531380.5265 | 1498037.8255 | 1465745.3708 | 1434289.6933 | 1404929.2257 | 1376173.6153 | 2188823.3905 | 0 | 30763
7778 | 2120910.5185 | 0 | 26767.6 | 1908846.5518 | 1916811.6109 | 1895867.7552 | 1873103.4589 | 1847377.0545 | 1819300.9196 | 1786424.912 | 1750882.3771 | 1706894.8144 | 1666371.4116 | 1627978.7177 | 1590546.0718 | 1554402.9463 | 1519592.016 | 1485976.7229 | 1453596.9805 | 1422234.8983 | 1391683.6306 | 1363162.5644 | 1335227.5884 | 2120910.5185 | 0 | 26767.6
7779 | 2086525.0341 | 0 | 26799.4 | 1877433.4043 | 1885269.329 | 1864628.6464 | 1842197.0373 | 1816851.3435 | 1789194.0146 | 1756814.6314 | 1721811.9522 | 1678501.1611 | 1638598.3669 | 1600791.7372 | 1563929.5906 | 1528336.058 | 1494053.1222 | 1460946.4392 | 1429055.2754 | 1398165.2728 | 1368072.9394 | 1339977.8927 | 1312459.434 | 2086525.0341 | 0 | 26799.4
7780 | 1981780.6558 | 0 | 27661.3 | 1780978.2677 | 1788420.8259 | 1768698.6345 | 1747275.4219 | 1723084.4128 | 1696697.8136 | 1665826.209 | 1632462.999 | 1591208.7475 | 1553191.4101 | 1517165.009 | 1482035.6776 | 1448111.2752 | 1415431.6772 | 1383869.2836 | 1353461.3896 | 1324004.3982 | 1295305.0327 | 1268502.6892 | 1242247.9889 | 1981780.6558 | 0 | 27661.3
7781 | 2062921.5656 | 0 | 17276.6 | 1865414.8864 | 1873162.1685 | 1852728.9564 | 1830525.0773 | 1805440.0787 | 1778069.5948 | 1746030.4742 | 1711397.7332 | 1668550.8644 | 1629073.4401 | 1591668.4678 | 1555197.2943 | 1519980.3838 | 1486059.2442 | 1453301.0512 | 1421744.6271 | 1391178.0387 | 1361400.096 | 1333596.846 | 1306363.6615 | 2062921.5656 | 0 | 17276.6
7782 | 2112226.0298 | 0 | 16673.5 | 1911014.8959 | 1918947.3404 | 1898079.0167 | 1875397.7065 | 1849766.4172 | 1821795.0188 | 1789043.4018 | 1753636.1761 | 1709818.5024 | 1669450.8039 | 1631205.0898 | 1593915.4925 | 1557910.1354 | 1523231.5186 | 1489743.6432 | 1457486.2593 | 1426242.3685 | 1395805.9723 | 1367391.4645 | 1339560.647 | 2112226.0298 | 0 | 16673.5
7783 | 2152716.0375 | 48277.196 | 26074.2 | 1890289.5404 | 1898374.0448 | 1548952.0113 | 1197682.2376 | 843405.9356 | 568792.9258 | 533850.9106 | 496202.3804 | 449982.1794 | 407278.0874 | 366736.6567 | 327169.6712 | 288911.5438 | 252005.5895 | 216313.2023 | 181874.8943 | 148469.5075 | 115887.0944 | 85365.328 | 55438.4409 | 2152716.0375 | 48277.196 | 26074.2
7784 | 2267857.8184 | 81367.192 | 38556.2 | 1949799.7997 | 1958316.7179 | 1382930.2627 | 805597.2375 | 225096.8746 | -219630.5134 | -257333.7371 | -297888.2385 | -347472.8815 | -393353.3503 | -436955.484 | -479531.0527 | -520727.7566 | -560499.9642 | -598993.6949 | -636166.2697 | -672250.6757 | -707468.09 | -740514.6401 | -772934.4929 | 2267857.8184 | 81367.192 | 38556.2
7785 | 2356633.888 | 94640.184 | 39541.6 | 2016561.4296 | 2025411.7455 | 1359010.4608 | 690586.4071 | 18871.029 | -494611.9578 | -534038.8043 | -576428.5428 | -628201.9109 | -676126.1035 | -721682.7749 | -766172.6961 | -809229.7763 | -850806.5978 | -891054.896 | -929930.3212 | -967674.9809 | -1004518.7101 | -1039106.596 | -1073043.2523 | 2356633.888 | 94640.184 | 39541.6
7786 | 2425593.4704 | 99816.496 | 36707.4 | 2077154.1479 | 2086263.4409 | 1384064.0225 | 679782.645 | -27886.3672 | -568602.1205 | -609197.7559 | -652842.9831 | -706146.4227 | -755488.0528 | -802392.8834 | -848199.7486 | -892531.8453 | -935340.368 | -976781.4923 | -1016809.5707 | -1055673.7954 | -1093610.7266 | -1129225.8042 | -1164170.5959 | 2425593.4704 | 99816.496 | 36707.4
7787 | 2466573.7264 | 102487.552 | 9071.53 | 2139518.9196 | 2148782.1135 | 1428059.9408 | 705220.6345 | -21063.5404 | -575900.3338 | -617179.811 | -661560.4027 | -715762.3817 | -765935.6166 | -813630.8824 | -860209.6329 | -905288.6986 | -948818.4497 | -990957.7003 | -1031660.0316 | -1071178.846 | -1109754.7003 | -1145969.4735 | -1181502.6363 | 2466573.7264 | 102487.552 | 9071.53
7788 | 2595874.7495 | 102411.424 | 11728.5 | 2254942.5327 | 2264691.3153 | 1543347.9564 | 819776.4809 | 92579.5523 | -463442.6272 | -506585.7321 | -552992.5159 | -609735.5371 | -662238.6221 | -712133.8397 | -760854.0126 | -807995.8855 | -853507.2266 | -897555.1753 | -940090.8796 | -981381.0254 | -1021678.78 | -1059491.6825 | -1096587.2437 | 2595874.7495 | 102411.424 | 11728.5
7789 | 2599432.5009 | 100678.472 | 8581.94 | 2263068.968 | 2272831.1118 | 1563230.8751 | 851399.4681 | 135937.6392 | -411298.5759 | -454441.8466 | -500853.2692 | -557615.0953 | -610131.1743 | -660035.8117 | -708763.794 | -755911.3131 | -801426.0657 | -845475.4203 | -888010.4579 | -929298.2299 | -969592.2506 | -1007398.0135 | -1044485.4521 | 2599432.5009 | 100678.472 | 8581.94
7790 | 2584849.2392 | 97792.536 | 0 | 2261227.6698 | 2270935.0463 | 1581075.8607 | 888998.0221 | 193310.1288 | -339040.7119 | -381883.9972 | -427977.0995 | -484362.5377 | -536526.0482 | -586092.7677 | -634489.4335 | -681314.5026 | -726515.9654 | -770260.2512 | -812498.7157 | -853496.912 | -893506.932 | -931042.6539 | -967864.0813 | 2584849.2392 | 97792.536 | 0
7791 | 2567915.3848 | 88786.392 | 15955.3 | 2238824.1097 | 2248467.8912 | 1619977.4132 | 989282.817 | 355001.8163 | -131229.5301 | -173534.6334 | -219068.2636 | -274826.8026 | -326391.0725 | -375375.5636 | -423197.6661 | -469458.4678 | -514106.2998 | -557306.501 | -599010.7459 | -639482.8477 | -678973.2471 | -716005.5579 | -752328.2537 | 2567915.3848 | 88786.392 | 15955.3
7792 | 2484868.658 | 49364.996 | 52632.3 | 2165777.2744 | 2175109.1747 | 1815334.4388 | 1453426.8661 | 1088048.8737 | 803814.9282 | 764010.4081 | 721081.7722 | 668258.9023 | 619494.6582 | 573226.7627 | 528083.6639 | 484451.3732 | 442379.8886 | 401709.2181 | 362486.1246 | 324455.3265 | 287374.4825 | 252672.2321 | 218656.6476 | 2484868.658 | 49364.996 | 52632.3
7793 | 2538121.3534 | 1037.2045 | 39403.8 | 2275933.7638 | 2285465.6541 | 2253762.9891 | 2219881.7791 | 2182455.7755 | 2143980.5728 | 2105015.1455 | 2062858.65 | 2010595.8793 | 1962478.7141 | 1916911.3961 | 1872492.9801 | 1829617.75 | 1788336.7753 | 1748486.6353 | 1710115.095 | 1672961.4019 | 1636778.0212 | 1603024.2091 | 1569971.7789 | 2538121.3534 | 1037.2045 | 39403.8
7794 | 2648079.3349 | 0 | 22622.7 | 2394103.4142 | 2404048.2507 | 2378439.8987 | 2350558.6214 | 2318978.9809 | 2284465.5662 | 2243959.2331 | 2200123.5865 | 2145743.8348 | 2095689.2868 | 2048295.0521 | 2002099.4927 | 1957513.9741 | 1914591.7782 | 1873162.4043 | 1833275.687 | 1794659.5771 | 1757055.816 | 1721986.8789 | 1687649.7092 | 2648079.3349 | 0 | 22622.7
7795 | 2645538.7951 | 0 | 21878.1 | 2392529.4323 | 2402464.7278 | 2376887.9643 | 2349040.4562 | 2317498.1331 | 2283024.8504 | 2242564.3989 | 2198777.8279 | 2144457.2677 | 2094457.7618 | 2047116.0167 | 2000971.7971 | 1956436.0735 | 1913562.0769 | 1872179.4701 | 1832338.0398 | 1793765.998 | 1756205.3338 | 1721177.0616 | 1686879.8548 | 2645538.7951 | 0 | 21878.1
7796 | 2575606.7616 | 0 | 20997.9 | 2329587.3105 | 2339259.9769 | 2314305.554 | 2287140.4112 | 2256378.122 | 2222762.35 | 2183317.6736 | 2140634.8004 | 2087696.3928 | 2038964.8169 | 1992820.7468 | 1947842.5468 | 1904430.324 | 1862635.902 | 1822293.4467 | 1783451.4285 | 1745845.2437 | 1709223.7019 | 1675067.611 | 1641623.2605 | 2575606.7616 | 0 | 20997.9
7797 | 2531566.8281 | 0 | 15987.8 | 2294405.0884 | 2303912.3633 | 2279352.2824 | 2252619.2824 | 2222350.643 | 2189277.3122 | 2150474.7446 | 2108489.3496 | 2056423.7781 | 2008493.1064 | 1963105.6971 | 1918864.2228 | 1876161.9493 | 1835049.8141 | 1795364.8185 | 1757154.6043 | 1720159.0922 | 1684131.3868 | 1650526.9759 | 1617622.1354 | 2531566.8281 | 0 | 15987.8
7798 | 2423934.97 | 0 | 27558.1 | 2184606.3408 | 2193709.4053 | 2170098.2027 | 2144406.4647 | 2115329.4082 | 2083566.9043 | 2046318.7473 | 2006023.0837 | 1956075.8114 | 1910087.6399 | 1866534.6017 | 1824078.778 | 1783096.7146 | 1743637.1834 | 1705544.1156 | 1668863.1275 | 1633345.1975 | 1598753.9268 | 1566482.9222 | 1534881.7451 | 2423934.97 | 0 | 27558.1
7799 | 2282473.4983 | 0 | 20103.2 | 2062958.752 | 2071530.5592 | 2049162.1795 | 2024834.6849 | 1997319.4399 | 1967275.4709 | 1932065.9929 | 1893986.8616 | 1846819.392 | 1803379.969 | 1762233.5643 | 1722120.3404 | 1683394.8678 | 1646103.0719 | 1610097.9924 | 1575422.5832 | 1541842.3557 | 1509134.7075 | 1478611.9139 | 1448719.8567 | 2282473.4983 | 0 | 20103.2
7800 | 2175909.6343 | 0 | 20319.7 | 1965488.4916 | 1973660.0993 | 1952232.5447 | 1928937.3421 | 1902603.2184 | 1873858.4315 | 1840189.3024 | 1803784.4979 | 1758715.6705 | 1717200.8351 | 1677871.9618 | 1639528.0323 | 1602507.0628 | 1566852.8348 | 1532425.249 | 1499265.2542 | 1467149.3092 | 1435865.2047 | 1406663.9485 | 1378063.981 | 2175909.6343 | 0 | 20319.7
7801 | 2080579.9378 | 0 | 10160.8 | 1888646.3097 | 1896459.9077 | 1875867.0796 | 1853488.4278 | 1828203.9944 | 1800614.5123 | 1768316.4305 | 1733402.5271 | 1690204.184 | 1650404.1274 | 1612694.2628 | 1575926.1903 | 1540423.117 | 1506226.9063 | 1473203.5969 | 1441392.3434 | 1410579.3985 | 1380561.8499 | 1352535.8972 | 1325084.8898 | 2080579.9378 | 0 | 10160.8
7802 | 2017373.4411 | 0 | 11303.5 | 1829819.2386 | 1837395.4652 | 1817358.2015 | 1795589.3662 | 1771003.0248 | 1744181.6603 | 1712794.74 | 1678871.4648 | 1636915.4252 | 1598254.4346 | 1561620.1375 | 1525899.0215 | 1491404.4749 | 1458177.0895 | 1426086.9734 | 1395172.0919 | 1365225.1911 | 1336049.5231 | 1308804.9478 | 1282117.8512 | 2017373.4411 | 0 | 11303.5
7803 | 1968547.2703 | 0 | 17048.1 | 1779514.2358 | 1786907.0961 | 1767299.4512 | 1746002.1435 | 1721955.5215 | 1695727.9703 | 1665045.3626 | 1631887.7871 | 1590891.8629 | 1553111.2381 | 1517308.2551 | 1482396.3517 | 1448681.3312 | 1416202.8029 | 1384834.0189 | 1354612.0254 | 1325334.5847 | 1296809.7108 | 1270169.1916 | 1244072.6586 | 1968547.2703 | 0 | 17048.1
7804 | 2011775.3095 | 0 | 36143.1 | 1799870.5958 | 1807425.7986 | 1787440.9679 | 1765729.3706 | 1741208.0857 | 1714457.9799 | 1683154.9873 | 1649322.6783 | 1607479.8954 | 1568923.0178 | 1532387.2098 | 1496762.0488 | 1462360.0537 | 1429221.7033 | 1397217.4664 | 1366385.2028 | 1336518.2339 | 1307420.3576 | 1280248.2152 | 1253632.0046 | 2011775.3095 | 0 | 36143.1
7805 | 2120279.8444 | 0 | 35289.9 | 1899748.6775 | 1907711.3681 | 1886775.915 | 1864020.5627 | 1838303.983 | 1810238.3717 | 1777374.3149 | 1741844.5237 | 1697872.2159 | 1657363.0379 | 1618983.9352 | 1581564.5951 | 1545434.3919 | 1510635.9878 | 1477032.8653 | 1444664.9261 | 1413314.3444 | 1382774.3362 | 1354263.9259 | 1326339.4314 | 2120279.8444 | 0 | 35289.9
7806 | 2202907.195 | 0 | 50941.8 | 1959505.272 | 1967778.2688 | 1946115.9221 | 1922562.7546 | 1895932.9607 | 1866862.5932 | 1832806.7849 | 1795981.3584 | 1750384.4102 | 1708385.5501 | 1668599.7744 | 1629811.1632 | 1592361.9266 | 1556296.3893 | 1521472.7138 | 1487932.3568 | 1455449.0037 | 1423807.8122 | 1394275.3119 | 1365351.5607 | 2202907.195 | 0 | 50941.8
7807 | 2209619.6588 | 28342.46 | 58235.7 | 1929994.9319 | 1938293.1373 | 1723891.1036 | 1507592.4877 | 1288207.8707 | 1114543.9381 | 1079444.9994 | 1041568.0033 | 994892.7579 | 951826.5642 | 910980.1984 | 871134.0356 | 832631.3285 | 795516.5371 | 759647.3915 | 725065.4747 | 691543.7827 | 658866.8184 | 628304.9707 | 598353.727 | 2209619.6588 | 28342.46 | 58235.7
7808 | 2332939.1535 | 101.1962 | 64313.4 | 2064704.0072 | 2073465.3377 | 2049963.1012 | 2024458.4336 | 1995695.5342 | 1964519.9859 | 1928577.317 | 1889701.5466 | 1841536.4941 | 1797181.9155 | 1755171.0541 | 1714216.2172 | 1674679.8148 | 1636608.7879 | 1599852.9267 | 1564456.1349 | 1530178.7393 | 1496793.2159 | 1465640.8545 | 1435133.1749 | 2332939.1535 | 101.1962 | 64313.4
7809 | 2449005.5298 | 13512.145 | 86965.1 | 2134567.4304 | 2143764.6471 | 2028070.7779 | 1910274.8544 | 1789058.5983 | 1688093.3359 | 1650029.9729 | 1608887.5832 | 1557993.759 | 1511099.9842 | 1466666.5291 | 1423341.637 | 1381505.748 | 1341208.1387 | 1302291.1261 | 1264800.7982 | 1228485.5577 | 1193106.561 | 1160071.8286 | 1127713.8517 | 2449005.5298 | 13512.145 | 86965.1
7810 | 2542132.1642 | 18843.946 | 67796.1 | 2233395.1229 | 2242942.0758 | 2090181.4319 | 1935238.8004 | 1776745.7738 | 1647462.0914 | 1607877.2056 | 1565096.209 | 1512192.967 | 1463441.8814 | 1417244.6724 | 1372198.181 | 1328697.314 | 1286793.2217 | 1246322.2252 | 1207332.1648 | 1169561.8762 | 1132763.4332 | 1098398.3982 | 1064735.8533 | 2542132.1642 | 18843.946 | 67796.1
7811 | 2576232.1375 | 40623.888 | 75120.7 | 2235411.3614 | 2245086.3764 | 1943959.1718 | 1640620.7105 | 1333684.2294 | 1092934.8506 | 1052131.006 | 1008088.1783 | 953787.326 | 903694.327 | 856189.462 | 809850.7502 | 765078.3957 | 721924.235 | 680222.3934 | 640021.3533 | 601056.4467 | 563076.4221 | 527562.447 | 492760.3852 | 2576232.1375 | 40623.888 | 75120.7
7812 | 2601375.9263 | 69782.96 | 78228.1 | 2226091.9554 | 2235861.3976 | 1736281.3172 | 1234468.3985 | 729022.3435 | 339292.0811 | 297152.5338 | 251742.3912 | 195974.1068 | 144454.7438 | 95548.7748 | 47820.3406 | 1673.5512 | -42839.251 | -85885.5596 | -127416.4191 | -167699.0805 | -206987.2475 | -243785.2965 | -279864.4842 | 2601375.9263 | 69782.96 | 78228.1
7813 | 2617168.2533 | 8576.464 | 91919.6 | 2288019.5593 | 2297848.3095 | 2214211.1161 | 2128327.5294 | 2038788.7505 | 1960926.351 | 1920584.1273 | 1876951.4532 | 1822897.7555 | 1773118.7734 | 1725969.0506 | 1680004.0111 | 1635630.2182 | 1592900.332 | 1551645.8422 | 1511916.0015 | 1473441.9363 | 1435968.4028 | 1401000.1042 | 1366755.0311 | 2617168.2533 | 8576.464 | 91919.6
7814 | 2600143.263 | 14905.385 | 95069.4 | 2263003.2605 | 2272768.0735 | 2146249.8241 | 2017499.7944 | 1885118.35 | 1775188.3007 | 1734875.4127 | 1691293.4791 | 1637358.3119 | 1587670.0528 | 1540593.9493 | 1494694.8226 | 1450376.5913 | 1407691.5729 | 1366472.3532 | 1326767.8645 | 1288310.9825 | 1250848.1236 | 1215874.2027 | 1181618.8026 | 2600143.263 | 14905.385 | 95069.4
7815 | 2595328.139 | 2068.8038 | 98697.9 | 2267816.8978 | 2277563.6277 | 2238347.6539 | 2196904.0329 | 2151835.722 | 2107408.0613 | 2067586.1631 | 2024501.2731 | 1971082.3224 | 1921902.415 | 1875329.8259 | 1829932.034 | 1786112.2099 | 1743922.5741 | 1703196.0227 | 1663981.3971 | 1626012.0679 | 1589034.9209 | 1554542.1027 | 1520766.4748 | 2595328.139 | 2068.8038 | 98697.9
7816 | 2572146.5638 | 9616.484 | 99760 | 2238050.8338 | 2247710.5054 | 2157385.7677 | 2064853.2801 | 1968728.4786 | 1886097.4745 | 1846356.6429 | 1803381.9648 | 1750165.5302 | 1701150.2756 | 1654719.0506 | 1609452.1294 | 1565749.0816 | 1523661.6613 | 1483024.2569 | 1443885.2738 | 1405980.464 | 1369058.9742 | 1334599.6231 | 1300851.0563 | 2572146.5638 | 9616.484 | 99760
7817 | 2618654.6674 | 95.8724 | 99000 | 2290776.3022 | 2300610.6346 | 2274602.0696 | 2246345.8353 | 2214432.333 | 2179780.5931 | 2139688.1578 | 2096303.4032 | 2042491.7065 | 1992957.1532 | 1946053.3525 | 1900334.9078 | 1856208.6136 | 1813727.1597 | 1772721.9402 | 1733242.2356 | 1695019.0198 | 1657796.904 | 1623081.4458 | 1589089.6239 | 2618654.6674 | 95.8724 | 99000
7818 | 2719730.2381 | 0 | 99631.4 | 2382485.7343 | 2392699.655 | 2366463.9129 | 2337893.7454 | 2305525.1456 | 2270143.3904 | 2228606.5623 | 2183650.3372 | 2127864.7078 | 2076521.3122 | 2027910.2118 | 1980530.2201 | 1934803.8332 | 1890785.7745 | 1848300.9303 | 1807400.4834 | 1767805.0235 | 1729249.3044 | 1693296.9956 | 1658096.2542 | 2719730.2381 | 0 | 99631.4
7819 | 2715538.867 | 0 | 100134 | 2378157.9483 | 2388356.1284 | 2362166.4298 | 2333645.9035 | 2301332.7986 | 2266011.1819 | 2224543.9779 | 2179662.6464 | 2123968.5999 | 2072709.9413 | 2024179.367 | 1976878.0043 | 1931227.6979 | 1887283.0872 | 1844869.3281 | 1804037.5244 | 1764508.6968 | 1726018.0075 | 1690126.7165 | 1654985.8346 | 2715538.867 | 0 | 100134
7820 | 2666046.1198 | 0 | 100134 | 2332989.2054 | 2343001.5159 | 2317255.1874 | 2289220.5121 | 2257462.3809 | 2222750.5703 | 2182005.1803 | 2137907.8879 | 2083194.9504 | 2032836.5625 | 1985156.5375 | 1938683.3208 | 1893831.0687 | 1850653.4246 | 1808978.7312 | 1768857.161 | 1730014.819 | 1692191.6945 | 1656920.5924 | 1622386.2225 | 2666046.1198 | 0 | 100134
7821 | 2619812.9624 | 0 | 100134 | 2290795.2735 | 2300633.9559 | 2275301.1737 | 2247719.728 | 2216479.3966 | 2182336.6069 | 2142264.869 | 2098899.3557 | 2045102.2881 | 1995584.2557 | 1948698.1396 | 1902997.9039 | 1858890.5229 | 1816428.7098 | 1775443.7839 | 1735985.0478 | 1697783.3563 | 1660583.2075 | 1625890.8252 | 1591922.3992 | 2619812.9624 | 0 | 100134
7822 | 2545382.9412 | 0 | 100120 | 2222881.9371 | 2232441.0983 | 2207766.4722 | 2180907.0683 | 2150492.7292 | 2117258.3918 | 2078263.5503 | 2036068.5108 | 1983738.2821 | 1935565.5194 | 1889949.8991 | 1845486.4678 | 1802570.6375 | 1761253.6237 | 1721371.5383 | 1682972.2829 | 1645794.3589 | 1609589.5233 | 1575821.2075 | 1542756.2802 | 2545382.9412 | 0 | 100120
7823 | 2417854.5849 | 0 | 99830.5 | 2106784.7772 | 2115865.0069 | 2092311.2024 | 2066682.0815 | 2037676.1341 | 2005991.4756 | 1968834.9247 | 1928638.5117 | 1878814.7011 | 1832940.0597 | 1789494.4432 | 1747143.289 | 1706262.1981 | 1666899.8201 | 1628900.4779 | 1592309.6732 | 1556879.0089 | 1522372.6797 | 1490180.796 | 1458657.0597 | 2417854.5849 | 0 | 99830.5
7824 | 2283631.2553 | 0 | 98138.2 | 1985980.3598 | 1994556.515 | 1972185.7277 | 1947854.8317 | 1920334.5684 | 1890284.2983 | 1855065.8992 | 1816976.3911 | 1769793.9348 | 1726341.4161 | 1685183.0789 | 1645058.4465 | 1606322.2692 | 1569020.496 | 1533006.0918 | 1498322.0324 | 1464733.7101 | 1432018.4098 | 1401489.0723 | 1371590.7911 | 2283631.2553 | 0 | 98138.2
7825 | 2174164.4919 | 0 | 84674.9 | 1899540.616 | 1907705.6699 | 1886293.3961 | 1863014.9722 | 1836700.0646 | 1807976.4272 | 1774332.3969 | 1737954.8855 | 1692920.2999 | 1651436.8559 | 1612137.6208 | 1573822.5395 | 1536829.3572 | 1501201.8203 | 1466799.9418 | 1433664.6374 | 1401572.5457 | 1370311.6272 | 1341131.8867 | 1312552.9524 | 2174164.4919 | 0 | 84674.9
7826 | 2100342.2037 | 0 | 63060.6 | 1853782.2171 | 1861670.0321 | 1840906.2768 | 1818339.7353 | 1792839.8118 | 1765012.9453 | 1732432.7546 | 1697211.8962 | 1653627.9087 | 1613474.4862 | 1575431.1093 | 1538338.47 | 1502522.8455 | 1468026.4966 | 1434714.1899 | 1402625.4517 | 1371544.5044 | 1341266.5085 | 1312999.0256 | 1285311.9489 | 2100342.2037 | 0 | 63060.6
7827 | 2051636.8229 | 0 | 55990.5 | 1816402.1513 | 1824107.0537 | 1803771.8594 | 1781675.6843 | 1756714.1501 | 1729479.633 | 1697602.0177 | 1663144.9699 | 1620518.7279 | 1581243.4985 | 1544029.3842 | 1507743.9607 | 1472705.9389 | 1438956.5999 | 1406363.8458 | 1374966.2866 | 1344553.1485 | 1314924.3419 | 1287259.4259 | 1260161.457 | 2051636.8229 | 0 | 55990.5
7828 | 2041907.1643 | 0 | 55064.6 | 1808448.4382 | 1816116.8009 | 1795868.1294 | 1773866.8283 | 1749013.7568 | 1721898.4817 | 1690162.1279 | 1655858.5742 | 1613424.5677 | 1574325.6821 | 1537278.137 | 1501154.8784 | 1466273.106 | 1432673.9048 | 1400225.8036 | 1368967.2292 | 1338688.4073 | 1309190.1974 | 1281646.5646 | 1254667.1902 | 2041907.1643 | 0 | 55064.6
7829 | 2089544.4774 | 0 | 44880.5 | 1862107.9496 | 1869955.2138 | 1849288.8859 | 1826829.0399 | 1801450.8922 | 1773757.7641 | 1741335.7484 | 1706286.6405 | 1662917.3979 | 1622961.0839 | 1585103.9679 | 1548192.7018 | 1512551.8854 | 1478223.5624 | 1445073.1944 | 1413140.1046 | 1382209.6249 | 1352077.9686 | 1323946.4892 | 1296392.4324 | 2089544.4774 | 0 | 44880.5
7830 | 2065318.8436 | 0 | 33510.7 | 1851368.6228 | 1859124.9078 | 1838667.3131 | 1816436.9938 | 1791322.2069 | 1763919.2788 | 1731842.2886 | 1697168.664 | 1654271.3663 | 1614747.4285 | 1577298.3511 | 1540784.1577 | 1505525.6847 | 1471564.4885 | 1438767.5904 | 1407173.8576 | 1376571.1109 | 1346757.9263 | 1318921.7291 | 1291656.2599 | 2065318.8436 | 0 | 33510.7
7831 | 2170700.6373 | 53822.28 | 41107.6 | 1886124.4061 | 1894276.4514 | 1507000.9248 | 1117862.2212 | 725691.8716 | 422588.8934 | 387204.224 | 349090.4283 | 302333.3509 | 259121.7573 | 218090.8928 | 178042.6143 | 139314.1286 | 101949.1126 | 65807.8023 | 30931.0483 | -2904.1552 | -35909.5096 | -66837.0018 | -97164.6449 | 2170700.6373 | 53822.28 | 41107.6
7832 | 2345400.4752 | 86492.168 | 49302.8 | 2004696.2559 | 2013504.3848 | 1402598.8685 | 789680.2251 | 173485.9462 | -298311.2459 | -337299.7576 | -379237.0379 | -430513.2186 | -477958.5719 | -523047.6892 | -567075.1413 | -609676.5823 | -650804.8206 | -690610.8682 | -729050.5869 | -766364.9303 | -802782.6376 | -836955.2546 | -870479.7461 | 2345400.4752 | 86492.168 | 49302.8
7833 | 2456393.8776 | 98006.24 | 45289.9 | 2098491.3898 | 2107716.3533 | 1417558.7759 | 725292.8026 | 29596.178 | -502257.8848 | -543231.1882 | -587292.8073 | -641135.2797 | -690965.6352 | -738328.2484 | -784578.9543 | -829336.1648 | -872550.4549 | -914379.9833 | -954778.5228 | -993998.4298 | -1032279.2684 | -1068208.7704 | -1103459.4751 | 2456393.8776 | 98006.24 | 45289.9
7834 | 2540874.5375 | 65488.532 | 30094.7 | 2223304.1845 | 2232846.4144 | 1763002.3842 | 1290977.4458 | 815403.8687 | 448314.6288 | 407200.0715 | 362890.9845 | 308464.6598 | 258188.4373 | 210464.828 | 163891.3669 | 118862.7657 | 75430.1493 | 33429.9195 | -7090.1066 | -46390.9645 | -84720.4575 | -120617.7463 | -155812.8926 | 2540874.5375 | 65488.532 | 30094.7
7835 | 2615217.6502 | 105106.84 | 18404.6 | 2263223.9973 | 2273045.422 | 1533215.5198 | 791140.8985 | 45413.8093 | -524579.036 | -568083.2475 | -614875.457 | -672080.9232 | -725014.8598 | -775321.4967 | -824444.3333 | -871977.1092 | -917867.2036 | -962283.0013 | -1005175.2863 | -1046812.7316 | -1087450.3909 | -1125584.6826 | -1162996.2878 | 2615217.6502 | 105106.84 | 18404.6
7836 | 2606473.3819 | 104634.464 | 11100.4 | 2263020.2605 | 2272808.8462 | 1536260.243 | 797474.426 | 55048.3537 | -512436.6015 | -555805.9025 | -602452.2076 | -659476.9516 | -712244.4483 | -762393.43 | -811362.5696 | -858746.965 | -904494.1714 | -948772.0106 | -991531.4311 | -1033040.2076 | -1073552.541 | -1111569.877 | -1148866.943 | 2606473.3819 | 104634.464 | 11100.4
7837 | 2617592.9195 | 102910.248 | 8603.57 | 2277389.3698 | 2287219.7149 | 1562288.6331 | 835110.7935 | 104277.1686 | -454558.0049 | -498036.5164 | -544806.0122 | -601998.2224 | -654915.0235 | -705202.1386 | -754304.3783 | -801815.113 | -847681.6744 | -892072.6 | -934938.6291 | -976548.6789 | -1017158.0346 | -1055261.749 | -1092642.1205 | 2617592.9195 | 102910.248 | 8603.57
7838 | 2611369.3579 | 99041.904 | 4149.08 | 2280032.3726 | 2289839.3451 | 1591254.6196 | 890428.4781 | 185955.2433 | -353086.9891 | -396353.1475 | -442902.4655 | -499849.7172 | -552531.7248 | -602590.2988 | -651466.8144 | -698755.6092 | -744404.1396 | -788580.5428 | -831235.6751 | -872637.8142 | -913041.6385 | -950945.7789 | -988128.2962 | 2611369.3579 | 99041.904 | 4149.08
7839 | 2585951.714 | 90438.512 | 2768.93 | 2266818.9193 | 2276530.4361 | 1636650.757 | 994551.4786 | 348840.6058 | -146032.7771 | -188652.1024 | -234522.6309 | -290689.8851 | -342633.4109 | -391979.0382 | -440154.1126 | -486756.92 | -531735.4287 | -575256.1389 | -617270.3855 | -658043.8349 | -697828.6865 | -735138.1848 | -771733.0838 | 2585951.714 | 90438.512 | 2768.93
7840 | 2528849.9407 | 67212.64 | 0 | 2240700.7257 | 2250197.7973 | 1768707.9454 | 1285047.5063 | 797855.2223 | 422090.7605 | 381061.4746 | 336852.777 | 282574.7211 | 232427.1274 | 184820.0665 | 138357.711 | 93432.9042 | 50096.5293 | 8185.7624 | -32251.8059 | -71475.9756 | -109733.3774 | -145570.0854 | -180707.9736 | 2528849.9407 | 67212.64 | 0
7841 | 2596156.6938 | 8707.252 | 0 | 2360632.5166 | 2370382.3581 | 2286029.8003 | 2199448.8841 | 2109242.1209 | 2030957.2929 | 1990902.6846 | 1947584.0428 | 1893928.0412 | 1844512.4361 | 1797704.9818 | 1752072.6997 | 1708018.8891 | 1665595.7874 | 1624636.237 | 1585189.0952 | 1546987.6472 | 1509778.6983 | 1475054.8713 | 1441048.4635 | 2596156.6938 | 8707.252 | 0
7842 | 2684995.4322 | 0 | 0 | 2450416.9841 | 2460500.4586 | 2434568.8616 | 2406332.6532 | 2374346.5238 | 2339385.7212 | 2298348.4548 | 2253935.4619 | 2198831.3715 | 2148112.7814 | 2100091.591 | 2053285.7865 | 2008112.4678 | 1964625.6597 | 1922652.4847 | 1882243.4718 | 1843122.7797 | 1805028.5492 | 1769504.4798 | 1734722.3793 | 2684995.4322 | 0 | 0
7843 | 2677427.6557 | 0 | 10901.9 | 2432608.4772 | 2442663.531 | 2416807.5421 | 2388653.4374 | 2356759.981 | 2321900.2358 | 2280981.1534 | 2236695.8592 | 2181749.6009 | 2131176.482 | 2083293.1603 | 2036621.7987 | 1991578.3217 | 1948216.6018 | 1906364.2487 | 1866071.6492 | 1827063.7392 | 1789079.3977 | 1753657.9732 | 1718976.4263 | 2677427.6557 | 0 | 10901.9
7844 | 2622573.2444 | 0 | 46038 | 2347410.3996 | 2357259.4482 | 2331893.7771 | 2304277.0734 | 2272997.6288 | 2238812.6679 | 2198692.5119 | 2155275.1101 | 2101415.1632 | 2051838.76 | 2004897.046 | 1959142.462 | 1914982.4109 | 1872469.6614 | 1831435.3553 | 1791928.847 | 1753680.7077 | 1716435.1664 | 1681700.0339 | 1647689.6204 | 2622573.2444 | 0 | 46038
7845 | 2593881.9124 | 0 | 37745.7 | 2329518.0267 | 2339259.3253 | 2314153.6006 | 2286821.47 | 2255866.6695 | 2222038.1393 | 2182339.346 | 2139379.3793 | 2086091.1103 | 2037039.5225 | 1990593.8001 | 1945322.2202 | 1901627.7287 | 1859562.5173 | 1818959.5748 | 1779867.7158 | 1742020.4591 | 1705164.8317 | 1670792.1489 | 1637136.2566 | 2593881.9124 | 0 | 37745.7
7846 | 2566599.2341 | 0 | 24821.3 | 2317543.3384 | 2327182.1771 | 2302321.7768 | 2275258.3881 | 2244610.433 | 2211118.9745 | 2171818.9967 | 2129292.1468 | 2076545.6287 | 2027991.2299 | 1982015.2878 | 1937201.1385 | 1893947.4897 | 1852305.984 | 1812111.367 | 1773411.9397 | 1735944.0239 | 1699457.3075 | 1665427.4197 | 1632106.7832 | 2566599.2341 | 0 | 24821.3
7847 | 2473243.8181 | 0 | 10410.9 | 2246754.4512 | 2256042.6946 | 2232003.8906 | 2205842.2279 | 2176226.3809 | 2143870.4578 | 2105917.2899 | 2064854.6215 | 2013944.0069 | 1967073.0308 | 1922686.7248 | 1879419.9534 | 1837656.9221 | 1797447.3951 | 1758632.1288 | 1721257.6674 | 1685069.9236 | 1649827.6897 | 1616952.9217 | 1584761.6073 | 2473243.8181 | 0 | 10410.9
7848 | 2303155.1851 | 0 | 7518.85 | 2094417.9037 | 2103067.3809 | 2080525.638 | 2056007.0285 | 2028271.7841 | 1997984.9026 | 1962485.7072 | 1924090.8561 | 1876525.3167 | 1832721.604 | 1791231.6868 | 1750784.3121 | 1711737.2633 | 1674136.8818 | 1637834.8758 | 1602874.5884 | 1569019.4061 | 1536044.7097 | 1505274.6651 | 1475141.072 | 2303155.1851 | 0 | 7518.85
7849 | 2207796.3817 | 0 | 8598.13 | 2006310.978 | 2014602.3361 | 1992895.5745 | 1969293.7956 | 1942608.562 | 1913477.3382 | 1879349.6086 | 1842446.1139 | 1796751.6299 | 1754663.2195 | 1714792.8054 | 1675921.7689 | 1638393.0796 | 1602251.1607 | 1567353.8598 | 1533742.7255 | 1501190.9412 | 1469483.1875 | 1439888.8051 | 1410904.5229 | 2207796.3817 | 0 | 8598.13
7850 | 2123655.7287 | 0 | 6816.61 | 1931302.9128 | 1939278.2815 | 1918310.3882 | 1895519.698 | 1869763.0656 | 1841653.6614 | 1808738.1718 | 1773152.7033 | 1729111.2763 | 1688538.493 | 1650099.1765 | 1612621.1506 | 1576434.3143 | 1541581.3974 | 1507925.6653 | 1475507.0832 | 1444107.4785 | 1413519.7377 | 1384964.8263 | 1356996.7637 | 2123655.7287 | 0 | 6816.61
7851 | 2065803.2047 | 0 | 2194.24 | 1883127.127 | 1890885.2311 | 1870425.9931 | 1848193.6147 | 1823076.0923 | 1795669.8921 | 1763588.5337 | 1728909.9319 | 1686005.7282 | 1646475.6757 | 1609020.9702 | 1572501.3679 | 1537237.7805 | 1503271.7742 | 1470470.3389 | 1438872.3512 | 1408265.582 | 1378448.56 | 1350608.9891 | 1323340.2801 | 2065803.2047 | 0 | 2194.24
7852 | 2049603.1046 | 0 | 4429.56 | 1866107.0517 | 1873804.3164 | 1853488.2577 | 1831412.9637 | 1806475.151 | 1779266.6085 | 1747419.5704 | 1712995.6566 | 1670410.6465 | 1631173.3272 | 1593995.08 | 1557744.603 | 1522740.2911 | 1489023.3846 | 1456461.9166 | 1425094.4587 | 1394710.446 | 1365109.9874 | 1337471.4726 | 1310399.343 | 2049603.1046 | 0 | 4429.56
7853 | 2067532.7478 | 0 | 5909.19 | 1880990.6161 | 1888755.2154 | 1868281.6268 | 1846033.4133 | 1820897.6403 | 1793471.2733 | 1761365.8339 | 1726660.9767 | 1683723.6309 | 1644163.2612 | 1606679.976 | 1570132.577 | 1534842.2444 | 1500850.5792 | 1468024.4602 | 1436402.7962 | 1405773.1806 | 1375933.9734 | 1348073.8729 | 1320785.1122 | 2067532.7478 | 0 | 5909.19
7854 | 2037592.1337 | 0 | 8200.89 | 1851374.1064 | 1859026.264 | 1838811.4501 | 1816847.7102 | 1792038.2265 | 1764971.3196 | 1733293.0995 | 1699053.1046 | 1656699.8385 | 1617674.6453 | 1580696.4578 | 1544640.6035 | 1509823.6117 | 1476286.4809 | 1443898.0175 | 1412696.5672 | 1382472.7989 | 1353027.993 | 1325533.6337 | 1298602.3404 | 2037592.1337 | 0 | 8200.89
7855 | 2172470.3744 | 57165.756 | 63.7053 | 1925439.9462 | 1933598.6378 | 1523578.3424 | 1111693.351 | 696774.2419 | 376602.8618 | 341081.7966 | 302829.3802 | 255926.6353 | 212572.2648 | 171400.4013 | 131211.9248 | 92344.3173 | 54841.291 | 18562.968 | -16449.7676 | -50420.1036 | -83559.9139 | -114620.168 | -145080.0839 | 2172470.3744 | 57165.756 | 63.7053
7856 | 2336267.7968 | 88548.96 | 0 | 2043607.475 | 2052381.3063 | 1427573.4869 | 800760.3795 | 170684.3914 | -311488.8243 | -350414.2367 | -392276.9356 | -443442.1705 | -490791.4947 | -535793.7578 | -579738.4896 | -622262.7631 | -663319.5703 | -703059.3352 | -741438.0916 | -778695.8547 | -815060.4731 | -849188.7432 | -882671.4117 | 2336267.7968 | 88548.96 | 0
7857 | 2444972.8788 | 7532.5745 | 0 | 2223831.7682 | 2233013.8403 | 2158004.9793 | 2080897.5253 | 2000375.3709 | 1929946.2535 | 1892139.3027 | 1851258.3951 | 1800642.1103 | 1754019.2882 | 1709852.7346 | 1666792.9185 | 1625219.6537 | 1585182.1355 | 1546522.9407 | 1509288.0813 | 1473226.3744 | 1438099.3696 | 1405312.769 | 1373201.8095 | 2444972.8788 | 7532.5745 | 0
7858 | 2534148.7189 | 104368.272 | 0 | 2208380.9366 | 2217897.9078 | 1483804.5445 | 747536.0461 | 7728.3023 | -557510.5963 | -599818.5279 | -645312.5331 | -700896.9952 | -752342.3406 | -801241.8297 | -848994.215 | -895205.8299 | -939825.6846 | -983016.9441 | -1024731.9183 | -1065230.9514 | -1104761.1909 | -1141865.6643 | -1178269.8539 | 2534148.7189 | 104368.272 | 0
7859 | 2548167.4275 | 33029.43 | 0 | 2292513.7228 | 2302083.341 | 2052829.7354 | 1801388.9619 | 1546389.3642 | 1344700.9969 | 1304552.7826 | 1261200.8696 | 1207702.6801 | 1158366.5046 | 1111590.2688 | 1065967.4825 | 1021893.9901 | 979421.0633 | 938384.6345 | 898832.6578 | 860503.3487 | 823148.1925 | 788232.2214 | 754020.4082 | 2548167.4275 | 33029.43 | 0
7860 | 2526294.2844 | 104913.856 | 0 | 2200667.132 | 2210154.6059 | 1472408.7336 | 732494.4677 | -10948.0738 | -578885.8352 | -621111.2581 | -666512.8795 | -721973.6831 | -773308.1989 | -822104.7492 | -869757.751 | -915874.7579 | -960404.9382 | -1003510.9512 | -1045145.2544 | -1085567.3854 | -1125023.7254 | -1162061.8179 | -1198401.797 | 2526294.2844 | 104913.856 | 0
7861 | 2435780.5499 | 102228.464 | 0 | 2120746.6507 | 2129894.2011 | 1411189.9394 | 690394.9748 | -33801.852 | -586957.5083 | -627798.5416 | -671701.9744 | -725304.1826 | -774927.9422 | -822104.6682 | -868178.8176 | -912772.0047 | -955835.219 | -997525.2921 | -1037796.3848 | -1076898.7357 | -1115069.8987 | -1150909.4567 | -1186075.9137 | 2435780.5499 | 102228.464 | 0
7862 | 2330466.8083 | 7449.9345 | 0 | 2119412.3236 | 2128164.3692 | 2054690.3347 | 1979215.9912 | 1900486.8689 | 1831837.1947 | 1795650.2241 | 1756533.2602 | 1708136.8586 | 1663546.8928 | 1621298.1604 | 1580104.3333 | 1540327.4376 | 1502014.3644 | 1465015.0631 | 1429373.3911 | 1394849.9289 | 1361217.3937 | 1329815.6539 | 1299057.9128 | 2330466.8083 | 7449.9345 | 0
7863 | 2248841.6549 | 88649.776 | 0 | 1963718.6264 | 1972164.1296 | 1347396.2558 | 720698.1342 | 90859.2332 | -390808.6979 | -428520.2974 | -469059.2665 | -518552.6587 | -564372.9365 | -607933.9832 | -650477.0727 | -691652.8594 | -731416.0942 | -769911.5723 | -807096.9724 | -843203.3282 | -878449.962 | -911543.9346 | -944016.4646 | 2248841.6549 | 88649.776 | 0
7864 | 2182135.8098 | 62826.184 | 0 | 1928664.2245 | 1936859.2145 | 1488224.8143 | 1037717.4221 | 584162.4132 | 234964.459 | 199067.2236 | 160426.485 | 113096.9321 | 69331.5407 | 27758.3662 | -12827.046 | -52085.7127 | -89973.7271 | -126631.5894 | -162018.2337 | -196357.8406 | -229863.2268 | -261279.8047 | -292093.3735 | 2182135.8098 | 62826.184 | 0
7865 | 2232013.3253 | 5614.221 | 0 | 2031396.0828 | 2039778.3874 | 1979641.0675 | 1917587.9441 | 1852417.5441 | 1794315.8283 | 1759601.0223 | 1722080.0043 | 1675671.57 | 1632908.7639 | 1592388.2828 | 1552878.1414 | 1514725.0711 | 1477973.9825 | 1442481.1638 | 1408288.6196 | 1375167.0451 | 1342898.7593 | 1312767.026 | 1283252.085 | 2232013.3253 | 5614.221 | 0
7866 | 2343701.8888 | 0 | 60.4584 | 2138880.5786 | 2147682.3285 | 2124739.1682 | 2099784.3388 | 2071556.2462 | 2040731.5954 | 2004602.8685 | 1965527.5085 | 1917120.0115 | 1872540.5675 | 1830315.6531 | 1789151.6352 | 1749412.5954 | 1711145.6915 | 1674200.0207 | 1638619.6893 | 1604163.9182 | 1570604.1338 | 1539287.8138 | 1508619.1499 | 2343701.8888 | 0 | 60.4584
7867 | 2625021.8011 | 0 | 0 | 2395683.0347 | 2405541.2788 | 2380144.1664 | 2352493.9196 | 2321177.5124 | 2286952.876 | 2246787.5032 | 2203321.8062 | 2149403.8143 | 2099773.3655 | 2052780.0658 | 2006975.0044 | 1962765.9646 | 1920205.7645 | 1879125.3881 | 1839574.2359 | 1801282.6277 | 1763994.5534 | 1729219.2317 | 1695169.3058 | 2625021.8011 | 0 | 0
7868 | 2653645.8757 | 0 | 0 | 2421806.3263 | 2431772.0678 | 2406134.3184 | 2378218.8657 | 2346597.2755 | 2312035.744 | 2271468.6964 | 2227565.3366 | 2173095.707 | 2122960.3731 | 2075490.9447 | 2029222.7114 | 1984567.9034 | 1941579.9145 | 1900087.8857 | 1860141.7563 | 1821468.9053 | 1783810.5312 | 1748692.3095 | 1714307.3935 | 2653645.8757 | 0 | 0
7869 | 2654312.6285 | 0 | 0 | 2422414.8272 | 2432383.0728 | 2406748.2043 | 2378835.0604 | 2347214.8477 | 2312653.9551 | 2272086.0373 | 2228180.9692 | 2173706.9763 | 2123568.3682 | 2076096.3354 | 2029825.7996 | 1985169.0943 | 1942179.6271 | 1900686.4958 | 1860739.6523 | 1822066.4072 | 1784407.8938 | 1749290.171 | 1714905.9382 | 2654312.6285 | 0 | 0
7870 | 2578081.2987 | 0 | 0 | 2352843.556 | 2362525.5155 | 2337564.576 | 2310390.7925 | 2279616.4066 | 2245985.7964 | 2206520.6817 | 2163814.259 | 2110842.4488 | 2062081.5121 | 2015910.5671 | 1970906.6124 | 1927470.1394 | 1885653.0216 | 1845289.2653 | 1806427.3878 | 1768802.531 | 1732163.2632 | 1697991.815 | 1664532.791 | 2578081.2987 | 0 | 0
7871 | 2463431.0306 | 0 | 0 | 2248209.8719 | 2257461.2634 | 2233508.3822 | 2207441.0649 | 2177933.2681 | 2145696.2666 | 2107884.2278 | 2066975.0257 | 2016256.9499 | 1969562.4851 | 1925342.8321 | 1882238.2719 | 1840631.4857 | 1800572.0401 | 1761901.3234 | 1724665.6951 | 1688612.0758 | 1653500.2152 | 1620746.4274 | 1588673.3815 | 2463431.0306 | 0 | 0
7872 | 2338687.3278 | 0 | 0 | 2134364.5803 | 2143147.498 | 2120294.6283 | 2095434.3937 | 2067307.8993 | 2036590.4023 | 2000580.1777 | 1961629.6246 | 1913366.9014 | 1868924.0409 | 1826830.6722 | 1785795.93 | 1746183.1172 | 1708039.2904 | 1671213.8699 | 1635750.8674 | 1601410.0192 | 1567963.2407 | 1536755.1264 | 1506193.2825 | 2338687.3278 | 0 | 0
7873 | 2238288.9567 | 0 | 0 | 2042737.6557 | 2051143.5284 | 2029169.7676 | 2005274.8167 | 1978253.8246 | 1948753.0598 | 1914186.7811 | 1876806.4002 | 1830513.6149 | 1787876.7079 | 1747488.4305 | 1708113.3334 | 1670099.1233 | 1633490.8365 | 1598144.3576 | 1564101.809 | 1531133.2413 | 1499020.3615 | 1469050.0415 | 1439698.2478 | 2238288.9567 | 0 | 0
7874 | 2171286.3472 | 0 | 0 | 1981588.8246 | 1989743.0696 | 1968358.1127 | 1945109.4762 | 1918828.3756 | 1890141.7338 | 1856541.2129 | 1820210.8292 | 1775234.8317 | 1733805.2747 | 1694557.0351 | 1656291.6466 | 1619346.4072 | 1583765.0052 | 1549407.6392 | 1516315.1707 | 1484264.5338 | 1453043.9698 | 1423901.8287 | 1395359.6986 | 2171286.3472 | 0 | 0
7875 | 2120981.2071 | 0 | 0 | 1935678.6647 | 1943643.9892 | 1922701.6012 | 1899938.712 | 1874213.6159 | 1846138.7111 | 1813263.7736 | 1777722.2198 | 1733735.3568 | 1693212.7692 | 1654820.9615 | 1617389.2338 | 1581247.0694 | 1546437.1447 | 1512822.897 | 1480444.2412 | 1449083.2794 | 1418533.1593 | 1390013.3083 | 1362079.567 | 2120981.2071 | 0 | 0
7876 | 2043564.4968 | 0 | 0 | 1865025.5755 | 1872700.1623 | 1852436.9789 | 1830419.7433 | 1805548.4227 | 1778413.0622 | 1746652.8724 | 1712323.3989 | 1669856.8736 | 1630728.1761 | 1593652.4841 | 1557501.8289 | 1522593.6674 | 1488969.1181 | 1456496.6032 | 1425214.5806 | 1394913.1057 | 1365392.8764 | 1337828.8106 | 1310829.4613 | 2043564.4968 | 0 | 0
7877 | 2109057.0028 | 0 | 0 | 1924796.2354 | 1932716.7787 | 1911879.5952 | 1889232.1453 | 1863639.1421 | 1835709.5408 | 1803006.8928 | 1767652.6203 | 1723900.5183 | 1683593.2154 | 1645404.7131 | 1608170.8933 | 1572219.3868 | 1537592.6301 | 1504154.8283 | 1471945.6719 | 1440748.488 | 1410357.5871 | 1381985.5413 | 1354196.3099 | 2109057.0028 | 0 | 0
7878 | 2128195.1882 | 0 | 0 | 1942262.386 | 1950254.8026 | 1929246.6496 | 1906411.8035 | 1880604.6752 | 1852439.7459 | 1819458.4578 | 1783801.4837 | 1739670.4758 | 1699015.5261 | 1660498.6036 | 1622945.0266 | 1586685.399 | 1551762.5424 | 1518039.4295 | 1485556.1112 | 1454093.9483 | 1423445.3848 | 1394833.996 | 1366810.7104 | 2128195.1882 | 0 | 0
7879 | 2125661.3734 | 55112.572 | 0 | 1884837.3695 | 1892820.2704 | 1497167.5872 | 1099690.3857 | 699244.4409 | 390108.6484 | 355328.9267 | 317876.7045 | 271960.5376 | 229516.2904 | 189207.5249 | 149860.9579 | 111806.7998 | 75087.821 | 39567.1577 | 5284.8128 | -27977.5925 | -60427.367 | -90842.3923 | -120670.0146 | 2125661.3734 | 55112.572 | 0
7880 | 2258627.3488 | 1506.7726 | 0 | 2059792.3826 | 2068274.6359 | 2035867.8445 | 2001522.4062 | 1964022.5215 | 1926581.128 | 1891660.5839 | 1853900.3671 | 1807146.7626 | 1764082.2558 | 1723286.8111 | 1683513.753 | 1645113.9476 | 1608132.8406 | 1572425.0071 | 1538032.9521 | 1504724.6368 | 1472279.7846 | 1441996.9608 | 1412338.2837 | 2258627.3488 | 1506.7726 | 0
7881 | 2364994.4844 | 97194.624 | 4602.35 | 2056576.4007 | 2065458.1147 | 1381618.2931 | 695748.5265 | 6575.7589 | -520032.5477 | -559664.399 | -602269.6537 | -654291.8281 | -702451.1715 | -748234.5944 | -792947.4826 | -836222.4465 | -878011.9003 | -918468.1175 | -957546.5912 | -995490.2879 | -1032529.8578 | -1067305.5814 | -1101427.7649 | 2364994.4844 | 97194.624 | 4602.35
7882 | 2421058.2907 | 102149.248 | 0 | 2107389.8386 | 2116482.0998 | 1398464.119 | 678368.0719 | -45109.276 | -597663.7722 | -638271.5872 | -681923.2921 | -735215.1513 | -784552.6084 | -831457.8221 | -877267.1234 | -921604.4136 | -964420.9784 | -1005872.7015 | -1045914.0207 | -1084793.6622 | -1122747.744 | -1158384.3134 | -1193351.8502 | 2421058.2907 | 102149.248 | 0
7883 | 2421468.4081 | 104713.544 | 0 | 2105199.8296 | 2114293.6309 | 1378833.9012 | 641295.7531 | -99624.2686 | -665263.81 | -705968.4379 | -749717.4714 | -803108.2921 | -852544.0408 | -899547.1342 | -945454.1295 | -989888.8643 | -1032802.6162 | -1074351.2952 | -1114489.3313 | -1153465.493 | -1191515.9381 | -1227248.4784 | -1262311.8727 | 2421468.4081 | 104713.544 | 0
7884 | 2444602.9996 | 104477.488 | 0 | 2126549.2906 | 2135729.9736 | 1401665.8788 | 665503.5085 | -74073.0456 | -638795.9329 | -679831.9788 | -723941.5164 | -777784.9583 | -827635.5418 | -875030.2284 | -921318.3449 | -966120.1349 | -1009386.4107 | -1051274.5716 | -1091738.6126 | -1131029.6786 | -1169386.1838 | -1205402.639 | -1240743.5552 | 2444602.9996 | 104477.488 | 0
7885 | 2453184.6332 | 9619.049 | 0 | 2229239.6165 | 2238452.5278 | 2149163.6154 | 2057769.0616 | 1962948.3387 | 1881757.5689 | 1843739.1894 | 1802636.5289 | 1751765.7938 | 1704901.9338 | 1660502.5919 | 1617213.7048 | 1575416.3617 | 1535159.9233 | 1496286.4375 | 1458842.0709 | 1422574.797 | 1387245.3645 | 1354264.1967 | 1321960.9394 | 2453184.6332 | 9619.049 | 0
7886 | 2452364.2301 | 98927.328 | 0 | 2139182.6101 | 2148392.4404 | 1451978.8953 | 753460.413 | 51516.9074 | -485014.1607 | -525989.6795 | -570048.4478 | -623872.0241 | -673690.0652 | -721044.4124 | -767288.6763 | -812041.8948 | -855254.7241 | -897085.0632 | -937486.761 | -976711.7598 | -1014999.2308 | -1050939.2225 | -1086201.5304 | 2452364.2301 | 98927.328 | 0
7887 | 2448413.4453 | 88482.536 | 0 | 2146021.7833 | 2155216.7764 | 1529838.3244 | 902358.3264 | 271458.8227 | -211775.0426 | -252351.3669 | -296005.9735 | -349409.657 | -398814.2582 | -445759.1346 | -491595.716 | -535943.6541 | -578753.6846 | -620183.4521 | -660186.8799 | -699015.5043 | -736908.1113 | -772457.0207 | -807329.3382 | 2448413.4453 | 88482.536 | 0
7888 | 2426166.1391 | 63526.792 | 0 | 2150673.8886 | 2159785.3322 | 1704251.3513 | 1246634.9198 | 785630.0538 | 429902.5846 | 390472.4175 | 347991.9387 | 295850.9672 | 247672.7407 | 201931.8889 | 157289.2617 | 114121.7513 | 72478.1745 | 32202.3189 | -6660.1571 | -44358.5046 | -81129.3397 | -115577.7731 | -149355.7623 | 2426166.1391 | 63526.792 | 0
7889 | 2502170.7879 | 8171.5285 | 0 | 2275393.5466 | 2284790.425 | 2204902.7273 | 2122867.342 | 2037337.3725 | 1962922.9889 | 1924237.8776 | 1882406.8972 | 1830612.7894 | 1782905.5676 | 1737712.0764 | 1693651.2139 | 1651111.6793 | 1610143.8186 | 1570586.5259 | 1532486.8897 | 1495587.8507 | 1459645.3805 | 1426098.0659 | 1393242.1986 | 2502170.7879 | 8171.5285 | 0
7890 | 2645316.9996 | 0 | 3744.78 | 2410460.3343 | 2420394.7968 | 2394810.6324 | 2366955.9137 | 2335406.6897 | 2300926.7519 | 2260460.1471 | 2216667.7019 | 2162342.1505 | 2112337.2911 | 2064989.9698 | 2018840.0735 | 1974298.5384 | 1931418.5909 | 1890029.9083 | 1850182.273 | 1811603.9197 | 1774036.8592 | 1739001.9784 | 1704698.1017 | 2645316.9996 | 0 | 3744.78
7891 | 2628991.9177 | 0 | 6875.34 | 2392430.9564 | 2402304.1102 | 2376872.2347 | 2349183.8171 | 2317823.6943 | 2283550.9439 | 2243328.4722 | 2199800.6849 | 2145804.7945 | 2096102.9317 | 2049042.2065 | 2003171.5167 | 1958899.2624 | 1916278.3414 | 1875139.4823 | 1835532.1602 | 1797186.287 | 1759845.4655 | 1725021.197 | 1690923.4212 | 2628991.9177 | 0 | 6875.34
7892 | 2587288.9785 | 0 | 11184.6 | 2350062.1938 | 2359778.7327 | 2334722.0179 | 2307444.556 | 2276553.6321 | 2242796.2827 | 2203183.5908 | 2160318.0145 | 2107150.3876 | 2058208.6734 | 2011866.2013 | 1966694.8872 | 1923096.6532 | 1881123.5579 | 1840609.015 | 1801601.7147 | 1763835.8533 | 1727059.1008 | 1692758.9818 | 1659173.8316 | 2587288.9785 | 0 | 11184.6
7893 | 2544556.3065 | 0 | 21942.2 | 2300305.3226 | 2309861.3793 | 2285187.5599 | 2258329.6721 | 2227918.0035 | 2194687.2526 | 2155697.8682 | 2113509.3253 | 2061188.8845 | 2013024.5597 | 1967416.5467 | 1922960.3486 | 1880051.2488 | 1838740.4464 | 1798864.1063 | 1760470.1146 | 1723297.0578 | 1687096.7734 | 1653332.2174 | 1620270.8214 | 2544556.3065 | 0 | 21942.2
7894 | 2494526.9303 | 0 | 25666.4 | 2250922.634 | 2260290.8059 | 2236061.4856 | 2209691.0387 | 2179836.683 | 2147218.672 | 2108955.2498 | 2067555.5689 | 2016223.1968 | 1968965.2258 | 1924213.3062 | 1880590.5552 | 1838484.4845 | 1797945.2866 | 1758812.3475 | 1721132.6119 | 1684649.8059 | 1649120.6463 | 1615979.3255 | 1583527.3396 | 2494526.9303 | 0 | 25666.4
7895 | 2423600.945 | 0 | 27025.7 | 2184833.8984 | 2193935.7084 | 2170331.5877 | 2144647.2182 | 2115577.9967 | 2083823.6978 | 2046584.5018 | 2006298.2191 | 1956361.6579 | 1910383.6517 | 1866840.4433 | 1824394.2983 | 1783421.7104 | 1743971.4449 | 1705887.4546 | 1669215.3494 | 1633706.1418 | 1599123.4661 | 1566860.7366 | 1535267.7423 | 2423600.945 | 0 | 27025.7
7896 | 2317398.7478 | 0 | 12615.5 | 2102320.4073 | 2111023.376 | 2088356.9136 | 2063701.3588 | 2035809.2763 | 2005349.7765 | 1969645.7278 | 1931028.1157 | 1883183.1003 | 1839123.1761 | 1797391.3568 | 1756708.5276 | 1717434.6842 | 1679616.455 | 1643104.6309 | 1607942.823 | 1573892.9546 | 1540729.0174 | 1509783.3664 | 1479478.1029 | 2317398.7478 | 0 | 12615.5
7897 | 2216689.2774 | 0 | 13416.6 | 2009608.4631 | 2017933.2184 | 1996148.5888 | 1972461.3089 | 1945678.1542 | 1916439.1569 | 1882183.5283 | 1845140.9539 | 1799271.9804 | 1757023.6058 | 1717002.1613 | 1677984.1199 | 1640313.8327 | 1604035.9016 | 1569007.6018 | 1535270.6493 | 1502597.3137 | 1470771.4085 | 1441067.3872 | 1411975.9234 | 2216689.2774 | 0 | 13416.6
7898 | 2142297.0315 | 0 | 13224.8 | 1941907.4017 | 1949952.7776 | 1928821.6572 | 1905851.7395 | 1879889.8448 | 1851554.5258 | 1818370.934 | 1782493.9264 | 1738086.7344 | 1697178.6336 | 1658422.727 | 1620636.5493 | 1584152.895 | 1549014.8693 | 1515084.5372 | 1482402.2146 | 1450747.8139 | 1419912.4037 | 1391127.6669 | 1362934.9302 | 2142297.0315 | 0 | 13224.8
7899 | 2170068.1216 | 0 | 8739.23 | 1971737.801 | 1979887.471 | 1958515.2678 | 1935280.4307 | 1909014.8309 | 1880345.0395 | 1846764.126 | 1810454.8814 | 1765504.8736 | 1724099.3166 | 1684873.8532 | 1646630.6894 | 1609706.934 | 1574146.2509 | 1539808.9169 | 1506735.7708 | 1474703.8717 | 1443501.5799 | 1414376.5448 | 1385851.184 | 2170068.1216 | 0 | 8739.23
7900 | 2161216.8447 | 0 | 6688.98 | 1965710.0785 | 1973826.5075 | 1952533.1359 | 1929384.7276 | 1903217.9184 | 1874656.724 | 1841204.4388 | 1805034.9509 | 1760259.9438 | 1719014.9304 | 1679941.1184 | 1641845.5994 | 1605064.1071 | 1569640.1275 | 1535434.5072 | 1502487.9183 | 1470578.3295 | 1439494.9642 | 1410480.3828 | 1382063.0298 | 2161216.8447 | 0 | 6688.98
7901 | 2166851.6594 | 0 | 8478.74 | 1969062.8396 | 1977200.4301 | 1955857.1847 | 1932654.0659 | 1906424.6767 | 1877794.6594 | 1844260.7992 | 1808002.6518 | 1763116.5486 | 1721769.6425 | 1682599.5987 | 1644410.3986 | 1607538.6513 | 1572027.9558 | 1537738.7963 | 1504711.9509 | 1472724.8092 | 1441566.0451 | 1412481.4588 | 1383995.6581 | 2166851.6594 | 0 | 8478.74
7902 | 2092937.3948 | 0 | 12883.7 | 1897201.24 | 1905061.2462 | 1884361.8178 | 1861865.9589 | 1836447.0598 | 1808709.4212 | 1776235.2165 | 1741129.6539 | 1697690.4466 | 1657669.7097 | 1619751.5794 | 1582780.8348 | 1547082.6028 | 1512698.9955 | 1479495.2558 | 1447510.7709 | 1416530.524 | 1386350.3977 | 1358173.6962 | 1330575.3548 | 2092937.3948 | 0 | 12883.7
7903 | 2141729.199 | 574.2464 | 4656.13 | 1949383.6023 | 1957426.8457 | 1932390.2713 | 1905515.387 | 1875649.3188 | 1844386.401 | 1811185.2778 | 1775291.4529 | 1730869.7045 | 1689946.1199 | 1651174.159 | 1613371.67 | 1576871.3591 | 1541716.3201 | 1507768.6546 | 1475068.6679 | 1443396.3306 | 1412542.7668 | 1383739.3327 | 1355527.7418 | 2141729.199 | 574.2464 | 4656.13
7904 | 2243526.1182 | 85397.952 | 0 | 1962119.3132 | 1970544.8539 | 1367969.9564 | 763469.3737 | 155835.4354 | -309148.1974 | -346635.2271 | -386942.9434 | -436183.9174 | -481760.4591 | -525083.1098 | -567390.2095 | -608333.2381 | -647867.0537 | -686136.1091 | -723098.1832 | -758983.7636 | -794011.6539 | -826891.9712 | -859152.315 | 2243526.1182 | 85397.952 | 0
7905 | 2319318.0316 | 97834.288 | 0 | 2018853.2221 | 2027563.3987 | 1339775.032 | 649995.9256 | -43022.3891 | -572338.5138 | -611334.6643 | -653246.7911 | -704393.9634 | -751752.9097 | -796781.8229 | -840760.8773 | -883329.7789 | -924441.8607 | -964246.4556 | -1002699.9161 | -1040040.5161 | -1076494.4513 | -1110728.2631 | -1144321.157 | 2319318.0316 | 97834.288 | 0
7906 | 2346685.7721 | 103047.176 | 0 | 2038617.053 | 2047430.0089 | 1323959.048 | 598473.857 | -130288.7647 | -686520.0879 | -726088.0602 | -768606.4171 | -820468.7923 | -868498.2407 | -914170.1619 | -958779.8359 | -1001962.7175 | -1043671.5891 | -1084057.5454 | -1123076.4241 | -1160969.3106 | -1197965.0698 | -1232714.5083 | -1266815.4662 | 2346685.7721 | 103047.176 | 0
7907 | 2386898.5122 | 104312.136 | 0 | 2074051.5899 | 2083015.5643 | 1350587.346 | 616110.3818 | -121700.175 | -684874.1545 | -725068.273 | -768263.3339 | -820962.5318 | -869763.122 | -916165.7865 | -961488.0013 | -1005358.9741 | -1047730.6782 | -1088756.7977 | -1128392.4134 | -1166882.7419 | -1204460.5699 | -1239753.5844 | -1274387.0059 | 2386898.5122 | 104312.136 | 0
7908 | 2382082.2024 | 63792.836 | 0 | 2110175.3638 | 2119121.2506 | 1662182.7925 | 1203199.7224 | 740889.7863 | 384358.2351 | 345571.3702 | 303789.6182 | 252522.9067 | 205146.9363 | 160164.053 | 116259.4394 | 73803.1393 | 32843.0827 | -6774.1045 | -45003.5935 | -82090.1065 | -118265.9601 | -152161.6105 | -185398.9989 | 2382082.2024 | 63792.836 | 0
7909 | 2372444.9964 | 103049.368 | 0 | 2062123.594 | 2071033.2884 | 1347303.0212 | 621536.4139 | -107543.5998 | -664117.1281 | -704074.4983 | -747014.6391 | -799401.3661 | -847913.0928 | -894041.414 | -939095.828 | -982707.7879 | -1024829.5577 | -1065613.8908 | -1105016.1401 | -1143280.0374 | -1180636.9597 | -1215722.9038 | -1250153.249 | 2372444.9964 | 103049.368 | 0
7910 | 2363671.1466 | 98828.592 | 0 | 2058337.0601 | 2067213.8044 | 1372248.0911 | 675253.5685 | -25042.1067 | -559994.8868 | -599691.5309 | -642359.9146 | -694439.9488 | -742659.3133 | -788504.0869 | -833278.9247 | -876616.6429 | -918469.6821 | -958990.2308 | -998133.807 | -1036143.241 | -1073249.0542 | -1108092.2879 | -1142282.3471 | 2363671.1466 | 98828.592 | 0
7911 | 2366069.8419 | 90534.312 | 0 | 2068820.47 | 2077706.2225 | 1439100.6168 | 798464.143 | 154523.1664 | -338173.9016 | -377634.0286 | -420068.9111 | -471924.9952 | -519916.4917 | -565530.9875 | -610074.4617 | -653179.358 | -694798.0685 | -735082.9364 | -773989.4342 | -811760.6391 | -848627.306 | -883229.0973 | -917177.0514 | 2366069.8419 | 90534.312 | 0
7912 | 2376238.4437 | 68544.208 | 0 | 2100090.7814 | 2109014.722 | 1619809.04 | 1128563.7619 | 633999.7792 | 253295.7272 | 214417.1407 | 172551.0143 | 121223.1971 | 73776.5761 | 28717.1715 | -15266.6087 | -57805.6284 | -98852.0752 | -138558.9469 | -176881.5248 | -214063.9305 | -250337.911 | -284337.2822 | -317680.0061 | 2376238.4437 | 68544.208 | 0
7913 | 2457448.9536 | 1741.415 | 0 | 2241009.0125 | 2250237.9384 | 2214454.3667 | 2176561.4934 | 2135236.4953 | 2094148.4968 | 2056319.946 | 2015401.753 | 1964698.5055 | 1918009.0984 | 1873788.4934 | 1830680.2734 | 1789066.1902 | 1748995.6901 | 1710310.5466 | 1673057.0066 | 1636982.6053 | 1601847.6758 | 1569065.0928 | 1536961.5987 | 2457448.9536 | 1741.415 | 0
7914 | 2647537.7133 | 0 | 0 | 2416231.8121 | 2426174.6145 | 2400571.0051 | 2372694.9352 | 2341121.2586 | 2306614.4079 | 2266115.8645 | 2222288.6885 | 2167919.5641 | 2117874.7587 | 2070489.7225 | 2024303.1165 | 1979726.2219 | 1936812.3097 | 1895390.9144 | 1855511.86 | 1816903.1532 | 1779306.5881 | 1744244.3286 | 1709913.6867 | 2647537.7133 | 0 | 0
7915 | 2517179.959 | 0 | 0 | 2297262.9486 | 2306716.1937 | 2282263.3667 | 2255649.9692 | 2225521.0254 | 2192603.3292 | 2153988.9554 | 2112209.8422 | 2060407.838 | 2012717.235 | 1967555.4411 | 1923533.0698 | 1881041.1521 | 1840130.3359 | 1800638.549 | 1762613.1622 | 1725795.5744 | 1689940.2933 | 1656494.5351 | 1623744.3717 | 2517179.959 | 0 | 0
7916 | 2501906.8843 | 0 | 1686.6 | 2281637.6278 | 2291033.5151 | 2266724.4235 | 2240267.8709 | 2210317.1026 | 2177594.5027 | 2139209.79 | 2097679.54 | 2046187.2134 | 1998781.3418 | 1953888.9357 | 1910129.0388 | 1867890.3093 | 1827223.088 | 1787966.2859 | 1750166.9866 | 1713568.1579 | 1677925.797 | 1644678.3392 | 1612122.2556 | 2501906.8843 | 0 | 1686.6
7917 | 2491006.4711 | 0 | 27396.7 | 2245979.4447 | 2255334.3956 | 2231129.4695 | 2204786.4386 | 2174964.4157 | 2142382.6376 | 2104163.4157 | 2062812.3611 | 2011542.6331 | 1964341.5561 | 1919642.9937 | 1876072.0064 | 1834015.559 | 1793523.773 | 1754436.2613 | 1716799.9022 | 1680358.7834 | 1644869.9653 | 1611765.616 | 1579349.6289 | 2491006.4711 | 0 | 27396.7
7918 | 2458234.9686 | 0 | 34431.8 | 2209035.9712 | 2218267.849 | 2194356.3086 | 2168334.792 | 2138880.0529 | 2106701.8657 | 2068960.4005 | 2028128.3048 | 1977508.025 | 1930902.8694 | 1886767.3054 | 1843744.4823 | 1802216.2739 | 1762232.1423 | 1723633.8104 | 1686467.5399 | 1650480.7852 | 1615433.8028 | 1582739.9194 | 1550725.342 | 2458234.9686 | 0 | 34431.8
7919 | 2401734.9842 | 0 | 26143.9 | 2165760.0883 | 2174779.7809 | 2151367.1231 | 2125892.9846 | 2097064.5327 | 2065575.2283 | 2028650.5122 | 1988706.2004 | 1939198.6758 | 1893613.9919 | 1850442.1387 | 1808357.4512 | 1767733.0261 | 1728617.1889 | 1690855.3002 | 1654492.5585 | 1619282.2227 | 1584990.0593 | 1552996.9115 | 1521667.4565 | 2401734.9842 | 0 | 26143.9
7920 | 2312689.9572 | 0 | 13578.2 | 2097060.3069 | 2105745.5918 | 2083120.3605 | 2058510.0785 | 2030669.8453 | 2000267.4115 | 1964631.0854 | 1926087.1161 | 1878334.4928 | 1834359.2698 | 1792707.4211 | 1752102.431 | 1712903.5638 | 1675157.3531 | 1638714.8929 | 1603619.7058 | 1569634.1989 | 1536532.8229 | 1505645.2258 | 1475396.7149 | 2312689.9572 | 0 | 13578.2
7921 | 2210628.7756 | 0 | 6468.89 | 2011025.1557 | 2019327.1508 | 1997595.5882 | 1973966.5772 | 1947250.1556 | 1918084.6059 | 1883916.1404 | 1846968.3487 | 1801218.2896 | 1759078.9306 | 1719160.4131 | 1680242.5555 | 1642668.7671 | 1606483.5282 | 1571544.5041 | 1537893.2966 | 1505302.7981 | 1473557.4131 | 1443928.1106 | 1414909.691 | 2210628.7756 | 0 | 6468.89
7922 | 2126241.3017 | 0 | 458.394 | 1940020.8096 | 1948005.8884 | 1927015.3552 | 1904199.8059 | 1878414.7034 | 1850273.9645 | 1817321.2888 | 1781695.3835 | 1737603.2244 | 1696983.9321 | 1658500.7041 | 1620979.9372 | 1584751.9318 | 1549859.47 | 1516165.6505 | 1483710.4873 | 1452275.542 | 1421653.4492 | 1393066.6607 | 1365067.4355 | 2126241.3017 | 0 | 458.394
7923 | 2082239.3651 | 0 | 4387.43 | 1895934.1288 | 1903753.9587 | 1883150.8023 | 1860760.398 | 1835461.8944 | 1807856.5036 | 1775538.7576 | 1740603.1038 | 1697376.4028 | 1657550.6986 | 1619816.8536 | 1583025.5517 | 1547500.258 | 1513282.8693 | 1480239.3173 | 1448408.7879 | 1417577.3634 | 1387541.9696 | 1359499.7602 | 1332032.9545 | 2082239.3651 | 0 | 4387.43
7924 | 2045915.9085 | 0 | 10749.5 | 1856422.0527 | 1864105.4702 | 1843821.6974 | 1821781.854 | 1796884.6416 | 1769720.7844 | 1737926.7761 | 1703560.528 | 1661047.8651 | 1621876.8707 | 1584761.2441 | 1548571.7186 | 1513626.1165 | 1479965.6036 | 1447458.4507 | 1416143.1599 | 1385809.5451 | 1356258.0748 | 1328665.0189 | 1301637.3291 | 2045915.9085 | 0 | 10749.5
7925 | 2029155.0632 | 0 | 11555.9 | 1840319.1425 | 1847939.6148 | 1827802.0692 | 1805922.8393 | 1781209.649 | 1754248.3829 | 1722694.8976 | 1688590.2451 | 1646405.9161 | 1607535.8794 | 1570704.3723 | 1534791.3794 | 1500112.1192 | 1466707.4204 | 1434446.6327 | 1403367.9431 | 1373262.8872 | 1343933.5682 | 1316546.6196 | 1289720.4055 | 2029155.0632 | 0 | 11555.9
7926 | 1951869.978 | 0 | 9172.69 | 1772169.3888 | 1779499.6178 | 1760035.4047 | 1738895.8436 | 1715030.26 | 1689002.2238 | 1658556.8737 | 1625657.5235 | 1584986.2301 | 1547502.9966 | 1511980.6504 | 1477341.8347 | 1443889.7621 | 1411663.7063 | 1380537.9931 | 1350549.355 | 1321497.2675 | 1293191.3712 | 1266753.8656 | 1240855.7376 | 1951869.978 | 0 | 9172.69
7927 | 1963057.682 | 52123.572 | 8443.43 | 1730985.3511 | 1738357.5954 | 1364448.2142 | 988853.8823 | 610517.9029 | 318592.3447 | 286250.3967 | 251440.3827 | 208813.8784 | 169393.7072 | 131945.6629 | 95386.2131 | 60020.3087 | 25887.4483 | -7138.7625 | -39021.3808 | -69962.0804 | -100152.3117 | -128463.4432 | -156232.1054 | 1963057.682 | 52123.572 | 8443.43
7928 | 2036631.9433 | 87033.392 | 7826.51 | 1763838.7923 | 1771487.344 | 1159606.1756 | 545976.9054 | -70496.7677 | -541311.4499 | -575877.1609 | -613003.4395 | -658239.166 | -700148.3878 | -740011.5687 | -778952.8509 | -816655.8545 | -853079.6002 | -888355.2198 | -922444.3856 | -955556.3301 | -987889.6794 | -1018273.5012 | -1048094.5223 | 2036631.9433 | 87033.392 | 7826.51
7929 | 2092544.6803 | 98355.752 | 5072.73 | 1806298.0535 | 1814156.5849 | 1124808.9298 | 433665.1814 | -260401.0588 | -789627.6292 | -825379.5914 | -863762.4178 | -910477.3251 | -953774.4035 | -994969.2698 | -1035216.9282 | -1074192.3127 | -1111853.3193 | -1148334.6795 | -1183597.0138 | -1217855.2985 | -1251313.6127 | -1282768.8781 | -1313645.892 | 2092544.6803 | 98355.752 | 5072.73
7930 | 2131943.5796 | 102540.024 | 0 | 1843143.2699 | 1851149.7635 | 1133006.7979 | 413033.9216 | -309916.4718 | -860959.5736 | -897422.2603 | -936565.3457 | -984197.3902 | -1028347.2542 | -1070355.3252 | -1111398.354 | -1151145.1543 | -1189552.8293 | -1226758.6473 | -1262722.4872 | -1297663.3731 | -1331789.2265 | -1363874.3172 | -1395370.2689 | 2131943.5796 | 102540.024 | 0
7931 | 2134578.3089 | 104084.056 | 0 | 1844003.7803 | 1852020.1686 | 1123351.828 | 392851.3153 | -340630.3943 | -899583.6116 | -936141.2515 | -975382.6027 | -1023123.404 | -1067377.7214 | -1109487.5989 | -1150631.2415 | -1190477.0537 | -1228982.0856 | -1266283.7753 | -1302341.952 | -1337375.9104 | -1371593.8292 | -1403768.4632 | -1435353.2301 | 2134578.3089 | 104084.056 | 0
7932 | 2166348.4378 | 103930.568 | 0 | 1873151.7547 | 1881287.4554 | 1153377.8299 | 423608.7631 | -309185.8714 | -867748.068 | -904764.0634 | -944503.7133 | -992869.3153 | -1037696.5421 | -1080347.4121 | -1122017.6663 | -1162370.7737 | -1201363.1452 | -1239134.2645 | -1275643.3628 | -1311112.999 | -1345754.4498 | -1378322.2045 | -1410291.3128 | 2166348.4378 | 103930.568 | 0
7933 | 2160462.1726 | 102461.664 | 418.36 | 1868830.2954 | 1876943.8903 | 1159065.057 | 439331.8347 | -283418.7343 | -834426.7819 | -871315.8793 | -910921.2307 | -959129.0963 | -1003808.2009 | -1046316.8622 | -1087847.572 | -1128064.714 | -1166924.8175 | -1204566.9869 | -1240950.5646 | -1276297.5044 | -1310818.5092 | -1343271.4524 | -1375127.3758 | 2160462.1726 | 102461.664 | 418.36
7934 | 2150473.8515 | 97615.464 | 0 | 1864979.1782 | 1873055.2621 | 1188203.3095 | 501505.5413 | -188195.6238 | -714379.4354 | -750969.5871 | -790263.4349 | -838120.0256 | -882464.1695 | -924647.9046 | -965858.2096 | -1005761.0196 | -1044313.065 | -1081652.8072 | -1117739.7763 | -1152794.9002 | -1187027.9076 | -1219202.4146 | -1250782.6618 | 2150473.8515 | 97615.464 | 0
7935 | 2149896.5551 | 89364.112 | 8768.28 | 1863935.3901 | 1872009.306 | 1243251.6907 | 612648.7553 | -20956.7707 | -505067.6755 | -541379.9335 | -580395.1617 | -627970.8341 | -672035.0027 | -713939.3424 | -754870.5134 | -794494.5403 | -832768.1652 | -869829.8125 | -905639.0229 | -940416.6651 | -974372.4115 | -1006270.2101 | -1037573.9085 | 2149896.5551 | 89364.112 | 8768.28
7936 | 2153827.8813 | 69701.52 | 40267.2 | 1855686.9224 | 1863775.6023 | 1368649.8744 | 871675.4519 | 371692.9482 | -12216.3393 | -47934.5826 | -86360.7388 | -133362.9928 | -176847.3219 | -218167.8727 | -258513.4751 | -297549.5432 | -335232.74 | -371701.7428 | -406916.0187 | -441096.84 | -474454.2625 | -505749.974 | -536450.499 | 2153827.8813 | 69701.52 | 40267.2
7937 | 2282146.0904 | 14309.147 | 55076.3 | 2013377.7015 | 2021948.2792 | 1902263.0401 | 1780618.9672 | 1655787.6011 | 1552746.6144 | 1517022.2761 | 1478428.696 | 1430748.0814 | 1386794.9786 | 1345134.5651 | 1304507.1843 | 1265267.3557 | 1227460.9981 | 1190941.1724 | 1155750.8262 | 1121655.5046 | 1088432.6372 | 1057394.311 | 1026986.6307 | 2282146.0904 | 14309.147 | 55076.3
7938 | 2497871.5716 | 0 | 63861.8 | 2215779.666 | 2225160.3986 | 2200867.2968 | 2174430.1974 | 2144504.5183 | 2111811.4781 | 2073465.4577 | 2031978.9733 | 1980546.4801 | 1933193.8509 | 1888350.6332 | 1844638.0981 | 1802444.2769 | 1761819.4292 | 1722602.7259 | 1684841.1745 | 1648278.1576 | 1612670.0657 | 1579453.0142 | 1546926.2219 | 2497871.5716 | 0 | 63861.8
7939 | 2558534.8459 | 0 | 65038 | 2269966.807 | 2279575.36 | 2254760.421 | 2227749.4156 | 2197165.1066 | 2163746.2286 | 2124537.0821 | 2082111.2024 | 2029497.7652 | 1981063.2756 | 1935199.141 | 1890493.1487 | 1847342.7538 | 1805799.4366 | 1765698.4618 | 1727087.9788 | 1689705.1378 | 1653300.4131 | 1619344.7977 | 1586096.205 | 2558534.8459 | 0 | 65038
7940 | 2568895.392 | 0 | 65364.8 | 2279095.3892 | 2288742.8511 | 2263847.1944 | 2236746.5783 | 2206058.189 | 2172523.7524 | 2133175.6 | 2090597.6887 | 2037790.9663 | 1989180.1137 | 1943150.0245 | 1898282.7675 | 1854977.4071 | 1813285.632 | 1773042.0401 | 1734294.9755 | 1696780.5241 | 1660248.1499 | 1626174.8024 | 1592811.3406 | 2568895.392 | 0 | 65364.8
7941 | 2574430.1193 | 0 | 78740 | 2270771.3671 | 2280439.6147 | 2255504.2139 | 2228359.1033 | 2197618.4895 | 2164025.6965 | 2124606.6621 | 2081950.9101 | 2029044.3089 | 1980342.6175 | 1934227.2499 | 1889277.2198 | 1845892.4514 | 1804124.7448 | 1763808.3416 | 1724991.6899 | 1687410.3072 | 1650813.1175 | 1616680.2525 | 1583258.8027 | 2574430.1193 | 0 | 78740
7942 | 2527202.4973 | 0 | 78039.1 | 2228370.7536 | 2237861.6383 | 2213346.204 | 2186661.5966 | 2156447.4452 | 2123433.4374 | 2084700.07 | 2042789.3622 | 1990815.8558 | 1942970.1207 | 1897663.2635 | 1853500.3658 | 1810874.0154 | 1769835.0619 | 1730220.7877 | 1692078.7524 | 1655149.3252 | 1619186.0361 | 1585641.8639 | 1552796.0561 | 2527202.4973 | 0 | 78039.1
7943 | 2411264.5669 | 0 | 78030.4 | 2122570.6055 | 2131626.0864 | 2108129.9855 | 2082564.2245 | 2053630.8408 | 2022026.0471 | 1984964.2749 | 1944870.926 | 1895176.4194 | 1849420.3186 | 1806086.622 | 1763844.4047 | 1723068.244 | 1683806.6569 | 1645904.3904 | 1609406.8225 | 1574066.2329 | 1539647.459 | 1507536.8226 | 1476092.5124 | 2411264.5669 | 0 | 78030.4
7944 | 2271829.3004 | 0 | 90531.7 | 1982815.9996 | 1991347.8327 | 1969080.3857 | 1944862.96 | 1917472.6498 | 1887565.4082 | 1852516.7467 | 1814611.8144 | 1767660.9268 | 1724420.7002 | 1683462.7985 | 1643533.2596 | 1604985 | 1567863.7315 | 1532023.1787 | 1497506.0954 | 1464079.0864 | 1431520.5876 | 1401136.7544 | 1371380.7162 | 2271829.3004 | 0 | 90531.7
7945 | 2173702.644 | 0 | 80834.6 | 1902959.4181 | 1911122.7375 | 1889714.5077 | 1866440.5244 | 1840130.7022 | 1811412.6619 | 1777775.2741 | 1741404.9856 | 1696379.4621 | 1654904.3257 | 1615612.9343 | 1577305.4877 | 1540319.6592 | 1504699.186 | 1470304.1108 | 1437175.3408 | 1405089.5617 | 1373834.7794 | 1344660.7329 | 1316087.3651 | 2173702.644 | 0 | 80834.6
7946 | 2095376.6059 | 0 | 57371.7 | 1854939.3459 | 1862808.5126 | 1842088.2371 | 1819569.4375 | 1794124.191 | 1766357.5028 | 1733848.7281 | 1698705.5288 | 1655218.9724 | 1615154.8705 | 1577195.8256 | 1540185.2706 | 1504448.7112 | 1470028.3086 | 1436789.1487 | 1404770.6647 | 1373757.589 | 1343545.5663 | 1315339.3034 | 1287712.0745 | 2095376.6059 | 0 | 57371.7
7947 | 2071437.7091 | 0 | 55505 | 1834958.6049 | 1842737.8693 | 1822229.2944 | 1799942.743 | 1774763.1781 | 1747288.6931 | 1715126.2983 | 1680359.5761 | 1637344.8167 | 1597713.4114 | 1560163.0136 | 1523550.2696 | 1488196.9663 | 1454144.7832 | 1421260.3475 | 1389582.6419 | 1358898.8582 | 1329006.9759 | 1301097.9382 | 1273761.3193 | 2071437.7091 | 0 | 55505
7948 | 2067995.9013 | 0 | 70743.6 | 1816578.8956 | 1824345.2343 | 1803868.1245 | 1781615.9923 | 1756475.6536 | 1729044.2079 | 1696932.6416 | 1662221.0751 | 1619275.176 | 1579707.0094 | 1542216.3926 | 1505661.8716 | 1470364.6987 | 1436366.4841 | 1403534.0767 | 1371906.3942 | 1341270.9823 | 1311426.1559 | 1283560.8795 | 1256267.0709 | 2067995.9013 | 0 | 70743.6
7949 | 2150236.5291 | 0 | 84960.3 | 1877417.7538 | 1885492.9464 | 1864295.1864 | 1841251.8145 | 1815205.3771 | 1786776.7193 | 1753481.8206 | 1717483.5242 | 1672923.4299 | 1631875.3948 | 1592987.5301 | 1555072.988 | 1518465.7966 | 1483209.2208 | 1449164.8144 | 1416373.0428 | 1384613.0025 | 1353674.988 | 1324795.2469 | 1296509.6998 | 2150236.5291 | 0 | 84960.3
7950 | 2202116.1436 | 0 | 87396.9 | 1922328.2319 | 1930598.2579 | 1908942.8378 | 1885397.2759 | 1858776.1924 | 1829715.4118 | 1795670.9804 | 1758857.9255 | 1713276.4988 | 1671291.868 | 1631519.5269 | 1592743.9923 | 1555307.3513 | 1519253.9127 | 1484441.89 | 1450912.7249 | 1418440.1841 | 1386809.5025 | 1357286.755 | 1328372.5379 | 2202116.1436 | 0 | 87396.9
7951 | 2225161.0218 | 58900.872 | 74285.3 | 1897570.4895 | 1905927.0603 | 1483649.9087 | 1059462.8351 | 632168.055 | 302511.5 | 266175.0547 | 227041.0126 | 179046.8387 | 134687.1008 | 92562.804 | 51445.745 | 11681.5911 | -26684.8854 | -63796.9548 | -99612.7416 | -134360.8466 | -168258.2825 | -200025.725 | -231178.2689 | 2225161.0218 | 58900.872 | 74285.3
7952 | 2367405.9353 | 87404.56 | 57488.9 | 2015680.6856 | 2024571.4559 | 1407270.7262 | 787937.9817 | 165298.8683 | -311416.9056 | -350752.1783 | -393063.8862 | -444802.1158 | -492673.5755 | -538166.6922 | -582588.1826 | -625570.2826 | -667065.3577 | -707225.8368 | -746007.1677 | -783652.5644 | -820392.9125 | -854867.106 | -888687.093 | 2367405.9353 | 87404.56 | 57488.9
7953 | 2489991.5362 | 96453.616 | 32028.5 | 2143967.7651 | 2153318.9043 | 1473422.0267 | 791387.9153 | 105876.2295 | -418468.839 | -459873.8303 | -504409.3782 | -558859.5583 | -609242.7452 | -657124.437 | -703879.0132 | -749119.6665 | -792796.2959 | -835069.2233 | -875891.5893 | -915519.2019 | -954194.9019 | -990487.1045 | -1026091.2255 | 2489991.5362 | 96453.616 | 32028.5
7954 | 2560661.3077 | 102929.36 | 18091.3 | 2215924.8273 | 2225541.3662 | 1500997.716 | 774256.174 | 43938.3586 | -514285.4503 | -556926.9443 | -602787.8451 | -658844.7704 | -710719.275 | -760021.2883 | -808164.1967 | -854750.2148 | -899727.8196 | -943261.8832 | -985304.2162 | -1026117.8868 | -1065952.6282 | -1103336.2249 | -1140012.2111 | 2560661.3077 | 102929.36 | 18091.3
7955 | 2600612.5427 | 104079.744 | 27356.4 | 2241970.1818 | 2251736.7572 | 1519017.0381 | 784065.1358 | 45481.1635 | -519097.9584 | -562358.0359 | -608887.7489 | -665772.5641 | -718409.7048 | -768434.2183 | -817281.5427 | -864547.6863 | -910180.3223 | -954346.8949 | -996998.4632 | -1038402.1997 | -1078811.7337 | -1116731.8804 | -1153933.3766 | 2600612.5427 | 104079.744 | 27356.4
7956 | 2641577.6431 | 103666.936 | 21450.1 | 2285675.416 | 2295595.8354 | 1565317.2007 | 832771.2213 | 96535.9592 | -466441.4145 | -510283.4862 | -557446.6972 | -615128.1249 | -668494.9683 | -719208.0302 | -768725.3597 | -816636.6016 | -862888.6046 | -907651.4508 | -950875.4281 | -992831.9176 | -1033778.5439 | -1072196.5698 | -1109884.625 | 2641577.6431 | 103666.936 | 21450.1
7957 | 2646089.1873 | 102350.896 | 4294.55 | 2308264.3926 | 2318201.7551 | 1596823.683 | 873174.3939 | 145829.521 | -410499.1034 | -454368.8924 | -501565.4929 | -559298.2741 | -612709.1021 | -663461.6163 | -713016.3559 | -760962.2648 | -807246.1011 | -852038.2372 | -895288.8762 | -937269.8626 | -978239.261 | -1016675.7406 | -1054381.0027 | 2646089.1873 | 102350.896 | 4294.55
7958 | 2651895.8294 | 98465.84 | 5181.3 | 2316562.0352 | 2326521.2045 | 1631497.7595 | 934198.1134 | 233194.774 | -303401.4965 | -347231.3983 | -394395.4119 | -452118.7272 | -505510.605 | -556238.3355 | -605765.6631 | -653680.6295 | -699929.8759 | -744684.1488 | -787893.5418 | -829830.4962 | -870753.6427 | -909138.312 | -946790.1592 | 2651895.8294 | 98465.84 | 5181.3
7959 | 2637034.493 | 91351.352 | 11854.2 | 2303440.6686 | 2313344.0263 | 1666811.4814 | 1018015.4914 | 365536.5636 | -134610.0746 | -177994.3706 | -224694.0939 | -281893.9441 | -334786.6304 | -385030.0995 | -434079.8926 | -481526.3603 | -527316.4429 | -571619.9297 | -614387.1944 | -655889.1511 | -696382.9814 | -734352.5602 | -771593.4237 | 2637034.493 | 91351.352 | 11854.2
7960 | 2606676.7447 | 72297.488 | 32162.5 | 2274480.7323 | 2284270.0817 | 1767531.4746 | 1248555.4793 | 725938.9446 | 323305.8307 | 280988.5017 | 235393.9129 | 179420.0754 | 127703.8175 | 78606.2788 | 30688.6743 | -15644.0623 | -60339.4823 | -103565.4204 | -145272.8213 | -185729.4806 | -225189.6191 | -262154.5656 | -298399.1858 | 2606676.7447 | 72297.488 | 32162.5
7961 | 2637993.6056 | 17540.852 | 74957.2 | 2315023.487 | 2324930.4466 | 2180159.8907 | 2033125.0665 | 1882405.965 | 1758575.3644 | 1717625.9345 | 1673359.8716 | 1618589.8628 | 1568128.5844 | 1520317.4868 | 1473700.4993 | 1428687.4203 | 1385331.3289 | 1343462.374 | 1303130.2 | 1264063.7941 | 1226005.8813 | 1190473.1381 | 1155669.3752 | 2637993.6056 | 17540.852 | 74957.2
7962 | 2779719.486 | 0 | 90013.1 | 2446852.2361 | 2457291.4459 | 2430530.4256 | 2401383.4893 | 2368354.3385 | 2332245.5709 | 2289845.9676 | 2243951.5455 | 2186988.8543 | 2134566.3795 | 2084936.4662 | 2036564.8164 | 1989883.2449 | 1944947.6825 | 1901579.1527 | 1859829.9672 | 1819414.5531 | 1780061.8132 | 1743369.9073 | 1707446.1462 | 2779719.486 | 0 | 90013.1
7963 | 2816704.2342 | 0 | 87284 | 2483334.8591 | 2493912.9648 | 2466837.4414 | 2437344.257 | 2403917.2044 | 2367369.5601 | 2324447.3792 | 2277983.8801 | 2220304.8464 | 2167226.4376 | 2116977.7459 | 2068004.0591 | 2020742.9375 | 1975251.056 | 1931347.0568 | 1889083.9477 | 1848172.356 | 1808337.5776 | 1771199.0362 | 1734838.8599 | 2816704.2342 | 0 | 87284
7964 | 2800364.2283 | 0 | 82987.5 | 2472718.9211 | 2483235.662 | 2456313.2164 | 2426987.1348 | 2393750.0058 | 2357410.388 | 2314733.213 | 2268535.2635 | 2211186.8417 | 2158412.3562 | 2108451.1723 | 2059757.5969 | 2012766.6519 | 1967534.6834 | 1923881.3857 | 1881859.4591 | 1841181.2096 | 1801573.5269 | 1764646.4398 | 1728493.2025 | 2800364.2283 | 0 | 82987.5
7965 | 2772972.2196 | 0 | 91711.6 | 2438995.9542 | 2449409.8247 | 2422735.9484 | 2393681.9476 | 2360755.1555 | 2324756.222 | 2282481.7226 | 2236720.8874 | 2179918.6493 | 2127645.6071 | 2078158.348 | 2029926.2981 | 1983380.2242 | 1938575.9212 | 1895334.8472 | 1853709.1868 | 1813414.0603 | 1774179.0286 | 1737598.3722 | 1701783.996 | 2772972.2196 | 0 | 91711.6
7966 | 2675853.6344 | 0 | 91102.1 | 2350971.7725 | 2361020.9151 | 2335203.8607 | 2307090.0416 | 2275239.0692 | 2240423.5517 | 2199552.2593 | 2155316.734 | 2100426.512 | 2049906.8585 | 2002075.4209 | 1955455.2309 | 1910461.9686 | 1867149.4746 | 1825345.4601 | 1785100.2823 | 1746139.0386 | 1708200.7617 | 1672823.8952 | 1638186.4713 | 2675853.6344 | 0 | 91102.1
7967 | 2520983.2977 | 0 | 86922.5 | 2213811.5032 | 2223279.0317 | 2198822.211 | 2172201.5553 | 2142060.0415 | 2109125.5615 | 2070485.7966 | 2028676.5105 | 1976829.1893 | 1929099.4814 | 1883902.4035 | 1839846.4699 | 1797323.3022 | 1756383.6251 | 1716865.1213 | 1678815.2333 | 1641974.9693 | 1606098.4659 | 1572635.1261 | 1539868.4321 | 2520983.2977 | 0 | 86922.5
7968 | 2388186.0502 | 0 | 83865.4 | 2095673.3763 | 2104642.186 | 2081355.8953 | 2056019.7535 | 2027348.2209 | 1996030.8466 | 1959308.7233 | 1919584.0389 | 1870350.0907 | 1825016.8533 | 1782082.835 | 1740229.8493 | 1699828.8884 | 1660928.0049 | 1623373.4318 | 1587210.1127 | 1552192.6984 | 1518088.2769 | 1486269.9014 | 1455111.4747 | 2388186.0502 | 0 | 83865.4
7969 | 2272314.2181 | 0 | 85890.1 | 1987900.1517 | 1996433.8059 | 1974162.1129 | 1949940.025 | 1922544.3753 | 1892631.2569 | 1857575.6213 | 1819663.1051 | 1772702.7028 | 1729453.7536 | 1688487.6165 | 1648550.0615 | 1609994.0808 | 1572865.3957 | 1537017.6997 | 1502493.7558 | 1469060.1188 | 1436495.1773 | 1406105.3656 | 1376343.4829 | 2272314.2181 | 0 | 85890.1
7970 | 2194333.7759 | 0 | 85871.7 | 1916750.9819 | 1924991.7813 | 1903405.0164 | 1879934.7895 | 1853399.9101 | 1824433.9555 | 1790501.9626 | 1753811.1306 | 1708382.9145 | 1666538.7832 | 1626899.1232 | 1588252.747 | 1550940.5327 | 1515006.6325 | 1480309.7609 | 1446891.2133 | 1414525.5559 | 1382998.7825 | 1353572.4936 | 1324752.5846 | 2194333.7759 | 0 | 85871.7
7971 | 2166092.7957 | 0 | 89157.6 | 1887691.4151 | 1895826.1558 | 1874488.7614 | 1851292.1452 | 1825070.3183 | 1796448.7041 | 1762924.9644 | 1726677.8916 | 1681805.8845 | 1640471.8352 | 1601313.8857 | 1563136.4365 | 1526275.9786 | 1490776.0959 | 1456497.3214 | 1423480.4189 | 1391502.856 | 1360353.3806 | 1331277.3566 | 1302799.9084 | 2166092.7957 | 0 | 89157.6
7972 | 2155689.6122 | 0 | 85840.4 | 1881514.3205 | 1889609.9921 | 1868365.0181 | 1845269.7515 | 1819163.8036 | 1790669.5939 | 1757296.8023 | 1721213.7572 | 1676547.201 | 1635401.6108 | 1596421.6691 | 1558417.5186 | 1521724.0343 | 1486384.5907 | 1452260.3906 | 1419392.002 | 1387557.9614 | 1356548.0312 | 1327601.5941 | 1299250.858 | 2155689.6122 | 0 | 85840.4
7973 | 2233526.5353 | 0 | 60793.2 | 1977598.11 | 1985986.0974 | 1964059.033 | 1940214.8663 | 1913251.3095 | 1883813.2564 | 1849320.4672 | 1812019.5635 | 1765825.2183 | 1723278.9728 | 1682976.5725 | 1643685.1967 | 1605751.8123 | 1569221.3599 | 1533950.0306 | 1499979.8572 | 1467081.3797 | 1435036.7693 | 1405130.1599 | 1375840.761 | 2233526.5353 | 0 | 60793.2
7974 | 2289685.0567 | 0 | 43642 | 2046001.4623 | 2054600.3525 | 2032178.161 | 2007790.6646 | 1980205.346 | 1950083.3138 | 1914779.452 | 1876596.8701 | 1829297.2351 | 1785737.4255 | 1744477.8791 | 1704254.7779 | 1665423.8125 | 1628031.0537 | 1591929.0767 | 1557160.9711 | 1523491.5075 | 1490697.3801 | 1460095.0105 | 1430125.3701 | 2289685.0567 | 0 | 43642
7975 | 2267839.5623 | 51493.152 | 31881 | 1986332.3786 | 1994849.2283 | 1622556.7702 | 1248317.7579 | 870911.4333 | 578506.4519 | 541801.9996 | 502246.2925 | 453660.5166 | 408778.8851 | 366175.5703 | 324598.8122 | 284400.9078 | 245627.4883 | 208132.5354 | 171958.7278 | 136873.0801 | 102654.4173 | 70606.601 | 39185.4772 | 2267839.5623 | 51493.152 | 31881
7976 | 2390671.7302 | 83045.632 | 22522.8 | 2076238.8593 | 2085217.004 | 1497344.9676 | 907420.9465 | 314158.0632 | -140615.36 | -180140.6074 | -222671.541 | -274721.6359 | -322866.9601 | -368610.568 | -413272.0181 | -456479.9322 | -498186.2075 | -538544.7711 | -577510.6327 | -615329.3968 | -652234.2178 | -686850.6135 | -720806.3735 | 2390671.7302 | 83045.632 | 22522.8
7977 | 2508219.0014 | 94459.24 | 8709.88 | 2185915.7578 | 2195335.3501 | 1528836.8296 | 860185.4302 | 188030.9994 | -326366.4981 | -367967.4624 | -412721.9 | -467463.5478 | -518108.4308 | -566233.507 | -613223.2167 | -658687.9213 | -702577.1529 | -745052.4069 | -786066.481 | -825877.0557 | -864728.7496 | -901179.4982 | -936937.1282 | 2508219.0014 | 94459.24 | 8709.88
7978 | 2584615.8248 | 97737.368 | 0 | 2261069.816 | 2270776.3158 | 1581318.5777 | 889642.3869 | 194356.4675 | -337685.9002 | -380499.6316 | -426562.8866 | -482917.5481 | -535050.6631 | -584587.2217 | -632953.8321 | -679748.9878 | -724920.6838 | -768635.3344 | -810844.2997 | -851813.1087 | -891793.8307 | -929300.478 | -966092.8953 | 2584615.8248 | 97737.368 | 0
7979 | 2592011.0559 | 42796.14 | 0 | 2322760.1802 | 2332494.4528 | 2016461.9059 | 1698204.5588 | 1376327.1547 | 1124311.1665 | 1083208.3073 | 1038846.6268 | 984164.0935 | 933715.1856 | 885870.2636 | 839198.6372 | 794102.9619 | 750635.3914 | 708629.0352 | 668132.6725 | 628880.0145 | 590618.2707 | 554837.6805 | 519773.3638 | 2592011.0559 | 42796.14 | 0
7980 | 2617670.9732 | 100985.296 | 11110.2 | 2276878.9263 | 2286709.5644 | 1574870.3091 | 860784.2288 | 143042.2544 | -405972.8576 | -449382.1176 | -496082.4601 | -553205.8278 | -606053.6589 | -656271.7256 | -705304.8815 | -752746.485 | -798543.8662 | -842865.5675 | -885662.3269 | -927203.0695 | -967743.0883 | -1005777.3909 | -1043088.3291 | 2617670.9732 | 100985.296 | 11110.2
7981 | 2631394.2504 | 98080.336 | 26528.2 | 2276890.2098 | 2286772.3856 | 1594554.6645 | 900078.3395 | 201926.9541 | -332449.8224 | -375966.5609 | -422791.6355 | -480094.3787 | -533099.1704 | -583460.4111 | -632630.5291 | -680200.7509 | -726118.1303 | -770552.0937 | -813453.1205 | -855091.5458 | -895724.0009 | -933837.6035 | -971224.0494 | 2631394.2504 | 98080.336 | 26528.2
7982 | 2631765.3893 | 95829.896 | 34126 | 2271881.5636 | 2281765.1332 | 1604837.3563 | 925650.6569 | 242788.3787 | -280124.3788 | -323577.2955 | -370339.0149 | -427579.8808 | -480522.1889 | -530820.5732 | -579927.6667 | -627434.6385 | -673288.5347 | -717658.8056 | -760495.9239 | -802070.2624 | -842638.4889 | -880687.5077 | -918009.2672 | 2631765.3893 | 95829.896 | 34126
7983 | 2615405.691 | 87302.592 | 19982.3 | 2279622.1577 | 2289444.2886 | 1670624.9913 | 1049560.8134 | 424843.9051 | -54397.7167 | -97336.5979 | -143563.7135 | -200204.8346 | -252574.1189 | -302315.9146 | -350873.8249 | -397841.5601 | -443166.4958 | -487017.0287 | -529343.9394 | -570415.9202 | -610488.0432 | -648056.6184 | -684902.4552 | 2615405.691 | 87302.592 | 19982.3
7984 | 2592983.1277 | 65957.26 | 19704 | 2280782.2056 | 2290520.1288 | 1817002.9078 | 1341260.0523 | 861895.7821 | 491754.7333 | 449844.7293 | 404674.6819 | 349179.9111 | 297920.3534 | 249265.7581 | 201784.8986 | 155880.581 | 111604.9789 | 68791.1391 | 27487.8591 | -12571.2498 | -51639.0729 | -88224.8119 | -124094.0087 | 2592983.1277 | 65957.26 | 19704
7985 | 2617753.4754 | 9394.691 | 41054.9 | 2338600.1255 | 2348431.0735 | 2259216.1333 | 2167754.2973 | 2072636.4519 | 1990584.934 | 1950196.9066 | 1906517.6932 | 1852415.1259 | 1802588.2301 | 1755391.1815 | 1709379.081 | 1664958.5831 | 1622182.3594 | 1580881.862 | 1541106.3546 | 1502586.9036 | 1465068.2079 | 1430055.3074 | 1395765.7941 | 2617753.4754 | 9394.691 | 41054.9
7986 | 2798127.4593 | 0 | 48078.9 | 2505586.1706 | 2516094.5114 | 2489172.307 | 2459848.3866 | 2426616.5427 | 2390284.6881 | 2347620.3383 | 2301438.0262 | 2244114.1482 | 2191360.5531 | 2141418.0125 | 2092742.0678 | 2045767.3936 | 2000550.291 | 1956910.5982 | 1914900.9735 | 1874233.9526 | 1834636.6434 | 1797717.7888 | 1761572.1657 | 2798127.4593 | 0 | 48078.9
7987 | 2829548.2686 | 0 | 74137.9 | 2508202.8562 | 2518829.1975 | 2491641.2091 | 2462024.5353 | 2428456.0549 | 2391752.7532 | 2348645.8473 | 2301981.475 | 2244050.4257 | 2190740.98 | 2140274.1548 | 2091088.1485 | 2043622.5165 | 1997934.1923 | 1953840.991 | 1911396.1622 | 1870309.0137 | 1830303.5888 | 1793006.6955 | 1756491.7165 | 2829548.2686 | 0 | 74137.9
7988 | 2831720.6177 | 0 | 92815.9 | 2491507.4149 | 2502141.9144 | 2474944.9057 | 2445317.3471 | 2411734.9479 | 2375015.3207 | 2331887.1729 | 2285198.8276 | 2227235.1555 | 2173896.6351 | 2123402.9176 | 2074191.0023 | 2026700.7822 | 1980989.2343 | 1936874.034 | 1894408.4717 | 1853301.632 | 1813277.3463 | 1775963.6718 | 1739432.5119 | 2831720.6177 | 0 | 92815.9
7989 | 2800994.4983 | 0 | 95662.6 | 2460619.0266 | 2471138.1345 | 2444218.8894 | 2414895.4673 | 2381660.1175 | 2345321.5807 | 2302644.0603 | 2256444.973 | 2199092.9038 | 2146315.8003 | 2096352.6316 | 2047657.3567 | 2000665.0954 | 1955432.2065 | 1911778.3437 | 1869756.2192 | 1829078.0743 | 1789470.737 | 1752544.5987 | 1716392.4843 | 2800994.4983 | 0 | 95662.6
7990 | 2712491.834 | 0 | 92475.2 | 2383035.9236 | 2393222.6606 | 2367084.7946 | 2338618.7162 | 2306364.3148 | 2271104.7774 | 2229706.5484 | 2184898.0229 | 2129288.9149 | 2078110.2181 | 2029656.5445 | 1982430.7032 | 1936854.0656 | 1892981.2097 | 1850637.4877 | 1809873.9461 | 1770411.9185 | 1731986.8644 | 1696158.2919 | 1661079.2864 | 2712491.834 | 0 | 92475.2
7991 | 2557941.0727 | 0 | 98672.9 | 2235790.0096 | 2245396.3327 | 2220615.9021 | 2193639.9145 | 2163091.4528 | 2129709.0799 | 2090537.7822 | 2048150.4979 | 1995578.0204 | 1947183.5206 | 1901358.7793 | 1856691.9116 | 1813580.2802 | 1772075.3535 | 1732012.4345 | 1693439.6614 | 1656094.2454 | 1619726.7188 | 1585807.733 | 1552595.6059 | 2557941.0727 | 0 | 98672.9
7992 | 2403938.6207 | 0 | 98782.1 | 2095133.001 | 2104160.9694 | 2080736.7459 | 2055249.1504 | 2026404.1638 | 1994895.8834 | 1957947.2041 | 1917976.1586 | 1868433.1259 | 1822816.5332 | 1779614.985 | 1737501.5999 | 1696849.8171 | 1657708.0063 | 1619921.3864 | 1583535.1971 | 1548302.4711 | 1513988.76 | 1481976.1738 | 1450627.8894 | 2403938.6207 | 0 | 98782.1
7993 | 2284228.5904 | 0 | 95851.8 | 1988811.908 | 1997390.3064 | 1975014.2887 | 1950677.6496 | 1923150.8089 | 1893093.2997 | 1857866.3096 | 1819767.4596 | 1772573.2829 | 1729110.0194 | 1687941.5374 | 1647807.0308 | 1609061.3424 | 1571750.4332 | 1535727.2298 | 1501034.7192 | 1467438.2323 | 1434714.9958 | 1404178.2939 | 1374272.8133 | 2284228.5904 | 0 | 95851.8
7994 | 2200888.7303 | 0 | 95678.3 | 1912926.6533 | 1921192.0698 | 1899547.9084 | 1876014.6587 | 1849407.6016 | 1820362.2072 | 1786335.9399 | 1749542.5922 | 1703985.76 | 1662023.7189 | 1622272.7345 | 1583518.0009 | 1546101.4147 | 1510067.2599 | 1475273.8291 | 1441762.5409 | 1409307.288 | 1377693.4251 | 1348186.3213 | 1319287.4088 | 2200888.7303 | 0 | 95678.3
7995 | 2128693.991 | 0 | 96755.8 | 1845961.8103 | 1853956.1001 | 1832946.1774 | 1810109.1333 | 1784299.1106 | 1756130.7341 | 1723144.8701 | 1687482.6929 | 1643344.4957 | 1602683.1715 | 1564160.3756 | 1526601.1509 | 1490336.1791 | 1455408.2914 | 1421680.4287 | 1389192.6511 | 1357726.2683 | 1327073.6756 | 1298458.735 | 1270432.0355 | 2128693.991 | 0 | 96755.8
7996 | 2124087.9222 | 0 | 96163.5 | 1842350.4572 | 1850327.4489 | 1829359.1858 | 1806567.7549 | 1780809.7781 | 1752698.5507 | 1719780.2598 | 1684191.4467 | 1640144.9541 | 1599567.8111 | 1561124.5691 | 1523642.8135 | 1487452.51 | 1452596.3976 | 1418937.7136 | 1386516.4313 | 1355114.3337 | 1324524.2654 | 1295967.4402 | 1267997.5831 | 2124087.9222 | 0 | 96163.5
7997 | 2194379.696 | 0 | 92283.3 | 1910381.2901 | 1918622.2619 | 1897037.9753 | 1873570.1872 | 1847037.6825 | 1818074.0517 | 1784144.2787 | 1747455.6089 | 1702029.3721 | 1660187.2951 | 1620549.7356 | 1581905.4806 | 1544595.4155 | 1508663.6933 | 1473969.0256 | 1440552.7086 | 1408189.3039 | 1376664.8008 | 1347240.8261 | 1318423.2439 | 2194379.696 | 0 | 92283.3
7998 | 2219697.3555 | 0 | 90856.4 | 1934913.9362 | 1943249.9883 | 1921440.6234 | 1897726.0264 | 1870911.3534 | 1841637.5052 | 1807340.218 | 1770252.2032 | 1724325.8117 | 1682024.9322 | 1641954.0049 | 1602887.8423 | 1565171.2628 | 1528848.9289 | 1493777.922 | 1460000.0148 | 1427287.1679 | 1395422.9013 | 1365683.398 | 1336557.2835 | 2219697.3555 | 0 | 90856.4
7999 | 2204185.2368 | 55074.248 | 85634.5 | 1870904.7079 | 1879182.5044 | 1483102.7803 | 1085131.1386 | 684081.0854 | 374189.0564 | 338281.2633 | 299602.2451 | 252146.6165 | 208291.1633 | 166650.0785 | 126006.7367 | 86703.5466 | 48784.8585 | 12108.7527 | -23283.29 | -57617.7156 | -91109.4911 | -122491.3519 | -153264.1106 | 2204185.2368 | 55074.248 | 85634.5
8000 | 2328565.4002 | 85999.56 | 79057 | 1960070.4093 | 1968815.3142 | 1361406.006 | 751998.0208 | 139337.9123 | -329743.6573 | -368473.6984 | -410131.3422 | -461060.8527 | -508187.033 | -552973.8902 | -596706.7027 | -639023.7399 | -679878.1489 | -719419.8578 | -757605.0453 | -794672.9352 | -830850.625 | -864799.3395 | -898104.5808 | 2328565.4002 | 85999.56 | 79057
8001 | 2459476.8876 | 97114.016 | 89401.3 | 2058085.8722 | 2067322.414 | 1383203.266 | 696973.0758 | 7307.9286 | -520034.4287 | -561022.4666 | -605102.6966 | -658976.0556 | -708832.2621 | -756217.6292 | -802489.6933 | -847266.3876 | -890498.225 | -932343.5626 | -972756.1153 | -1011988.5562 | -1050280.7502 | -1086218.6563 | -1121476.9133 | 2459476.8876 | 97114.016 | 89401.3
8002 | 2535807.1282 | 100735.416 | 90806.8 | 2122720.5126 | 2132243.7119 | 1422832.3331 | 711244.3956 | -3885.1034 | -550621.7211 | -592832.9589 | -638232.3553 | -693728.8122 | -745083.4435 | -793890.5525 | -841549.807 | -887667.2827 | -932191.9567 | -975287.1005 | -1016904.9928 | -1057306.1484 | -1096737.8763 | -1133742.2507 | -1170045.8829 | 2535807.1282 | 100735.416 | 90806.8
8003 | 2584516.3241 | 100908.24 | 89136.2 | 2168671.9363 | 2178378.0625 | 1467359.4755 | 754122.5213 | 37275.9773 | -510937.9311 | -553861.2734 | -600034.0141 | -656497.7653 | -708740.1324 | -758386.043 | -806862.0505 | -853766.6638 | -899047.8799 | -942872.1068 | -985190.7062 | -1026269.1971 | -1066359.6391 | -1103976.1016 | -1140878.3616 | 2584516.3241 | 100908.24 | 89136.2
8004 | 2611469.8895 | 101381.712 | 87947 | 2193986.3931 | 2203793.7431 | 1489313.9115 | 772592.5775 | 52224.01 | -498737.1065 | -542070.3354 | -588686.8503 | -645701.6992 | -698451.1398 | -748577.0457 | -797520.8479 | -844876.8679 | -890592.5606 | -934836.0693 | -977558.2486 | -1019027.3864 | -1059498.171 | -1097469.1755 | -1134718.5291 | 2611469.8895 | 101381.712 | 87947
8005 | 2625738.3852 | 100053.672 | 92237 | 2204046.3414 | 2213907.2766 | 1508324.1509 | 800487.2758 | 88983.2393 | -455386.19 | -498887.064 | -545689.1633 | -602946.4107 | -655914.9446 | -706245.6095 | -755387.7118 | -802933.3567 | -848829.7118 | -893245.8393 | -936132.3251 | -977758.9232 | -1018381.7133 | -1056491.0649 | -1093874.8227 | 2625738.3852 | 100053.672 | 92237
8006 | 2608053.3716 | 97668.232 | 99151.3 | 2183377.5441 | 2193172.0635 | 1503954.7283 | 812498.8233 | 117400.4563 | -414597.8234 | -457770.7096 | -504222.5864 | -561059.1933 | -613635.9722 | -663592.6488 | -712368.7681 | -759559.1825 | -805111.4156 | -849193.3907 | -891756.0267 | -933067.2606 | -973381.4474 | -1011199.1244 | -1048296.0947 | 2608053.3716 | 97668.232 | 99151.3
8007 | 2595735.6468 | 89489.296 | 99858.5 | 2179607.7109 | 2189355.9711 | 1555843.4839 | 920102.9995 | 280737.2563 | -209415.052 | -252143.5946 | -298135.6413 | -354463.3713 | -406551.3924 | -456031.6859 | -504336.9977 | -551064.0939 | -596160.7458 | -639794.0837 | -681915.2582 | -722790.941 | -762674.2857 | -800072.9115 | -836754.2345 | 2595735.6468 | 89489.296 | 99858.5
8008 | 2577322.461 | 69896.52 | 100134 | 2182120.4953 | 2191799.605 | 1691640.0424 | 1189268.2872 | 683296.9893 | 293261.1304 | 251445.6484 | 206389.8123 | 151071.6104 | 99963.0425 | 51443.704 | 4091.0122 | -41694.6592 | -85861.4521 | -128575.3112 | -169787.7337 | -209763.4995 | -248753.9664 | -285277.3401 | -321088.4993 | 2577322.461 | 69896.52 | 100134
8009 | 2606094.6892 | 15080.539 | 100134 | 2263194.9778 | 2272982.1413 | 2145216.3442 | 2015213.6585 | 1881571.2463 | 1770671.314 | 1730262.2977 | 1686576.7533 | 1632514.2779 | 1582708.4313 | 1535520.7192 | 1489512.6779 | 1445089.1505 | 1402302.5742 | 1360985.1517 | 1321185.9272 | 1282637.165 | 1245084.7011 | 1210026.8722 | 1175689.2086 | 2606094.6892 | 15080.539 | 100134
8010 | 2776203.8286 | 0 | 89872.4 | 2443784.4291 | 2454210.4359 | 2427480.1993 | 2398367.0645 | 2365376.6251 | 2329310.4639 | 2286961.4234 | 2241121.9841 | 2184228.2744 | 2131869.0388 | 2082298.8329 | 2033985.299 | 1987359.7059 | 1942477.9136 | 1899161.172 | 1857461.7266 | 1817094.3658 | 1777788.3351 | 1741139.7732 | 1705258.3844 | 2776203.8286 | 0 | 89872.4
8011 | 2831861.7563 | 0 | 92011.2 | 2492440.9227 | 2503075.9523 | 2475867.7065 | 2446228.7896 | 2412634.8351 | 2375903.4961 | 2332763.3172 | 2286062.7633 | 2228086.3206 | 2174735.2602 | 2124229.1444 | 2075004.8947 | 2027502.4261 | 1981778.7182 | 1937651.4376 | 1895173.8772 | 1854055.1071 | 1814018.945 | 1776693.5291 | 1740150.6669 | 2831861.7563 | 0 | 92011.2
8012 | 2817434.3664 | 0 | 92971.6 | 2478313.6023 | 2488894.45 | 2461822.5347 | 2432332.3317 | 2398907.2407 | 2362360.7492 | 2319438.0686 | 2272973.152 | 2215289.7935 | 2162208.2524 | 2111957.162 | 2062981.4069 | 2015718.661 | 1970225.6138 | 1926320.8604 | 1884057.4225 | 1843145.8524 | 1803311.3747 | 1766173.8329 | 1729814.8579 | 2817434.3664 | 0 | 92971.6
8013 | 2779344.3313 | 0 | 99815.1 | 2436707.8573 | 2447145.6582 | 2420415.9864 | 2391300.7207 | 2358303.7643 | 2322227.6068 | 2279861.4627 | 2234000.9713 | 2177073.7047 | 2124686.0418 | 2075090.5634 | 2026753.1787 | 1980105.6443 | 1935203.8832 | 1891868.9433 | 1850153.1292 | 1809770.9064 | 1770451.2144 | 1733791.9974 | 1697900.8213 | 2779344.3313 | 0 | 99815.1
8014 | 2664992.8428 | 0 | 65207.2 | 2366954.7494 | 2376963.1044 | 2351241.1494 | 2323231.7517 | 2291500.3692 | 2256816.4741 | 2216101.3834 | 2172035.7145 | 2117358.5944 | 2067034.3036 | 2019387.3175 | 1972946.663 | 1928126.3326 | 1884979.9487 | 1843335.9217 | 1803244.4042 | 1764431.6097 | 1726637.6299 | 1691394.6643 | 1656888.1399 | 2664992.8428 | 0 | 65207.2
8015 | 2506409.3371 | 0 | 91756.3 | 2195677.0174 | 2205089.8136 | 2180760.6054 | 2154280.0716 | 2124299.034 | 2091541.1765 | 2053111.0166 | 2011529.6588 | 1959968.2964 | 1912500.7431 | 1867551.1785 | 1823736.1612 | 1781445.0488 | 1740728.2727 | 1701424.4541 | 1663580.7611 | 1626939.6991 | 1591256.8262 | 1557973.1662 | 1525382.1248 | 2506409.3371 | 0 | 91756.3
8016 | 2161192.2824 | 0 | 98761.7 | 1873614.9421 | 1881731.279 | 1860432.5925 | 1837278.8904 | 1811106.8219 | 1782540.3952 | 1749082.9334 | 1712908.2998 | 1668128.2447 | 1626878.1432 | 1587799.2184 | 1549698.5756 | 1512911.9445 | 1477482.8106 | 1443272.0223 | 1410320.2511 | 1378405.4681 | 1347316.8992 | 1318297.0907 | 1289874.5039 | 2161192.2824 | 0 | 98761.7
8017 | 2076572.3202 | 0 | 100134 | 1795015.6234 | 1802814.1708 | 1782256.4342 | 1759916.3138 | 1734676.0089 | 1707135.0953 | 1674894.6517 | 1640043.4251 | 1596923.7164 | 1557195.7483 | 1519553.9461 | 1482852.1219 | 1447412.8602 | 1413277.9439 | 1380313.6697 | 1348559.1166 | 1317800.9493 | 1287836.6462 | 1259860.1027 | 1232457.397 | 2076572.3202 | 0 | 100134
8018 | 2002706.9021 | 0 | 100106 | 1727631.5627 | 1735152.7092 | 1715243.8687 | 1693616.0454 | 1669191.1995 | 1642547.5796 | 1611371.5957 | 1577677.6968 | 1536009.4324 | 1497612.2617 | 1461227.0502 | 1425748.3808 | 1391487.3637 | 1358484.2952 | 1326610.228 | 1295902.8513 | 1266156.4179 | 1237175.6105 | 1210111.8563 | 1183601.5281 | 2002706.9021 | 0 | 100106
8019 | 1973967.4054 | 0 | 100134 | 1701374.933 | 1708788.1486 | 1689133.0438 | 1667783.6241 | 1643677.3201 | 1617384.0821 | 1586623.5211 | 1553381.1779 | 1512278.904 | 1474400.7825 | 1438505.748 | 1403504.2464 | 1369702.9234 | 1337141.497 | 1305692.8704 | 1275394.1918 | 1246042.6668 | 1217445.7807 | 1190738.4375 | 1164576.5785 | 1973967.4054 | 0 | 100134
8020 | 1965472.7405 | 0 | 100134 | 1693622.4166 | 1701003.7306 | 1681424.3347 | 1660157.9152 | 1636146.4751 | 1609957.5122 | 1579320.4507 | 1546212.287 | 1505278.0167 | 1467554.024 | 1431804.5845 | 1396944.8327 | 1363280.0946 | 1330849.9175 | 1299527.7514 | 1269350.5848 | 1240116.4957 | 1211633.7981 | 1185032.5121 | 1158974.3627 | 1965472.7405 | 0 | 100134
8021 | 2030758.7477 | 0 | 100134 | 1753204.6189 | 1760831.1138 | 1740679.526 | 1718784.8775 | 1694054.0287 | 1667073.3274 | 1635496.7777 | 1601367.0445 | 1559151.2492 | 1520252.3657 | 1483393.6228 | 1447454.12 | 1412749.325 | 1379320.0987 | 1347035.6876 | 1315934.3087 | 1285807.3331 | 1256456.7075 | 1229049.9873 | 1202204.4448 | 2030758.7477 | 0 | 100134
8022 | 2056751.9583 | 0 | 100134 | 1776926.8956 | 1784651.0078 | 1764268.4265 | 1742120.4738 | 1717100.0182 | 1689800.9126 | 1657847.1328 | 1623307.4893 | 1580578.2842 | 1541208.4465 | 1503904.8627 | 1467532.2851 | 1432410.2192 | 1398580.0489 | 1365909.3473 | 1334436.8204 | 1303951.1688 | 1274251.8044 | 1246521.2269 | 1219359.01 | 2056751.9583 | 0 | 100134
8023 | 2065283.9909 | 38530.748 | 99825.1 | 1746491.667 | 1754247.8212 | 1471848.6551 | 1187676.7944 | 900620.5147 | 676760.0686 | 643398.9216 | 607441.1842 | 563259.9122 | 522451.9434 | 483718.7999 | 445920.5247 | 409377.9487 | 374132.6275 | 340051.5848 | 307173.6872 | 275286.7588 | 244189.3793 | 215068.9538 | 186519.2468 | 2065283.9909 | 38530.748 | 99825.1
8024 | 2190398.2873 | 566.6983 | 97241.4 | 1901222.9245 | 1909448.9442 | 1884030.2965 | 1856731.5649 | 1826373.677 | 1794552.1915 | 1760644.1224 | 1723982.1621 | 1678598.488 | 1636792.4707 | 1597186.9712 | 1558572.9738 | 1521290.7457 | 1485384.3596 | 1450712.7837 | 1417317.239 | 1384972.6962 | 1353465.5329 | 1324055.087 | 1295249.9333 | 2190398.2873 | 566.6983 | 97241.4
8025 | 2285534.3283 | 94927.592 | 95586.4 | 1895341.3762 | 1903924.6784 | 1236192.1288 | 566497.837 | -106388.48 | -620475.1785 | -658888.9963 | -700176.3157 | -750564.161 | -797218.9603 | -841577.6663 | -884901.806 | -926836.3335 | -967335.2616 | -1006545.7478 | -1044424.7806 | -1081207.1632 | -1117115.7962 | -1150836.6446 | -1183925.911 | 2285534.3283 | 94927.592 | 95586.4
8026 | 2355136.3867 | 98412.24 | 94916.8 | 1956047.5037 | 1964892.1958 | 1272855.9819 | 578798.2845 | -118548.6459 | -651250.8257 | -690786.5398 | -733283.2632 | -785157.6534 | -833185.3141 | -878846.958 | -923442.5295 | -966606.1706 | -1008290.4935 | -1048647.1373 | -1087631.7805 | -1125486.3768 | -1162440.615 | -1197140.4434 | -1231189.456 | 2355136.3867 | 98412.24 | 94916.8
8027 | 2403044.054 | 101873.368 | 96246.8 | 1994978.5214 | 2004003.1302 | 1288012.5186 | 569959.3027 | -151450.0549 | -702385.4677 | -742730.871 | -786097.5156 | -839032.5855 | -888042.6767 | -934638.6219 | -980146.809 | -1024193.9377 | -1066731.6562 | -1107914.6883 | -1147697.8108 | -1186327.8992 | -1224039.3147 | -1259450.4617 | -1294197.554 | 2403044.054 | 101873.368 | 96246.8
8028 | 2418575.8892 | 101496.624 | 97875.2 | 2007901.7397 | 2016984.6782 | 1303412.6834 | 587764.7529 | -131261.0114 | -680470.324 | -721033.1329 | -764636.7106 | -817870.5582 | -867154.0583 | -914007.8089 | -959766.7707 | -1004055.2307 | -1046824.5247 | -1088230.3762 | -1128227.2701 | -1167063.6774 | -1204975.474 | -1240572.1345 | -1275500.4483 | 2418575.8892 | 101496.624 | 97875.2
8029 | 2403386.6584 | 100438.056 | 99338.3 | 1993635.0057 | 2002660.9012 | 1296411.6535 | 588099.5075 | -123569.2587 | -667203.8071 | -707519.5369 | -750856.9389 | -803764.1303 | -852745.7833 | -899312.9463 | -944792.196 | -988810.179 | -1031318.5367 | -1072472.0148 | -1112225.3837 | -1150825.5542 | -1188506.9207 | -1223887.6908 | -1258604.3115 | 2403386.6584 | 100438.056 | 99338.3
8030 | 2412134.833 | 96842.92 | 100016 | 2004536.3196 | 2013595.0687 | 1331703.7873 | 647742.0989 | -39588.4277 | -565004.4489 | -605332.2172 | -648692.6563 | -701657.7183 | -750682.9532 | -797284.9095 | -842794.9926 | -886838.49 | -929366.8671 | -970535.433 | -1010298.7934 | -1048904.7578 | -1086588.5739 | -1121963.4195 | -1156671.6983 | 2412134.833 | 96842.92 | 100016
8031 | 2396293.2018 | 87546.952 | 99505.8 | 1999884.883 | 2008884.1391 | 1390322.2531 | 769703.5573 | 145738.1482 | -332093.9268 | -371889.6047 | -414698.0365 | -467048.0131 | -515484.0372 | -561512.6976 | -606456.6556 | -649943.6597 | -691925.4941 | -732556.4477 | -771791.4245 | -809876.6065 | -847045.6963 | -881920.9798 | -916134.0741 | 2396293.2018 | 87546.952 | 99505.8
8032 | 2368023.3063 | 62935.284 | 97750.6 | 2000451.6952 | 2009344.7839 | 1558341.0422 | 1105304.7555 | 648961.2379 | 296954.2505 | 258379.9306 | 216828.3993 | 165847.8882 | 118735.1551 | 74001.3855 | 30339.5215 | -11882.5768 | -52617.2623 | -92017.0038 | -130037.2374 | -166921.2407 | -202899.9593 | -236611.9323 | -269669.5282 | 2368023.3063 | 62935.284 | 97750.6
8033 | 2394818.1564 | 1335.5271 | 80235.8 | 2104020.132 | 2113013.8485 | 2080537.9499 | 2046006.5076 | 2008130.412 | 1969870.8877 | 1932956.5714 | 1893031.3558 | 1843570.4688 | 1798021.1249 | 1754877.663 | 1712818.2357 | 1672214.8655 | 1633115.7385 | 1595366.6607 | 1559012.7004 | 1523807.8273 | 1489518.4823 | 1457521.5318 | 1426186.3628 | 2394818.1564 | 1335.5271 | 80235.8
8034 | 2553779.1166 | 0 | 50254.1 | 2280410.4687 | 2290001.1616 | 2265218.5218 | 2238243.8973 | 2207702.6114 | 2174332.0252 | 2135181.9333 | 2092821.0874 | 2040291.6203 | 1991933.3331 | 1946140.6232 | 1901503.9029 | 1858419.8885 | 1816939.9645 | 1776899.702 | 1738347.1608 | 1701019.9797 | 1664669.097 | 1630762.771 | 1597562.1536 | 2553779.1166 | 0 | 50254.1
8035 | 2590919.0551 | 0 | 24084.9 | 2340474.8236 | 2350204.9952 | 2325106.4934 | 2297784.1288 | 2266843.2322 | 2233031.8886 | 2193356.987 | 2150424.6371 | 2097175.7825 | 2048158.7697 | 2001744.6457 | 1956503.3231 | 1912837.2875 | 1870798.6709 | 1830220.653 | 1791151.9925 | 1753326.5126 | 1716491.5295 | 1682136.6547 | 1648497.7517 | 2590919.0551 | 0 | 24084.9
8036 | 2583147.9299 | 0 | 7800.75 | 2349666.7838 | 2359367.771 | 2334347.3161 | 2307109.6685 | 2276264.3423 | 2242557.1785 | 2203004.0438 | 2160203.2311 | 2107116.8566 | 2058249.6311 | 2011977.4874 | 1966874.6274 | 1923342.3296 | 1881432.5695 | 1840979.0272 | 1802030.3152 | 1764321.0551 | 1727599.3209 | 1693350.2562 | 1659815.0159 | 2583147.9299 | 0 | 7800.75
8037 | 2571106.6451 | 0 | 5670.23 | 2340808.023 | 2350463.7893 | 2325557.4896 | 2298444.3326 | 2267740.3141 | 2234187.7985 | 2194816.5628 | 2152212.788 | 2099371.3974 | 2050729.4883 | 2004670.5641 | 1959775.4729 | 1916443.6229 | 1874726.7471 | 1834459.301 | 1795689.6705 | 1758153.7142 | 1721600.6804 | 1687508.7899 | 1654127.3963 | 2571106.6451 | 0 | 5670.23
8038 | 2497614.2594 | 0 | 1361.61 | 2278045.0242 | 2287424.7905 | 2263168.4369 | 2236768.3067 | 2206879.956 | 2174224.5295 | 2135916.7049 | 2094468.7399 | 2043075.7907 | 1995762.2852 | 1950957.9326 | 1907284.1462 | 1865128.9173 | 1824542.5003 | 1785364.0826 | 1747640.6669 | 1711115.6622 | 1675545.4842 | 1642366.1002 | 1609876.9043 | 2497614.2594 | 0 | 1361.61
8039 | 2367320.3426 | 0 | 3601.07 | 2156894.9609 | 2165785.4097 | 2142674.0935 | 2117530.8359 | 2089081.329 | 2058009.0972 | 2021579.3381 | 1982173.2513 | 1933340.9838 | 1888375.3462 | 1845787.9657 | 1804272.1727 | 1764195.7181 | 1725606.2346 | 1688351.2989 | 1652475.4615 | 1617735.5172 | 1583900.5889 | 1552331.7332 | 1521417.0603 | 2367320.3426 | 0 | 3601.07
8040 | 2231102.2873 | 0 | 1487.69 | 2034691.1699 | 2043070.0531 | 2021159.2202 | 1997333.3659 | 1970391.5073 | 1940977.8381 | 1906514.9192 | 1869246.9337 | 1823095.1595 | 1780587.5254 | 1740321.3011 | 1701065.004 | 1663165.2242 | 1626666.8538 | 1591426.2398 | 1557485.3695 | 1524615.0318 | 1492597.6344 | 1462715.9176 | 1433450.7412 | 2231102.2873 | 0 | 1487.69
8041 | 2135203.4577 | 0 | 1652.51 | 1947005.8581 | 1955024.5942 | 1933953.4712 | 1911049.6396 | 1885163.7381 | 1856912.2712 | 1823828.5849 | 1788060.4014 | 1743790.2786 | 1703007.6608 | 1664370.111 | 1626699.0789 | 1590326.2574 | 1555294.6089 | 1521466.655 | 1488882.5782 | 1457323.0197 | 1426579.7399 | 1397880.3432 | 1369770.9864 | 2135203.4577 | 0 | 1652.51
8042 | 2059458.8487 | 0 | 13176.6 | 1866354.6946 | 1874088.9725 | 1853683.2003 | 1831509.7333 | 1806459.9829 | 1779128.5836 | 1747136.384 | 1712554.9175 | 1669773.1111 | 1630355.0934 | 1593006.049 | 1556589.236 | 1521424.5805 | 1487553.521 | 1454843.4561 | 1423333.1428 | 1392811.0037 | 1363076.1865 | 1335312.7474 | 1308118.4169 | 2059458.8487 | 0 | 13176.6
8043 | 2044500.5937 | 0 | 26129.4 | 1839750.4889 | 1847428.5912 | 1827155.8833 | 1805128.3197 | 1780245.3637 | 1753097.3308 | 1721322.35 | 1686976.9086 | 1644490.6881 | 1605343.8243 | 1568250.9065 | 1532083.4491 | 1497159.0546 | 1463518.8604 | 1431031.2282 | 1399734.6336 | 1369419.036 | 1339885.0418 | 1312308.1071 | 1285296.1476 | 2044500.5937 | 0 | 26129.4
8044 | 2026522.2972 | 0 | 25330.8 | 1824141.4919 | 1831752.0768 | 1811638.1185 | 1789784.7357 | 1765101.0694 | 1738172.2442 | 1706657.158 | 1672594.2147 | 1630462.078 | 1591639.9335 | 1554853.6736 | 1518984.7361 | 1484347.9306 | 1450984.0328 | 1418762.562 | 1387721.6554 | 1357653.1194 | 1328359.3137 | 1301005.3583 | 1274211.4098 | 2026522.2972 | 0 | 25330.8
8045 | 2093355.4386 | 0 | 25690.7 | 1884775.7608 | 1892637.337 | 1871937.6396 | 1849441.1529 | 1824021.0421 | 1796281.7288 | 1763804.9033 | 1728696.1941 | 1685252.1758 | 1645227.3108 | 1607305.4722 | 1570331.2086 | 1534629.7118 | 1500243.1022 | 1467036.596 | 1435049.588 | 1404067.0187 | 1373884.7297 | 1345706.2657 | 1318106.2773 | 2093355.4386 | 0 | 25690.7
8046 | 2124443.7761 | 0 | 37364.5 | 1901474.2214 | 1909452.5496 | 1888477.2448 | 1865678.4667 | 1839912.6458 | 1811793.18 | 1778865.8454 | 1743267.5412 | 1699210.1405 | 1658622.6707 | 1620169.4594 | 1582677.8955 | 1546478.0002 | 1511612.5194 | 1477944.6676 | 1445514.4249 | 1414103.5376 | 1383504.8156 | 1354939.6774 | 1326961.6056 | 2124443.7761 | 0 | 37364.5
8047 | 2134529.6608 | 38585.508 | 16518.4 | 1892939.5304 | 1900955.736 | 1617577.9768 | 1332368.0873 | 1044177.0689 | 819198.2336 | 784839.3671 | 747796.8505 | 702255.0775 | 660199.709 | 620288.7315 | 581343.9668 | 543697.003 | 507390.7889 | 472287.8896 | 438428.475 | 405593.2553 | 373574.0566 | 343598.0962 | 314211.9894 | 2134529.6608 | 38585.508 | 16518.4
8048 | 2264277.1824 | 74329.52 | 4740.66 | 1987385.2031 | 1995888.6742 | 1468376.3453 | 938920.52 | 406302.3576 | -2499.5563 | -39917.7589 | -80182.7375 | -129463.6003 | -175046.1373 | -218353.9363 | -260636.7912 | -301542.9583 | -341026.8782 | -379234.3397 | -416122.7312 | -451924.6721 | -486860.99 | -519629.8714 | -551773.0448 | 2264277.1824 | 74329.52 | 4740.66
8049 | 2359425.2314 | 22747.188 | 3272.86 | 2127270.6394 | 2136131.4381 | 1958441.2387 | 1778725.8743 | 1595715.2872 | 1448750.1171 | 1411668.6758 | 1371620.833 | 1322178.2461 | 1276589.3938 | 1233370.8671 | 1191220.3541 | 1150504.3791 | 1111270.4162 | 1073366.5502 | 1036837.1834 | 1001439.9213 | 966944.6568 | 934707.9077 | 903123.1595 | 2359425.2314 | 22747.188 | 3272.86
8050 | 2421434.3071 | 60140.684 | 10068.7 | 2139672.8679 | 2148766.5411 | 1716323.5412 | 1281802.1522 | 843898.9372 | 505523.589 | 466304.2927 | 424040.6336 | 372135.3232 | 324185.029 | 278667.3559 | 234245.7654 | 191296.4147 | 149868.0255 | 109804.6901 | 71151.9775 | 33661.1231 | -2904.0278 | -37151.3065 | -70729.4487 | 2421434.3071 | 60140.684 | 10068.7
8051 | 2408116.0368 | 77801.584 | 25650.3 | 2094275.6673 | 2103319.3239 | 1550926.6122 | 996466.943 | 438644.0483 | 10378.9014 | -29240.6989 | -71887.9174 | -124123.7567 | -172426.333 | -218309.668 | -263102.9489 | -306432.0877 | -348248.6305 | -388707.6275 | -427763.7603 | -465664.4253 | -502644.4785 | -537319.408 | -571328.8813 | 2408116.0368 | 77801.584 | 25650.3
8052 | 2416903.8279 | 62267.684 | 10723.7 | 2132756.2005 | 2141832.8595 | 1694957.6266 | 1246007.8932 | 793682.6613 | 444505.2032 | 405268.1354 | 362992.401 | 311093.0545 | 263141.3245 | 217617.6642 | 173188.0357 | 130227.8926 | 88785.8651 | 48706.3375 | 10034.7934 | -27477.0663 | -64064.9546 | -98339.3073 | -131945.7754 | 2416903.8279 | 62267.684 | 10723.7
8053 | 2421526.1245 | 13104.51 | 12200.1 | 2184661.4375 | 2193755.4556 | 2081049.2513 | 1966264.579 | 1848097.9526 | 1749519.9784 | 1711841.2623 | 1671118.0681 | 1620752.8568 | 1574342.8118 | 1530365.4801 | 1487484.2726 | 1446075.3607 | 1406187.468 | 1367664.6808 | 1330552.5699 | 1294602.3613 | 1259577.8912 | 1226871.3813 | 1194834.0333 | 2421526.1245 | 13104.51 | 12200.1
8054 | 2407002.9891 | 99903.352 | 12668.1 | 2084140.2945 | 2093179.7711 | 1390528.313 | 685810.8527 | -22268.2786 | -563225.9408 | -603581.4532 | -646963.1844 | -699929.1045 | -748963.5796 | -795579.9316 | -841106.7334 | -885170.0696 | -927721.5091 | -968916.0303 | -1008708.3356 | -1047345.7073 | -1085062.8926 | -1120476.0197 | -1155223.9981 | 2407002.9891 | 99903.352 | 12668.1
8055 | 2395548.2264 | 91089.528 | 22875.7 | 2072292.5175 | 2081288.9758 | 1438650.8393 | 793956.5325 | 145916.5528 | -349968.574 | -389871.0872 | -432785.4176 | -485238.3265 | -533778.4998 | -579912.0576 | -624961.2504 | -668553.9422 | -710641.9322 | -751379.4614 | -790721.4478 | -828913.9968 | -866190.7385 | -901174.3869 | -935496.052 | 2395548.2264 | 91089.528 | 22875.7
8056 | 2362914.8569 | 68040.52 | 30009.5 | 2058425.4167 | 2067299.3207 | 1581634.4224 | 1093941.364 | 602948.2091 | 224973.716 | 186303.4649 | 144662.425 | 93612.7461 | 46422.5015 | 1606.0881 | -42140.7319 | -84450.8921 | -125276.8483 | -164770.7404 | -202888.1005 | -239871.6814 | -275951.9306 | -309770.3242 | -342935.7524 | 2362914.8569 | 68040.52 | 30009.5
8057 | 2390315.4127 | 6209.4535 | 46685.1 | 2128587.5505 | 2137564.357 | 2071994.4633 | 2004372.8908 | 1933412.9537 | 1870357.9318 | 1833346.6483 | 1793330.1266 | 1743795.8624 | 1698165.7868 | 1654937.0697 | 1612790.349 | 1572096.9477 | 1532904.9614 | 1495060.4859 | 1458608.5048 | 1423303.4503 | 1388912.2026 | 1356809.0392 | 1325366.413 | 2390315.4127 | 6209.4535 | 46685.1
8058 | 2521133.7809 | 0 | 52795.2 | 2248076.1392 | 2257544.2329 | 2233047.4423 | 2206386.6876 | 2176204.8646 | 2143229.9087 | 2104549.3274 | 2062699.0356 | 2010810.1096 | 1963039.0426 | 1917800.7568 | 1873703.6835 | 1831139.4675 | 1790158.8367 | 1750599.464 | 1712508.7948 | 1675627.8217 | 1639710.6667 | 1606206.8195 | 1573399.6597 | 2521133.7809 | 0 | 52795.2
8059 | 2527820.6722 | 0 | 36184.3 | 2270789.7207 | 2280282.927 | 2255736.9277 | 2229021.2247 | 2198775.1144 | 2165728.4628 | 2126961.0526 | 2085015.5247 | 2033004.7369 | 1985122.73 | 1939780.2221 | 1895581.9535 | 1852920.608 | 1811847.0478 | 1772198.5153 | 1734022.5819 | 1697059.5531 | 1661062.8988 | 1627485.953 | 1594607.5426 | 2527820.6722 | 0 | 36184.3
8060 | 2478249.8515 | 0 | 23308.2 | 2238425.8254 | 2247732.8688 | 2223630.9232 | 2197401.8219 | 2167711.5449 | 2135275.6456 | 2097231.1723 | 2056070.9046 | 2005042.7576 | 1958062.4259 | 1913571.7932 | 1870202.9612 | 1828340.9131 | 1788035.5136 | 1749127.1969 | 1711662.6015 | 1675387.1255 | 1640059.0733 | 1607103.279 | 1574832.3216 | 2478249.8515 | 0 | 23308.2
8061 | 2450725.7015 | 0 | 14449.3 | 2222165.2619 | 2231368.9387 | 2207516.7194 | 2181560.9694 | 2152182.4843 | 2120088.8707 | 2082448.9735 | 2041727.8867 | 1991248.5163 | 1944772.0047 | 1900757.541 | 1857852.419 | 1816437.346 | 1776561.6331 | 1738067.4866 | 1701001.0269 | 1665110.48 | 1630156.8345 | 1597549.1 | 1565618.5963 | 2450725.7015 | 0 | 14449.3
8062 | 2381821.0983 | 0 | 4878.47 | 2168851.4374 | 2177796.3437 | 2154553.8989 | 2129267.0662 | 2100653.7322 | 2069401.6081 | 2032759.1397 | 1993122.1126 | 1944001.1656 | 1898770.5332 | 1855932.7257 | 1814173.0696 | 1773861.5683 | 1735046.1464 | 1697573.4469 | 1661488.2933 | 1626545.9906 | 1592514.2473 | 1560762.4573 | 1529668.8572 | 2381821.0983 | 0 | 4878.47
8063 | 2318174.363 | 0 | 14976.5 | 2100667.2597 | 2109373.1413 | 2086692.1574 | 2062021.4156 | 2034113.0628 | 2003636.4333 | 1967913.4997 | 1929276.0275 | 1881408.0637 | 1837326.4579 | 1795573.7363 | 1754870.3558 | 1715576.4327 | 1677738.611 | 1641207.6315 | 1606027.1202 | 1571958.9206 | 1538776.9486 | 1507814.0053 | 1477491.6637 | 2318174.363 | 0 | 14976.5
8064 | 2209702.9364 | 0 | 4739.51 | 2011909.5838 | 2020208.1019 | 1998484.6462 | 1974864.5367 | 1948158.3097 | 1919003.9802 | 1884848.8303 | 1847915.5182 | 1802183.6252 | 1760060.92 | 1720158.1263 | 1681255.5733 | 1643696.5268 | 1607525.4481 | 1572600.0622 | 1538961.9537 | 1506384.1099 | 1474651.0256 | 1445033.1377 | 1416025.8767 | 2209702.9364 | 0 | 4739.51
8065 | 2117587.5718 | 0 | 9166.58 | 1923414.9392 | 1931367.5189 | 1910450.6443 | 1887716.1813 | 1862024.2511 | 1833986.2718 | 1801155.9401 | 1765663.2588 | 1721738.7811 | 1681273.0357 | 1642934.661 | 1605554.8301 | 1569462.4992 | 1534700.2763 | 1501131.8173 | 1468796.9732 | 1437478.1949 | 1406968.9607 | 1378486.7473 | 1350589.7057 | 2117587.5718 | 0 | 9166.58
8066 | 2051960.1336 | 0 | 3606.02 | 1869081.6955 | 1876787.812 | 1856447.7001 | 1834346.3298 | 1809379.1489 | 1782138.6268 | 1750254.2749 | 1715790.084 | 1673155.4115 | 1633872.2797 | 1596650.5879 | 1560357.7332 | 1525312.4768 | 1491556.1061 | 1458956.5028 | 1427552.2826 | 1397132.6386 | 1367497.4498 | 1339826.4611 | 1312722.5088 | 2051960.1336 | 0 | 3606.02
8067 | 1988759.4183 | 0 | 0 | 1815008.6207 | 1822477.3876 | 1802692.7609 | 1781201.1228 | 1756931.9416 | 1730459.4385 | 1699486.1364 | 1666012.4547 | 1624619.9436 | 1586475.7452 | 1550329.4941 | 1515083.4717 | 1481046.6214 | 1448258.959 | 1416592.4352 | 1386084.4766 | 1356530.7691 | 1327737.3554 | 1300847.6441 | 1274507.5045 | 1988759.4183 | 0 | 0
8068 | 1951564.2929 | 0 | 0 | 1781063.1003 | 1788392.1812 | 1768934.5706 | 1747801.8743 | 1723943.5823 | 1697923.1765 | 1667486.1487 | 1634595.505 | 1593934.1352 | 1556460.3261 | 1520947.0972 | 1486317.2604 | 1452873.9809 | 1420656.5261 | 1389539.2417 | 1359558.8542 | 1330514.8708 | 1302216.9616 | 1275787.1504 | 1249896.6325 | 1951564.2929 | 0 | 0
8069 | 1953761.0862 | 0 | 0 | 1783067.9677 | 1790405.2986 | 1770927.9182 | 1749773.5665 | 1725890.551 | 1699842.9879 | 1669373.8312 | 1636448.2967 | 1595743.2889 | 1558229.4298 | 1522678.358 | 1488011.6726 | 1454532.8802 | 1422281.2924 | 1391131.1134 | 1361119.111 | 1332044.5668 | 1303716.9366 | 1277259.5073 | 1251341.9783 | 1953761.0862 | 0 | 0
8070 | 1895674.056 | 0 | 0 | 1730055.7935 | 1737174.9792 | 1718202.8293 | 1697603.5659 | 1674356.7643 | 1649009.769 | 1619372.6379 | 1587352.1593 | 1547783.4981 | 1511311.1098 | 1476743.1535 | 1443033.2899 | 1410476.0023 | 1379109.4334 | 1348811.5274 | 1319617.9591 | 1291333.9774 | 1263774.7035 | 1238030.0277 | 1212809.2004 | 1895674.056 | 0 | 0
8071 | 1942020.8217 | 50444.472 | 0 | 1721908.936 | 1729202.1766 | 1366891.6824 | 1002914.2941 | 636224.6386 | 353115.04 | 321131.3634 | 286706.0696 | 244548.0498 | 205562.0029 | 168526.9488 | 132370.9668 | 97395.7396 | 63640.3427 | 30979.7361 | -549.5332 | -31146.9776 | -61001.9961 | -88998.052 | -116457.4518 | 1942020.8217 | 50444.472 | 0
8072 | 2038737.2424 | 85759.312 | 0 | 1774860.749 | 1782517.2071 | 1179278.9231 | 574290.7303 | -33544.8057 | -497889.0131 | -532442.7263 | -569559.6541 | -614794.4126 | -656699.2279 | -696555.8871 | -735489.6947 | -773183.9436 | -809597.6123 | -844861.968 | -878938.6435 | -912037.0875 | -944356.1315 | -974723.6326 | -1004527.7514 | 2038737.2424 | 85759.312 | 0
8073 | 2116500.2455 | 98759.296 | 0 | 1832829.8926 | 1840778.3889 | 1148477.6429 | 454360.2418 | -242713.108 | -774287.4952 | -810397.3807 | -849168.2486 | -896366.5836 | -940107.9621 | -981723.0623 | -1022380.1109 | -1061750.3205 | -1099791.1052 | -1136638.7389 | -1172253.3911 | -1206852.4993 | -1240642.479 | -1272406.4788 | -1303585.6072 | 2116500.2455 | 98759.296 | 0
8074 | 2159322.4028 | 103817.192 | 0 | 1866852.9352 | 1874962.2497 | 1147897.2381 | 418978.8158 | -312955.3615 | -870842.002 | -907740.8343 | -947354.4875 | -995566.1168 | -1040250.8466 | -1082766.2781 | -1124304.2742 | -1164529.3954 | -1203398.1939 | -1241049.701 | -1277443.2803 | -1312800.7685 | -1347332.7576 | -1379797.776 | -1411666.0896 | 2159322.4028 | 103817.192 | 0
8075 | 2191233.6847 | 105760.84 | 0 | 1894032.5946 | 1902261.7516 | 1161698.3853 | 419254.218 | -326250.2723 | -894439.3033 | -931867.4091 | -972050.4565 | -1020958.544 | -1066287.6102 | -1109415.3195 | -1151551.1484 | -1192354.7002 | -1231781.8851 | -1269973.789 | -1306889.1749 | -1342753.1581 | -1377779.4425 | -1410708.2099 | -1443031.4541 | 2191233.6847 | 105760.84 | 0
8076 | 2191398.8749 | 105972.104 | 0 | 1893972.0887 | 1902201.8661 | 1160194.335 | 416305.861 | -330643.1666 | -899917.8696 | -937361.8867 | -977561.053 | -1026485.9172 | -1071831.4904 | -1114975.5406 | -1157127.6356 | -1197947.3531 | -1237390.6 | -1275598.4728 | -1312529.7313 | -1348409.5079 | -1383451.5225 | -1416395.8619 | -1448734.6325 | 2191398.8749 | 105972.104 | 0
8077 | 2176243.1561 | 103157.016 | 0 | 1882955.5588 | 1891128.419 | 1168384.3342 | 443772.315 | -283879.0909 | -838623.6915 | -875762.8267 | -915638.0566 | -964178.6374 | -1009164.6815 | -1051964.4285 | -1093779.0806 | -1134270.5699 | -1173395.1083 | -1211292.8164 | -1247922.7394 | -1283508.4524 | -1318262.1974 | -1350932.7748 | -1383001.9714 | 2176243.1561 | 103157.016 | 0
8078 | 2138796.1981 | 100028.952 | 0 | 1851908.2716 | 1859940.5002 | 1158783.6752 | 455791.0578 | -250188.6473 | -788536.2801 | -825038.5662 | -864229.8666 | -911937.4118 | -956151.5838 | -998217.0786 | -1039314.4292 | -1079111.385 | -1117564.9111 | -1154812.7171 | -1190814.5531 | -1225790.1469 | -1259948.0886 | -1292058.708 | -1323578.2948 | 2138796.1981 | 100028.952 | 0
8079 | 2142264.9595 | 92036.984 | 0 | 1863065.9477 | 1871111.2031 | 1224249.9699 | 575549.9668 | -76141.9684 | -573788.217 | -610079.4072 | -649063.9729 | -696578.5952 | -740594.1788 | -782457.6003 | -823351.3075 | -862942.5108 | -901188.1056 | -938226.025 | -974015.9534 | -1008777.9754 | -1042721.0191 | -1074613.4202 | -1105913.83 | 2142264.9595 | 92036.984 | 0
8080 | 2147536.9794 | 69946.304 | 0 | 1889968.0501 | 1898033.1046 | 1401298.3958 | 902720.3922 | 401143.0933 | 16061.9966 | -19573.8923 | -57909.7848 | -104796.7262 | -148176.0178 | -189397.8509 | -229647.5833 | -268591.6064 | -306186.7096 | -342571.1652 | -377704.5587 | -411807.5161 | -445089.4798 | -476315.7542 | -506948.5806 | 2147536.9794 | 69946.304 | 0
8081 | 2245311.3327 | 13286.244 | 0 | 2035860.2678 | 2044292.5129 | 1931883.5999 | 1817547.4694 | 1700075.49 | 1602696.2503 | 1567535.6175 | 1529552.0536 | 1482628.1235 | 1439371.5417 | 1398370.6443 | 1358386.1061 | 1319766.7243 | 1282557.6768 | 1246614.396 | 1211979.1364 | 1178421.2273 | 1145721.6906 | 1115171.4357 | 1085241.6478 | 2245311.3327 | 13286.244 | 0
8082 | 2416145.4118 | 0 | 0 | 2205055.4284 | 2214129.2393 | 2190551.7485 | 2164900.4083 | 2135874.6287 | 2104172.0316 | 2067001.4101 | 2026793.0754 | 1976964.1486 | 1931081.5995 | 1887626.3581 | 1845264.8054 | 1804372.2768 | 1764997.3875 | 1726984.5705 | 1690379.2952 | 1654933.3404 | 1620411.0671 | 1588201.6034 | 1556659.8147 | 2416145.4118 | 0 | 0
8083 | 2417777.7818 | 0 | 0 | 2206545.1841 | 2215625.1253 | 2192042.6843 | 2166384.9927 | 2137350.5818 | 2105637.545 | 2068452.7896 | 2028228.2687 | 1978376.6559 | 1932474.087 | 1889000.4657 | 1846621.272 | 1805712.0949 | 1766321.5824 | 1728294.0625 | 1691675.0353 | 1656216.1117 | 1621681.4937 | 1589461.2479 | 1557909.1281 | 2417777.7818 | 0 | 0
8084 | 2382539.4906 | 0 | 0 | 2174385.5364 | 2183333.1405 | 2160069.2545 | 2134760.364 | 2106123.9688 | 2074847.9876 | 2038180.0364 | 1998516.6231 | 1949366.4296 | 1904107.724 | 1861242.565 | 1819455.8826 | 1779117.7917 | 1740276.2316 | 1702777.7988 | 1666667.3304 | 1631700.0576 | 1597643.6189 | 1565867.8211 | 1534750.4118 | 2382539.4906 | 0 | 0
8085 | 2351044.0825 | 0 | 0 | 2145641.7695 | 2154471.0929 | 2131491.7064 | 2106494.3489 | 2078213.4738 | 2047327.9062 | 2011121.6463 | 1971959.5222 | 1923436.026 | 1878752.5752 | 1836431.03 | 1795173.7048 | 1755345.8219 | 1716994.6866 | 1679968.9235 | 1644312.777 | 1609784.7138 | 1576155.4442 | 1544776.6671 | 1514047.5751 | 2351044.0825 | 0 | 0
8086 | 2298110.603 | 0 | 7252.54 | 2090080.3587 | 2098710.891 | 2076201.4326 | 2051719.4375 | 2024027.8529 | 1993790.22 | 1958351.6897 | 1920023.8461 | 1872545.4006 | 1828820.5423 | 1787404.4116 | 1747028.54 | 1708049.9271 | 1670514.813 | 1634275.2305 | 1599374.4278 | 1565576.3097 | 1532656.7491 | 1501937.0113 | 1471852.3311 | 2298110.603 | 0 | 7252.54
8087 | 2237344.8408 | 0 | 23986.3 | 2017889.7239 | 2026292.0509 | 2004318.827 | 1980425.2235 | 1953406.8973 | 1923909.8444 | 1889349.4142 | 1851976.0688 | 1805694.0783 | 1763066.424 | 1722686.4509 | 1683319.2308 | 1645312.3234 | 1608710.7465 | 1573370.4452 | 1539333.5243 | 1506370.1312 | 1474262.065 | 1444295.6549 | 1414947.5103 | 2237344.8408 | 0 | 23986.3
8088 | 2153814.1697 | 0 | 16920.1 | 1948723.0288 | 1956811.6572 | 1935577.575 | 1912494.81 | 1886403.983 | 1857926.972 | 1824575.6235 | 1788516.3792 | 1743881.0917 | 1702763.7067 | 1663810.0864 | 1625831.4081 | 1589162.2558 | 1553845.9662 | 1519743.8629 | 1486896.4785 | 1455082.5422 | 1424091.9993 | 1395163.1544 | 1366829.4922 | 2153814.1697 | 0 | 16920.1
8089 | 2056881.5315 | 0 | 7839.43 | 1869339.7185 | 1877064.3173 | 1856678.9973 | 1834528.1947 | 1809504.7082 | 1782202.4282 | 1750245.1807 | 1715701.9066 | 1672968.555 | 1633594.7824 | 1596287.394 | 1559911.0702 | 1524785.3371 | 1490951.581 | 1458277.3665 | 1426801.4022 | 1396312.3755 | 1366609.6854 | 1338875.9063 | 1311710.5236 | 2056881.5315 | 0 | 7839.43
8090 | 1978151.2766 | 0 | 5124.88 | 1800202.3944 | 1807631.3225 | 1787937.4961 | 1766545.7637 | 1742391.3037 | 1716045.2745 | 1685222.4537 | 1651912.5905 | 1610726.1373 | 1572770.6701 | 1536802.4931 | 1501729.7429 | 1467859.7151 | 1435232.2119 | 1403719.8671 | 1373359.9077 | 1343949.1093 | 1315294.5493 | 1288533.5373 | 1262319.1654 | 1978151.2766 | 0 | 5124.88
8091 | 1923592.0244 | 0 | 3933.75 | 1751600.9189 | 1758824.9502 | 1739610.9427 | 1718745.8589 | 1695194.2461 | 1669511.5096 | 1639475.4556 | 1607020.9541 | 1566907.1063 | 1529935.1309 | 1494895.6344 | 1460726.8681 | 1427727.6518 | 1395936.6902 | 1365230.13 | 1335644.1712 | 1306981.1947 | 1279053.5989 | 1252967.3252 | 1227412.6148 | 1923592.0244 | 0 | 3933.75
8092 | 1894274.9545 | 0 | 1495.73 | 1727283.1966 | 1734397.128 | 1715441.1546 | 1694859.2687 | 1671631.7986 | 1646305.6849 | 1616692.6016 | 1584697.93 | 1545160.6465 | 1508717.3509 | 1474177.0816 | 1440494.2718 | 1407963.1873 | 1376621.9427 | 1346348.5722 | 1317178.7244 | 1288917.7919 | 1261381.0323 | 1235657.5315 | 1210457.4927 | 1894274.9545 | 0 | 1495.73
8093 | 1877664.0644 | 0 | 3805.38 | 1709813.8905 | 1716865.4398 | 1698054.3806 | 1677631.6665 | 1654586.5673 | 1629461.2274 | 1600086.5104 | 1568351.0892 | 1529139.1973 | 1492994.1621 | 1458735.4655 | 1425326.7095 | 1393059.5792 | 1361971.855 | 1331942.6409 | 1303007.2727 | 1274972.8495 | 1247656.2489 | 1222137.0067 | 1197136.6361 | 1877664.0644 | 0 | 3805.38
8094 | 1812669.775 | 0 | 2718.66 | 1651584.6397 | 1658392.1036 | 1640146.7563 | 1620345.5405 | 1598012.7122 | 1573671.6494 | 1545228.2995 | 1514505.9597 | 1476565.9431 | 1441586.6256 | 1408428.3523 | 1376090.5992 | 1344854.9552 | 1314757.8928 | 1285682.7007 | 1257663.4917 | 1230514.042 | 1204057.5678 | 1179336.2375 | 1155115.8184 | 1812669.775 | 0 | 2718.66
8095 | 1830305.5125 | 0 | 326.275 | 1670071.9909 | 1676945.6856 | 1658539.784 | 1638562.8767 | 1616029.7263 | 1591468.8032 | 1562765.681 | 1531761.3964 | 1493469.2131 | 1458166.534 | 1424702.6163 | 1392067.2018 | 1360544.6189 | 1330171.6951 | 1300830.5836 | 1272555.7288 | 1245159.0955 | 1218462.1797 | 1193517.2893 | 1169078.1835 | 1830305.5125 | 0 | 326.275
8096 | 1920855.2848 | 24166.122 | 0 | 1728870.9064 | 1736084.66 | 1552595.0261 | 1367456.665 | 1179635.5971 | 1030757.345 | 999942.8123 | 966713.2729 | 925835.2843 | 888094.6981 | 852283.8414 | 817342.4761 | 783568.9968 | 751002.0533 | 719517.9682 | 689152.8904 | 659709.4817 | 631000.4074 | 604130.0355 | 577790.4707 | 1920855.2848 | 24166.122 | 0
8097 | 1985434.3632 | 38500.608 | 0 | 1773473.4558 | 1780929.7354 | 1499421.0073 | 1216208.1218 | 930222.3369 | 707469.6265 | 675244.2536 | 640522.6815 | 597895.5197 | 558511.2397 | 521121.5665 | 484630.617 | 449346.8179 | 415310.1182 | 382392.6826 | 350631.8752 | 319823.7234 | 289774.5943 | 261625.9848 | 234026.028 | 1985434.3632 | 38500.608 | 0
8098 | 2016033.9494 | 52202.7 | 0 | 1787697.5735 | 1795268.7696 | 1420338.7203 | 1043678.2492 | 664202.1427 | 371212.2457 | 338086.8815 | 302426.8466 | 258739.3809 | 218344.7763 | 179975.5195 | 142518.8375 | 106287.9105 | 71323.3033 | 37495.2103 | 4841.5716 | -26844.7292 | -57760.3092 | -86746.0788 | -115174.7397 | 2016033.9494 | 52202.7 | 0
8099 | 2036744.5616 | 65304.248 | 0 | 1793497.2256 | 1801146.2002 | 1336963.3904 | 871032.3821 | 402256.8136 | 42210.9066 | 8347.1177 | -28077.3803 | -72611.7747 | -113819.4805 | -152981.0321 | -191220.6342 | -228221.8891 | -263943.8154 | -298517.5521 | -331904.7695 | -364314.7115 | -395946.0151 | -425627.6836 | -454746.5202 | 2036744.5616 | 65304.248 | 0
8100 | 2051842.0602 | 101013.344 | 0 | 1771566.6137 | 1779272.2869 | 1072196.8732 | 363360.3024 | -348341.914 | -890642.7249 | -925915.0716 | -963767.109 | -1009789.1578 | -1052459.8588 | -1093069.2384 | -1132749.8343 | -1171182.9038 | -1208327.1616 | -1244314.7187 | -1279106.9614 | -1312914.6845 | -1345937.9977 | -1376997.2238 | -1407489.446 | 2051842.0602 | 101013.344 | 0
8101 | 2042323.3659 | 98368.048 | 0 | 1765524.8297 | 1773194.7555 | 1084179.1667 | 393410.591 | -300210.3364 | -828915.057 | -863969.2285 | -901591.1233 | -947345.128 | -989763.332 | -1030129.7774 | -1069571.7479 | -1107771.9793 | -1144689.3779 | -1180455.4419 | -1215031.7366 | -1248628.0791 | -1281443.6506 | -1312304.2466 | -1342600.4691 | 2042323.3659 | 98368.048 | 0
8102 | 2037765.1202 | 94449.368 | 402.281 | 1764881.2207 | 1772534.028 | 1110192.4026 | 446101.7028 | -220834.9825 | -729510.3023 | -764374.4014 | -801800.4928 | -847340.5441 | -889552.24 | -929716.7564 | -968958.8614 | -1006961.9986 | -1043685.1662 | -1079259.5689 | -1113646.8577 | -1147056.3814 | -1179686.8767 | -1210366.7598 | -1240483.5291 | 2037765.1202 | 94449.368 | 402.281
8103 | 2027003.2661 | 84341.816 | 1986.26 | 1763583.1643 | 1771195.5556 | 1177656.0723 | 582376.7519 | -15733.5238 | -472748.5396 | -507126.6765 | -544053.2754 | -589050.9828 | -630737.9124 | -670388.4742 | -709121.4958 | -746622.093 | -782849.4804 | -817934.1697 | -851838.0146 | -884769.2581 | -916925.5874 | -947141.6061 | -976797.4849 | 2027003.2661 | 84341.816 | 1986.26
8104 | 2016243.7864 | 59464.708 | 7867.82 | 1772759.2498 | 1780331.234 | 1356001.0569 | 929940.2779 | 501063.5704 | 171014.7978 | 137614.989 | 101680.2457 | 57717.236 | 17047.4302 | -21596.817 | -59328.3945 | -95834.0893 | -131073.3325 | -165175.9432 | -198103.9775 | -230064.5731 | -261254.3677 | -290514.151 | -319216.7677 | 2016243.7864 | 59464.708 | 7867.82
8105 | 2134494.8822 | 1327.1253 | 13566.5 | 1933118.073 | 1941134.148 | 1910994.8105 | 1879023.3724 | 1844070.8541 | 1809009.0367 | 1775839.0111 | 1739985.3792 | 1695632.6294 | 1654766.2273 | 1616044.1812 | 1578288.3322 | 1541830.263 | 1506712.9216 | 1472798.8754 | 1440128.2936 | 1408481.89 | 1377651.4942 | 1348864.3033 | 1320666.9564 | 2134494.8822 | 1327.1253 | 13566.5
8106 | 2372777.6704 | 0 | 8820.19 | 2156656.3815 | 2165567.3252 | 2142369.5714 | 2117135.1919 | 2088586.9413 | 2057409.9197 | 2020863.0202 | 1981332.9319 | 1932354.9327 | 1887252.4772 | 1844533.7614 | 1802889.1033 | 1762687.1017 | 1723975.4991 | 1686601.5207 | 1650609.8199 | 1615756.6308 | 1581810.5439 | 1550135.7535 | 1519116.6541 | 2372777.6704 | 0 | 8820.19
8107 | 2442524.9873 | 0 | 4082.42 | 2225047.8948 | 2234220.7738 | 2210421.6412 | 2184526.0167 | 2155219.1105 | 2123206.1612 | 2085665.4874 | 2045053.9346 | 1994716.7515 | 1948369.0329 | 1904475.1236 | 1861686.8437 | 1820383.6268 | 1780614.619 | 1742222.5545 | 1705253.3995 | 1669456.2224 | 1634592.8116 | 1602067.4617 | 1570217.0765 | 2442524.9873 | 0 | 4082.42
8108 | 2457678.9788 | 0 | 691.344 | 2242269.0122 | 2251498.802 | 2227576.9791 | 2201545.6573 | 2172081.8894 | 2139895.2894 | 2102146.6697 | 2061308.1185 | 2010683.5971 | 1964073.2916 | 1919932.0194 | 1876903.2362 | 1835368.7298 | 1795377.9509 | 1756772.6583 | 1719599.1032 | 1683604.7972 | 1648550.0508 | 1615847.8712 | 1583824.844 | 2457678.9788 | 0 | 691.344
8109 | 2451274.4569 | 0 | 1274.48 | 2235840.8945 | 2245046.6321 | 2221189.6078 | 2195228.5817 | 2165844.0543 | 2133743.7903 | 2096096.0007 | 2055366.3318 | 2004876.1941 | 1958389.8116 | 1914366.0282 | 1871451.8349 | 1830028.0243 | 1790143.9185 | 1751641.6884 | 1714567.4649 | 1678669.4174 | 1643708.4811 | 1611093.981 | 1579156.8635 | 2451274.4569 | 0 | 1274.48
8110 | 2392406.7263 | 0 | 2997.85 | 2180392.857 | 2189377.5174 | 2166042.3827 | 2140653.7741 | 2111923.8801 | 2080543.4683 | 2043748.7557 | 2003946.1755 | 1954617.5257 | 1909196.4803 | 1866178.8943 | 1824244.2514 | 1783764.1995 | 1744786.876 | 1707158.2424 | 1670923.3215 | 1635836.3306 | 1601663.9461 | 1569781.6477 | 1538560.4645 | 2392406.7263 | 0 | 2997.85
8111 | 2281155.4213 | 0 | 0 | 2081859.0307 | 2090425.8879 | 2068069.0496 | 2043754.2277 | 2016253.4962 | 1986225.501 | 1951034.9798 | 1912976.4624 | 1865834.8552 | 1822419.1415 | 1781295.1221 | 1741203.6868 | 1702499.2014 | 1665227.5648 | 1629241.9015 | 1594585.1407 | 1561022.9291 | 1528332.793 | 1497826.2498 | 1467950.0786 | 2281155.4213 | 0 | 0
8112 | 2160051.94 | 0 | 0 | 1971335.9273 | 1979447.9816 | 1958159.2802 | 1935016.542 | 1908857.03 | 1880304.4231 | 1846863.3619 | 1810706.5626 | 1765948.8824 | 1724719.2932 | 1685659.7352 | 1647577.9429 | 1610809.4691 | 1575397.7761 | 1541203.7858 | 1508268.1484 | 1476368.952 | 1445295.5338 | 1416289.7844 | 1387880.9416 | 2160051.94 | 0 | 0
8113 | 2072116.4508 | 0 | 0 | 1891083.0474 | 1898864.8608 | 1878346.1407 | 1856048.8614 | 1830857.6208 | 1803370.7081 | 1771194.3495 | 1736412.8102 | 1693380.531 | 1653732.7145 | 1616166.5875 | 1579538.4215 | 1544170.1089 | 1510103.3427 | 1477204.7067 | 1445513.1961 | 1414815.9331 | 1384910.831 | 1356989.2231 | 1329640.2218 | 2072116.4508 | 0 | 0
8114 | 2001808.0646 | 0 | 0 | 1826917.2534 | 1834435.0243 | 1814534.0542 | 1792914.8728 | 1768499.9242 | 1741867.1973 | 1710704.1407 | 1677024.299 | 1635373.6709 | 1596992.6684 | 1560622.7221 | 1525158.9111 | 1490912.2057 | 1457922.8845 | 1426062.0578 | 1395367.398 | 1365633.2503 | 1336664.3848 | 1309611.7123 | 1283112.2173 | 2001808.0646 | 0 | 0
8115 | 1990651.1419 | 0 | 0 | 1816735.0711 | 1824210.9424 | 1804409.7513 | 1782899.9252 | 1758609.914 | 1732114.485 | 1701113.9758 | 1667610.7086 | 1626181.0796 | 1588002.8531 | 1551824.4744 | 1516547.1807 | 1482480.2092 | 1449663.6139 | 1417969.2236 | 1387434.5007 | 1357854.9364 | 1329036.3892 | 1302123.3551 | 1275760.4155 | 1990651.1419 | 0 | 0
8116 | 1984570.0049 | 0 | 33865.1 | 1777320.1213 | 1784773.1549 | 1765026.5395 | 1743576.5085 | 1719354.7855 | 1692934.382 | 1662022.6606 | 1628615.8267 | 1587306.8449 | 1549239.333 | 1513165.5597 | 1477990.1187 | 1444021.3026 | 1411299.0429 | 1379695.5601 | 1349248.202 | 1319753.0848 | 1291016.6597 | 1264179.9269 | 1237891.608 | 1984570.0049 | 0 | 33865.1
8117 | 2068272.6711 | 0 | 88799.6 | 1798775.485 | 1806542.8631 | 1786062.7956 | 1763807.4681 | 1738663.5476 | 1711228.2135 | 1679112.1324 | 1644395.7032 | 1601443.8392 | 1561870.1599 | 1524374.3084 | 1487814.678 | 1452512.5639 | 1418509.582 | 1385672.5633 | 1354040.4308 | 1323400.7016 | 1293551.6638 | 1265682.4409 | 1238384.7623 | 2068272.6711 | 0 | 88799.6
8118 | 2131214.9159 | 0 | 95080.3 | 1849937.991 | 1857941.7481 | 1836907.1538 | 1814043.2743 | 1788202.8953 | 1760001.3698 | 1726976.6515 | 1691272.4507 | 1647082.192 | 1606372.9238 | 1567804.7165 | 1530201.2215 | 1493893.5121 | 1458924.4703 | 1425156.8747 | 1392630.8327 | 1361127.3951 | 1330438.7113 | 1301790.0928 | 1273730.412 | 2131214.9159 | 0 | 95080.3
8119 | 2148733.1891 | 19606.804 | 80904.3 | 1860494.9512 | 1868564.498 | 1714081.4317 | 1557754.0437 | 1398425.6899 | 1270039.0177 | 1236105.6244 | 1199470.7235 | 1154280.0107 | 1112598.9016 | 1073076.4526 | 1034526.6457 | 997283.2755 | 961389.5766 | 926707.1996 | 893276.5816 | 860876.9737 | 829298.8167 | 799777.4941 | 770849.9501 | 2148733.1891 | 19606.804 | 80904.3
8120 | 2281654.4517 | 40450.36 | 54714.6 | 1987149.5025 | 1995718.2338 | 1698367.5461 | 1399058.4466 | 1096562.7405 | 860285.5808 | 823741.6324 | 784329.0605 | 735831.4116 | 691060.4715 | 648581.7268 | 607135.7923 | 567077.111 | 528451.592 | 491112.3276 | 455102.2564 | 420186.9739 | 386143.9576 | 354285.0119 | 323056.5762 | 2281654.4517 | 40450.36 | 54714.6
8121 | 2391249.1474 | 45496.048 | 43728.5 | 2093109.7136 | 2102090.0268 | 1769472.2242 | 1434801.9414 | 1096791.9899 | 833454.4346 | 795160.4447 | 753860.0425 | 703038.18 | 656122.0312 | 611608.1788 | 568176.7456 | 526199.1995 | 485723.6548 | 446596.1474 | 408861.6783 | 372274.5838 | 336601.6531 | 303217.7005 | 270494.5432 | 2391249.1474 | 45496.048 | 43728.5
8122 | 2469352.3042 | 53283.38 | 56915.1 | 2143415.345 | 2152688.9738 | 1766443.0086 | 1378077.5248 | 986263.2917 | 682269.6841 | 642588.7621 | 599803.2322 | 547185.2513 | 498600.5529 | 452496.615 | 407510.4501 | 364025.6594 | 322091.9286 | 281550.2647 | 242447.1387 | 204528.8629 | 167554.6094 | 132944.0968 | 99015.9623 | 2469352.3042 | 53283.38 | 56915.1
8123 | 2464219.6224 | 75165.728 | 45537.1 | 2128226.7392 | 2137481.0923 | 1602515.9296 | 1065435.6539 | 524913.7974 | 109407.8313 | 69068.8029 | 25631.6198 | -27617.577 | -76841.8748 | -123590.5686 | -169223.8125 | -213358.803 | -255945.9576 | -297143.9387 | -336906.3721 | -375486.418 | -413124.4038 | -448403.5619 | -483001.7601 | 2464219.6224 | 75165.728 | 45537.1
8124 | 2468877.6442 | 72624.368 | 29022.1 | 2151534.1663 | 2160806.0125 | 1643069.9486 | 1123214.7735 | 599911.512 | 197299.8778 | 156971.659 | 113539.4291 | 60276.6382 | 11046.3545 | -35703.6456 | -81336.0875 | -125467.4438 | -168048.0384 | -209236.8336 | -248987.3674 | -287553.2788 | -325175.3494 | -360434.1334 | -395010.6704 | 2468877.6442 | 72624.368 | 29022.1
8125 | 2476131.2856 | 100009.272 | 20789.9 | 2139001.379 | 2148300.4662 | 1444329.1666 | 738232.5298 | 28677.6761 | -513652.2814 | -555000.0085 | -599460.8663 | -653781.1676 | -704057.1142 | -751845.4899 | -798513.024 | -843675.0624 | -887281.7828 | -929492.6146 | -970260.9595 | -1009841.2014 | -1048474.8295 | -1084738.2276 | -1120317.3743 | 2476131.2856 | 100009.272 | 20789.9
8126 | 2476184.7674 | 88221.128 | 17191.1 | 2154437.1323 | 2163736.4203 | 1539896.0788 | 913930.3542 | 284506.3381 | -197727.0764 | -238689.9333 | -282765.9883 | -336701.6997 | -386592.9689 | -433996.6137 | -480279.3926 | -525056.6432 | -568278.5422 | -610104.5226 | -650487.9849 | -689683.3185 | -727932.0178 | -763810.436 | -799004.588 | 2476184.7674 | 88221.128 | 17191.1
8127 | 2454954.4469 | 33980.524 | 19608 | 2186885.333 | 2196104.8908 | 1941179.1033 | 1684146.1553 | 1423684.5665 | 1218253.8847 | 1179391.9703 | 1137443.5499 | 1085720.0078 | 1038006.2316 | 992758.7515 | 948622.5272 | 905978.923 | 864877.3352 | 825159.6976 | 786872.2103 | 749762.6649 | 713591.6375 | 679770.569 | 646627.8998 | 2454954.4469 | 33980.524 | 19608
8128 | 2436494.2244 | 11718.544 | 19770.4 | 2192137.494 | 2201287.7247 | 2097860.78 | 1992342.5199 | 1883421.4008 | 1791716.8684 | 1753857.2605 | 1712934.3557 | 1662309.8341 | 1615664.9266 | 1571467.7697 | 1528373.5124 | 1486760.6514 | 1446678.2113 | 1407969.3149 | 1370679.8146 | 1334559.3986 | 1299370.4433 | 1266513.7761 | 1234330.4071 | 2436494.2244 | 11718.544 | 19770.4
8129 | 2454469.3844 | 14254.968 | 15252.7 | 2210523.5046 | 2219741.2408 | 2098915.4175 | 1975982.8501 | 1849622.3192 | 1744769.1743 | 1706568.252 | 1665281.4334 | 1614221.4245 | 1567170.3892 | 1522585.1628 | 1479110.9726 | 1437129.1076 | 1396688.9542 | 1357632.4777 | 1320005.8689 | 1283556.9692 | 1248046.4021 | 1214885.3295 | 1182402.5223 | 2454469.3844 | 14254.968 | 15252.7
8130 | 2619632.1968 | 0 | 23684.1 | 2367080.2008 | 2376918.2043 | 2351558.9413 | 2323951.1701 | 2292684.7655 | 2258516.103 | 2218418.9013 | 2175028.1514 | 2121206.567 | 2071663.7227 | 2024752.613 | 1979027.3019 | 1934894.7355 | 1892407.6235 | 1851397.2969 | 1811913.0546 | 1773685.7703 | 1736459.9596 | 1701741.7424 | 1667747.4315 | 2619632.1968 | 0 | 23684.1
8131 | 2667516.1583 | 0 | 15724.6 | 2418740.2119 | 2428758.0431 | 2402988.8413 | 2374930.0311 | 2343145.7118 | 2308406.0844 | 2267629.5508 | 2223499.2667 | 2168747.484 | 2118352.6519 | 2070637.6597 | 2024130.1411 | 1979244.4808 | 1936034.352 | 1894328.0026 | 1854175.6327 | 1815303.1965 | 1777450.5397 | 1742151.3124 | 1707589.2237 | 2667516.1583 | 0 | 15724.6
8132 | 2651636.5043 | 0 | 9287.37 | 2410685.1364 | 2420643.3318 | 2395023.1768 | 2367127.0433 | 2335527.5787 | 2300990.3988 | 2260452.2502 | 2216580.3159 | 2162150.1126 | 2112050.923 | 2064615.6203 | 2018380.6031 | 1973757.7895 | 1930800.5329 | 1889338.1036 | 1849420.4032 | 1810775.017 | 1773143.3395 | 1738049.891 | 1703689.1929 | 2651636.5043 | 0 | 9287.37
8133 | 2607989.9685 | 0 | 23231.2 | 2356908.0124 | 2366702.2936 | 2341473.0359 | 2314005.2629 | 2282895.1163 | 2248895.61 | 2208993.9124 | 2165813.3038 | 2112248.2176 | 2062942.8558 | 2016257.5327 | 1970752.7382 | 1926833.6099 | 1884552.6232 | 1843741.8587 | 1804450.3964 | 1766410.3058 | 1729367.238 | 1694820.6193 | 1660994.6898 | 2607989.9685 | 0 | 23231.2
8134 | 2505229.6427 | 0 | 47312.7 | 2239043.9887 | 2248452.3545 | 2224129.3191 | 2197655.9705 | 2167683.7656 | 2134936.0479 | 2096518.6976 | 2054951.6325 | 2003409.2602 | 1955958.7701 | 1911025.0835 | 1867225.4103 | 1824948.9247 | 1784246.0344 | 1744955.4365 | 1707124.2771 | 1670495.1826 | 1634823.8261 | 1601550.5534 | 1568969.5732 | 2505229.6427 | 0 | 47312.7
8135 | 2358810.2558 | 0 | 55957.2 | 2096772.24 | 2105630.7292 | 2082593.9291 | 2057532.492 | 2029176.691 | 1998207.5934 | 1961900.2277 | 1922627.2337 | 1873961.9444 | 1829149.3852 | 1786706.5337 | 1745331.4176 | 1705390.4656 | 1666931.1394 | 1629801.5635 | 1594046.1284 | 1559422.503 | 1525700.6401 | 1494236.7038 | 1463424.5987 | 2358810.2558 | 0 | 55957.2
8136 | 2236581.6741 | 0 | 65456.9 | 1975722.6323 | 1984122.0933 | 1962163.2817 | 1938284.7456 | 1911282.5526 | 1881802.4786 | 1847260.7542 | 1809907.0743 | 1763647.7879 | 1721041.5912 | 1680682.3091 | 1641335.4345 | 1603348.4086 | 1566766.2339 | 1531444.9045 | 1497426.5108 | 1464481.2789 | 1432391.0821 | 1402441.8109 | 1373110.5942 | 2236581.6741 | 0 | 65456.9
8137 | 2135198.9797 | 0 | 42663 | 1905991.2813 | 1914010.0005 | 1892938.9168 | 1870035.1283 | 1844149.276 | 1815897.8634 | 1782814.2415 | 1747046.128 | 1702776.0931 | 1661993.5559 | 1623356.0821 | 1585685.1241 | 1549312.3739 | 1514280.7938 | 1480452.9059 | 1447868.8925 | 1416309.3952 | 1385566.1748 | 1356866.8334 | 1328757.5305 | 2135198.9797 | 0 | 42663
8138 | 2062606.1232 | 0 | 42004.5 | 1840399.1031 | 1848145.2006 | 1827711.8702 | 1805508.1436 | 1780423.738 | 1753054.1967 | 1721016.7325 | 1686386.0445 | 1643542.4847 | 1604067.8542 | 1566665.3588 | 1530196.5195 | 1494981.7513 | 1461062.5559 | 1428306.1293 | 1396751.2878 | 1366186.1306 | 1336409.4986 | 1308607.2572 | 1281374.9943 | 2062606.1232 | 0 | 42004.5
8139 | 2023040.0111 | 0 | 29749.2 | 1816545.0406 | 1824142.5479 | 1804057.7533 | 1782236.5232 | 1757589.8731 | 1730701.9219 | 1699235.5907 | 1665225.7804 | 1623160.6425 | 1584399.8091 | 1547671.3618 | 1511858.6607 | 1477275.9744 | 1443964.0085 | 1411792.5064 | 1380799.54 | 1350777.2732 | 1321528.4055 | 1294216.0547 | 1267462.7486 | 2023040.0111 | 0 | 29749.2
8140 | 2022481.4635 | 0 | 13225.4 | 1832559.0914 | 1840154.5011 | 1820075.9251 | 1798261.393 | 1773622.221 | 1746742.3668 | 1715285.3966 | 1681285.6495 | 1639232.7989 | 1600483.3404 | 1563765.707 | 1527963.5669 | 1493391.102 | 1460089.0066 | 1427927.0602 | 1396943.3241 | 1366930.0196 | 1337689.9007 | 1310385.764 | 1283640.5177 | 2022481.4635 | 0 | 13225.4
8141 | 2105804.6747 | 0 | 36060.4 | 1885767.6516 | 1893675.9808 | 1872867.2753 | 1850251.0951 | 1824693.9038 | 1796803.7176 | 1764147.8451 | 1728844.4371 | 1685156.1498 | 1644907.3493 | 1606774.0822 | 1569594.0253 | 1533694.3043 | 1499117.2903 | 1465727.3976 | 1433564.2557 | 1402411.5258 | 1372063.8356 | 1343731.8871 | 1315981.8544 | 2105804.6747 | 0 | 36060.4
8142 | 2166284.8865 | 0 | 33113.6 | 1943910.7236 | 1952046.1857 | 1930704.5114 | 1907503.4505 | 1881276.9106 | 1852650.3705 | 1819121.2702 | 1782868.5953 | 1737990.2213 | 1696650.1188 | 1657486.3091 | 1619303.0866 | 1582436.9722 | 1546931.5538 | 1512647.3517 | 1479625.1336 | 1447642.3472 | 1416487.7218 | 1387406.7317 | 1358924.3704 | 2166284.8865 | 0 | 33113.6
8143 | 2157946.5852 | 48403.268 | 19066.5 | 1901944.7419 | 1910048.8895 | 1559724.0067 | 1207546.8941 | 852355.948 | 577036.7618 | 542015.3367 | 504280.8205 | 457953.8064 | 415151.4447 | 374516.999 | 334859.366 | 296513.7714 | 259523.6353 | 223750.015 | 189233.521 | 155752.4579 | 123096.3681 | 92505.9318 | 62511.8203 | 2157946.5852 | 48403.268 | 19066.5
8144 | 2266139.1749 | 83703.952 | 9382.3 | 1975068.448 | 1983578.9118 | 1392321.9853 | 799119.9641 | 202753.0053 | -253867.6944 | -291623.7386 | -332228.8997 | -381857.3591 | -427784.4514 | -471434.9352 | -514059.632 | -555306.509 | -595129.9691 | -633675.9211 | -670901.7185 | -707040.1719 | -742312.2904 | -775415.1899 | -807891.867 | 2266139.1749 | 83703.952 | 9382.3
8145 | 2367799.5183 | 95713.896 | 3647.54 | 2061571.9067 | 2070464.1551 | 1396665.9039 | 720835.3001 | 41697.7777 | -477394.9243 | -517017.9846 | -559617.9749 | -611646.0541 | -659806.7206 | -705588.6486 | -750298.7722 | -793569.2662 | -835352.4879 | -875800.8919 | -914869.9183 | -952802.8217 | -989830.526 | -1024591.6989 | -1058698.5566 | 2367799.5183 | 95713.896 | 3647.54
8146 | 2438685.3456 | 66400.216 | 17978.6 | 2141247.3128 | 2150405.7722 | 1675258.8158 | 1198018.6633 | 717372.5916 | 346873.5002 | 307198.393 | 264457.2342 | 212005.7339 | 163537.4266 | 117519.0711 | 72604.6071 | 29172.8716 | -12727.0667 | -53252.2262 | -92356.713 | -130291.0643 | -167293.1171 | -201960.7845 | -235954.5481 | 2438685.3456 | 66400.216 | 17978.6
8147 | 2442900.7531 | 21709.144 | 17562.4 | 2190201.7073 | 2199375.9975 | 2028000.5256 | 1854528.2394 | 1677644.1466 | 1534948.8086 | 1496690.1861 | 1455360.2121 | 1404303.1117 | 1357236.0895 | 1312623.254 | 1269116.2181 | 1227094.4737 | 1186607.1743 | 1147497.0302 | 1109810.0143 | 1073295.1567 | 1037714.209 | 1004471.682 | 971904.2236 | 2442900.7531 | 21709.144 | 17562.4
8148 | 2466536.983 | 102039.496 | 7355.63 | 2141649.3423 | 2150912.3982 | 1433229.9499 | 713430.3995 | -9813.9682 | -562372.3957 | -603643.0024 | -648014.6774 | -702207.5933 | -752371.8252 | -800058.125 | -846627.9259 | -891698.0646 | -935218.9116 | -977349.2789 | -1018042.7483 | -1057552.7184 | -1096119.7425 | -1132325.7206 | -1167850.0985 | 2466536.983 | 102039.496 | 7355.63
8149 | 2472712.2316 | 99777.088 | 0 | 2156903.1195 | 2166189.3665 | 1463826.4141 | 759341.0592 | 51402.2625 | -489702.4524 | -530993.3018 | -575392.9833 | -629638.4943 | -679845.235 | -727567.8398 | -774171.1505 | -819271.0443 | -862817.7678 | -904970.5302 | -945682.7973 | -985208.6021 | -1023789.1001 | -1060002.641 | -1095532.8752 | 2472712.2316 | 99777.088 | 0
8150 | 2464547.9952 | 96919.904 | 0 | 2152309.3472 | 2161564.9335 | 1478691.367 | 793702.4056 | 105271.4048 | -421172.3223 | -462256.4597 | -506439.1648 | -560435.1911 | -610405.782 | -657900.4389 | -704279.4974 | -749160.1029 | -792492.6661 | -834435.8708 | -874943.3364 | -914268.2569 | -952650.9919 | -988674.5848 | -1024017.1271 | 2464547.9952 | 96919.904 | 0
8151 | 2446793.5908 | 90070.384 | 0 | 2142955.6017 | 2152144.5115 | 1515985.8993 | 877727.1314 | 236051.1202 | -255258.8719 | -295864.5871 | -339546.5481 | -392971.136 | -442399.2874 | -489369.3413 | -535231.8334 | -579606.6672 | -622444.6107 | -663903.2045 | -703936.4022 | -742795.5738 | -780719.3472 | -816300.9737 | -851206.4558 | 2446793.5908 | 90070.384 | 0
8152 | 2419469.5817 | 70147.032 | 0 | 2137942.1455 | 2147028.4403 | 1646548.0652 | 1143990.9874 | 638054.8277 | 248654.7413 | 209101.2127 | 166505.7916 | 114276.5422 | 65999.0999 | 20152.3049 | -24599.2967 | -67879.8531 | -109640.6822 | -150037.5651 | -189024.9696 | -226851.4587 | -263752.9955 | -298338.5408 | -332255.4923 | 2419469.5817 | 70147.032 | 0
8153 | 2448117.8424 | 16385.145 | 0 | 2217849.3971 | 2227043.2801 | 2091791.9233 | 1954439.2742 | 1813667.5323 | 1698030.5003 | 1659850.2434 | 1618592.0758 | 1567586.0084 | 1520578.5405 | 1476030.5004 | 1432590.6216 | 1390639.2062 | 1350225.5128 | 1311191.9157 | 1273584.4862 | 1237151.7182 | 1201654.8546 | 1168501.4056 | 1136024.4668 | 2448117.8424 | 16385.145 | 0
8154 | 2611011.8927 | 0 | 17778.1 | 2365119.0219 | 2374924.6519 | 2349640.8701 | 2322115.979 | 2290944.494 | 2256880.3013 | 2216907.0782 | 2173651.1449 | 2119998.7013 | 2070610.918 | 2023846.2091 | 1978263.3968 | 1934268.088 | 1891912.819 | 1851029.4758 | 1811667.1952 | 1773557.7362 | 1736446.4554 | 1701834.5163 | 1667944.1016 | 2611011.8927 | 0 | 17778.1
8155 | 2636072.3047 | 0 | 38574 | 2367194.0953 | 2377093.8395 | 2351599.9666 | 2323843.4744 | 2292405.3883 | 2258046.8304 | 2217722.5274 | 2174084.0069 | 2119949.1908 | 2070119.9669 | 2022938.9936 | 1976951.2608 | 1932566.2683 | 1889837.0566 | 1848593.8982 | 1808886.4015 | 1770443.751 | 1733008.8592 | 1698097.2977 | 1663914.1857 | 2636072.3047 | 0 | 38574
8156 | 2621324.323 | 0 | 68840.3 | 2323468.292 | 2333312.6502 | 2307957.915 | 2280353.219 | 2249087.5266 | 2214917.7014 | 2174815.5076 | 2131417.6382 | 2077582.1966 | 2028028.2588 | 1981107.7557 | 1935373.817 | 1891233.652 | 1848740.0041 | 1807724.0956 | 1768235.2572 | 1730004.1886 | 1692775.2406 | 1658055.5057 | 1624060.1448 | 2621324.323 | 0 | 68840.3
8157 | 2575820.4132 | 0 | 79755.9 | 2271024.296 | 2280697.7648 | 2255750.1904 | 2228591.7127 | 2197835.7902 | 2164226.1482 | 2124787.1183 | 2082109.6229 | 2029175.7424 | 1980449.0427 | 1934310.0633 | 1889337.0508 | 1845930.1453 | 1804141.175 | 1763804.2916 | 1724967.9699 | 1687367.5841 | 1650751.9229 | 1616601.9172 | 1583163.7109 | 2575820.4132 | 0 | 79755.9
8158 | 2473907.0134 | 0 | 65785.2 | 2191985.4055 | 2201276.1394 | 2177227.3714 | 2151055.1754 | 2121427.8689 | 2089059.7515 | 2051092.8884 | 2010015.691 | 1959087.9067 | 1912200.8442 | 1867799.1179 | 1824517.2265 | 1782739.4784 | 1742515.6512 | 1703686.4586 | 1666298.4572 | 1630097.4916 | 1594842.2894 | 1561955.188 | 1529751.7235 | 2473907.0134 | 0 | 65785.2
8159 | 2327676.0636 | 0 | 90813.6 | 2033501.7308 | 2042243.2958 | 2019479.1132 | 1994717.0169 | 1966704.0393 | 1936112.2584 | 1900252.6697 | 1861466.5965 | 1813412.1978 | 1769159.6766 | 1727245.5851 | 1686385.1358 | 1646939.921 | 1608956.7758 | 1572285.8293 | 1536970.8862 | 1502772.814 | 1469464.6019 | 1438384.5137 | 1407947.653 | 2327676.0636 | 0 | 90813.6
8160 | 2186768.3693 | 0 | 93466.3 | 1902251.9378 | 1910464.3254 | 1888941.6894 | 1865542.0851 | 1839088.3943 | 1810212.0098 | 1776386.7086 | 1739812.0798 | 1694530.1909 | 1652820.0299 | 1613306.7398 | 1574783.309 | 1537589.4402 | 1501769.1336 | 1467181.5908 | 1433867.9646 | 1401603.5985 | 1370175.2242 | 1340840.0926 | 1312109.2503 | 2186768.3693 | 0 | 93466.3
8161 | 2085120.818 | 0 | 94637.5 | 1808313.7695 | 1816144.4207 | 1795511.8317 | 1773089.5215 | 1747755.0877 | 1720110.5745 | 1687747.185 | 1652762.2649 | 1609474.8242 | 1569593.0868 | 1531806.1033 | 1494962.9673 | 1459387.5914 | 1425121.9303 | 1392031.7304 | 1360156.2317 | 1329281.2205 | 1299203.3415 | 1271121.4051 | 1243615.6687 | 2085120.818 | 0 | 94637.5
8162 | 2007849.5285 | 0 | 97210.6 | 1735220.2962 | 1742760.7558 | 1722806.8855 | 1701129.6182 | 1676648.146 | 1649942.2023 | 1618692.2564 | 1584917.9298 | 1543148.7608 | 1504659.0852 | 1468186.5351 | 1432622.8551 | 1398279.954 | 1365198.2317 | 1333248.4099 | 1302468.2744 | 1272651.5498 | 1243602.4171 | 1216475.2604 | 1189902.9507 | 2007849.5285 | 0 | 97210.6
8163 | 2018428.6167 | 0 | 98090.8 | 1743994.9273 | 1751575.1166 | 1731530.7003 | 1709753.8066 | 1685157.9332 | 1658325.8678 | 1626925.8584 | 1592988.1677 | 1551013.5109 | 1512335.6266 | 1475685.4959 | 1439949.0239 | 1405439.7629 | 1372198.3258 | 1340094.753 | 1309167.0294 | 1279207.7928 | 1250020.1924 | 1222764.6946 | 1196066.9673 | 2018428.6167 | 0 | 98090.8
8164 | 2017256.2392 | 0 | 98410.7 | 1742605.0762 | 1750180.8626 | 1730148.0398 | 1708383.7459 | 1683802.1096 | 1656985.5801 | 1625603.76 | 1591685.7324 | 1549735.407 | 1511079.9391 | 1474451.0471 | 1438735.2831 | 1404246.0173 | 1371023.8389 | 1338938.864 | 1308029.0552 | 1278087.171 | 1248916.4747 | 1221676.7589 | 1194994.4895 | 2017256.2392 | 0 | 98410.7
8165 | 2100617.9975 | 0 | 93222.3 | 1823872.2159 | 1831761.0666 | 1810997.7767 | 1788431.4639 | 1762931.3839 | 1735104.0554 | 1702522.7785 | 1667300.4872 | 1623713.9687 | 1583558.4655 | 1545513.2851 | 1508418.967 | 1472601.8315 | 1438104.1449 | 1404790.6558 | 1372700.8959 | 1341619.0593 | 1311340.2796 | 1283072.2768 | 1255384.7564 | 2100617.9975 | 0 | 93222.3
8166 | 2135595.0181 | 0 | 92738.7 | 1856277.0193 | 1864297.2258 | 1843224.2784 | 1820318.2863 | 1794429.6774 | 1766175.0692 | 1733087.3556 | 1697314.6524 | 1653038.4509 | 1612250.3939 | 1573607.7982 | 1535931.8976 | 1499554.4455 | 1464518.4124 | 1430686.2946 | 1398098.2822 | 1366534.9758 | 1335788.0978 | 1307085.4777 | 1278973.0058 | 2135595.0181 | 0 | 92738.7
8167 | 2132348.5982 | 44478.704 | 81925.8 | 1819648.4234 | 1827656.4381 | 1504235.2614 | 1178983.8265 | 850754.3088 | 595755.0195 | 561231.9735 | 524028.0197 | 478333.494 | 436121.8104 | 396052.3266 | 356948.0684 | 319140.2849 | 282671.8812 | 247405.5628 | 213381.4584 | 180380.5024 | 148194.7336 | 118050.1153 | 88494.748 | 2132348.5982 | 44478.704 | 81925.8
8168 | 2250854.5745 | 87838.96 | 65839.2 | 1900527.3005 | 1908980.3632 | 1289747.0882 | 668581.8378 | 44272.9966 | -433245.106 | -470918.5323 | -511421.8588 | -560887.6235 | -606676.986 | -650205.0951 | -692714.336 | -733855.0502 | -773581.9481 | -812039.9544 | -849186.7103 | -885253.456 | -920459.7101 | -953511.3761 | -985941.0434 | 2250854.5745 | 87838.96 | 65839.2
8169 | 2363971.3894 | 99851.168 | 28346.8 | 2029241.6958 | 2038119.5676 | 1336229.2619 | 632309.8893 | -74911.0554 | -615051.5449 | -654756.8313 | -697434.2347 | -749524.4842 | -797753.5736 | -843607.7703 | -888391.8954 | -931738.7184 | -973600.6738 | -1014129.9694 | -1053282.1176 | -1091299.9796 | -1128414.1059 | -1163265.3653 | -1197463.3674 | 2363971.3894 | 99851.168 | 28346.8
8170 | 2434645.34 | 103543.064 | 51676.7 | 2066719.3201 | 2075862.6072 | 1348250.3598 | 618548.3838 | -114553.869 | -674379.499 | -715228.9747 | -759139.4228 | -812744.1259 | -862372.2347 | -909554.4504 | -955634.6033 | -1000234.484 | -1043305.1052 | -1085003.225 | -1125283.0257 | -1164394.6294 | -1202575.479 | -1238425.8105 | -1273603.3546 | 2434645.34 | 103543.064 | 51676.7
8171 | 2437247.5971 | 105617.04 | 63437.6 | 2055259.3513 | 2064412.4112 | 1322672.4626 | 578840.5519 | -168395.2699 | -738832.5798 | -779794.1264 | -823819.917 | -877550.3243 | -927299.8869 | -974600.9421 | -1020798.7566 | -1065514.7168 | -1108699.7828 | -1150510.8806 | -1190902.1432 | -1230123.9602 | -1268414.0284 | -1304371.0874 | -1339654.6399 | 2437247.5971 | 105617.04 | 63437.6
8172 | 2451341.9788 | 105589.648 | 49337.5 | 2082249.8493 | 2091455.8405 | 1349772.1668 | 605984.4333 | -141226.8959 | -711701.8814 | -752871.752 | -797123.587 | -851136.1596 | -901144.8666 | -948690.9067 | -995127.3262 | -1040073.3219 | -1083479.5704 | -1125503.9051 | -1166100.194 | -1205520.2744 | -1244003.2178 | -1280139.6603 | -1315598.7016 | 2451341.9788 | 105589.648 | 49337.5
8173 | 2464607.9117 | 63925.456 | 40689.4 | 2144669.0771 | 2153924.8884 | 1695355.7542 | 1234671.1738 | 770544.4702 | 412330.1133 | 372345.4492 | 329262.1421 | 276365.2751 | 227493.9415 | 181098.602 | 135818.888 | 92037.6635 | 49804.5189 | 8960.7666 | -30447.2117 | -68672.6162 | -105955.8122 | -140879.8088 | -175122.7383 | 2464607.9117 | 63925.456 | 40689.4
8174 | 2458930.7953 | 101148.496 | 43282.1 | 2099672.21 | 2108906.7009 | 1397335.9431 | 683654.6119 | -33460.9136 | -581396.3481 | -622540.011 | -666775.1793 | -720801.3023 | -770811.1647 | -818350.7363 | -864777.2521 | -909708.7301 | -953095.6942 | -995096.4664 | -1035664.7718 | -1075053.2275 | -1113501.645 | -1149596.2974 | -1185011.4515 | 2458930.7953 | 101148.496 | 43282.1
8175 | 2452420.1006 | 91855.64 | 46507.6 | 2099797.6874 | 2109007.7275 | 1460663.5058 | 810214.299 | 156339.9908 | -344140.4462 | -384886.3211 | -428715.5158 | -482309.7409 | -531898.3395 | -579023.1882 | -625037.9281 | -669561.5889 | -712544.8252 | -754145.5399 | -794317.5808 | -833312.8958 | -871370.6617 | -907080.8947 | -942113.4286 | 2452420.1006 | 91855.64 | 46507.6
8176 | 2423894.917 | 68698.424 | 27248.7 | 2116180.7631 | 2125283.6772 | 1634612.33 | 1141860.4817 | 645723.3709 | 263655.4865 | 224086.3796 | 181469.8165 | 129201.8042 | 80892.8273 | 35018.9433 | -9757.7441 | -53060.6957 | -94841.1403 | -135255.1439 | -174257.0912 | -212095.9998 | -249008.2641 | -283600.3009 | -317522.5211 | 2423894.917 | 68698.424 | 27248.7
8177 | 2471639.1838 | 14426.493 | 18835.8 | 2222438.615 | 2231720.8322 | 2109578.6231 | 1985314.9325 | 1857599.2988 | 1751663.5397 | 1713209.987 | 1671648.9512 | 1620246.3584 | 1572880.7834 | 1527998.2663 | 1484234.5575 | 1441973.6132 | 1401265.1653 | 1361950.0735 | 1324074.8518 | 1287385.5777 | 1251641.2001 | 1218262.7524 | 1185567.3149 | 2471639.1838 | 14426.493 | 18835.8
8178 | 2630672.5416 | 0 | 22187.2 | 2378652.8902 | 2388532.3556 | 2363076.4211 | 2335362.502 | 2303974.5305 | 2269672.0695 | 2229416.0837 | 2185852.6693 | 2131814.46 | 2082073.0233 | 2034974.4125 | 1989066.5979 | 1944758.2406 | 1902102.2724 | 1860929.3134 | 1821288.8704 | 1782910.6827 | 1745538.1894 | 1710683.8576 | 1676556.483 | 2630672.5416 | 0 | 22187.2
8179 | 2668004.8466 | 0 | 20572.9 | 2414337.9052 | 2424357.5718 | 2398584.0909 | 2370520.5821 | 2338730.8818 | 2303985.332 | 2263201.77 | 2219063.8431 | 2164302.4717 | 2113898.8492 | 2066175.5574 | 2019659.9605 | 1974766.5191 | 1931548.9161 | 1889835.3679 | 1849676.084 | 1810796.9682 | 1772937.8187 | 1737632.5664 | 1703064.5878 | 2668004.8466 | 0 | 20572.9
8180 | 2652774.252 | 0 | 19222.8 | 2401788.0531 | 2411750.5213 | 2386120.404 | 2358213.3316 | 2326601.339 | 2292050.3707 | 2251495.8589 | 2207606.1309 | 2153153.6035 | 2103033.9483 | 2055579.3229 | 2009325.4981 | 1964684.5686 | 1921709.9107 | 1880230.7216 | 1840296.9241 | 1801635.9867 | 1763989.1931 | 1728881.7175 | 1694507.3067 | 2652774.252 | 0 | 19222.8
8181 | 2617455.2924 | 0 | 21651.7 | 2367125.8848 | 2376955.7129 | 2351643.5749 | 2324084.7972 | 2292870.4265 | 2258756.2095 | 2218718.38 | 2175389.7392 | 2121638.9319 | 2072163.3091 | 2025317.2339 | 1979655.9719 | 1935586.1311 | 1893160.3773 | 1852210.1816 | 1812784.8022 | 1774615.3362 | 1737446.5116 | 1702783.1966 | 1668843.1864 | 2617455.2924 | 0 | 21651.7
8182 | 2514505.0885 | 0 | 7978.82 | 2286842.952 | 2296286.1516 | 2271881.8985 | 2245319.3708 | 2215245.0325 | 2182384.9053 | 2143834.154 | 2102122.0263 | 2050397.6585 | 2002780.3228 | 1957689.109 | 1913736.1071 | 1871311.9323 | 1830467.179 | 1791039.947 | 1753077.5569 | 1716321.6823 | 1680527.0917 | 1647139.4637 | 1614446.6913 | 2514505.0885 | 0 | 7978.82
8183 | 2364999.5604 | 0 | 13362 | 2145016.0071 | 2153897.7402 | 2130806.7453 | 2105685.8009 | 2077261.8485 | 2046217.7424 | 2009821.3611 | 1970451.57 | 1921664.839 | 1876740.9474 | 1834192.9814 | 1792715.5523 | 1752676.0506 | 1714122.0622 | 1676901.3133 | 1641058.3108 | 1606350.0878 | 1572545.9935 | 1541005.7503 | 1510119.0486 | 2364999.5604 | 0 | 13362
8184 | 2165431.4979 | 0 | 12726.5 | 1963518.9925 | 1971651.2497 | 1950315.4438 | 1927120.9836 | 1900902.2364 | 1872284.4345 | 1838766.0036 | 1802525.0711 | 1757661.8375 | 1716335.4815 | 1677184.561 | 1639013.8414 | 1602159.711 | 1566665.7406 | 1532392.5055 | 1499380.7571 | 1467408.031 | 1436263.1396 | 1407191.0667 | 1378717.3867 | 2165431.4979 | 0 | 12726.5
8185 | 2079422.8866 | 0 | 4739.63 | 1893011.516 | 1900820.7686 | 1880238.0719 | 1857870.5446 | 1832598.8517 | 1805023.392 | 1772741.951 | 1737846.1433 | 1694670.5029 | 1654891.2592 | 1617201.0451 | 1580452.0993 | 1544967.4493 | 1510788.9351 | 1477782.6699 | 1445987.7865 | 1415190.6566 | 1385188.4807 | 1357176.7931 | 1329739.731 | 2079422.8866 | 0 | 4739.63
8186 | 2006268.1485 | 0 | 2555.05 | 1828432.6257 | 1835967.1465 | 1816027.123 | 1794365.0599 | 1769901.0006 | 1743214.2218 | 1711987.0195 | 1678237.4247 | 1636499.2844 | 1598038.0544 | 1561592.3613 | 1526054.8225 | 1491737.101 | 1458679.5651 | 1426753.0382 | 1395995.2763 | 1366200.1666 | 1337172.0442 | 1310064.384 | 1283511.1339 | 2006268.1485 | 0 | 2555.05
8187 | 1960450.3854 | 0 | 3137.02 | 1786035.8267 | 1793398.2793 | 1773861.5323 | 1752642.0725 | 1728684.6065 | 1702555.1818 | 1671989.0249 | 1638958.08 | 1598121.0265 | 1560486.0475 | 1524820.5759 | 1490042.5188 | 1456456.4218 | 1424101.7311 | 1392852.2201 | 1362744.7827 | 1333578.0131 | 1305160.7149 | 1278620.0208 | 1252621.0755 | 1960450.3854 | 0 | 3137.02
8188 | 1964365.2094 | 0 | 5076.03 | 1787669.6166 | 1795046.7712 | 1775477.0731 | 1754221.3019 | 1730222.0571 | 1704046.5164 | 1673425.3836 | 1640334.5411 | 1599422.0018 | 1561717.9313 | 1525987.3012 | 1491145.8576 | 1457498.7543 | 1425085.5162 | 1393779.6649 | 1363618.1678 | 1334399.2169 | 1305931.234 | 1279343.6026 | 1253298.8017 | 1964365.2094 | 0 | 5076.03
8189 | 2023149.3087 | 0 | 8979.5 | 1837414.4894 | 1845012.4071 | 1824927.4491 | 1803105.9618 | 1778458.9017 | 1751570.4197 | 1720103.3101 | 1686092.5841 | 1644026.0953 | 1605264.0894 | 1568534.5796 | 1532720.8653 | 1498137.2323 | 1464824.3884 | 1432652.0699 | 1401658.3507 | 1371635.3836 | 1342385.8575 | 1315072.9527 | 1288319.1229 | 2023149.3087 | 0 | 8979.5
8190 | 2058964.0409 | 0 | 7321.64 | 1871758.0765 | 1879490.4961 | 1859088.5454 | 1836919.3246 | 1811874.5113 | 1784548.5974 | 1752563.003 | 1717988.7639 | 1675216.155 | 1635806.5267 | 1598465.3745 | 1562056.2298 | 1526898.9418 | 1493034.9389 | 1460331.6517 | 1428827.8278 | 1398311.9408 | 1368583.1865 | 1340825.3366 | 1313636.4586 | 2058964.0409 | 0 | 7321.64
8191 | 2069526.751 | 35402.112 | 2611.64 | 1850705.8484 | 1858477.9362 | 1597310.3892 | 1334366.5058 | 1068532.278 | 860571.9908 | 827253.6381 | 791333.3606 | 747172.6549 | 706392.1821 | 667690.797 | 629926.2007 | 593419.8832 | 558213.4856 | 524173.7582 | 491339.6475 | 459498.5419 | 428448.6071 | 399379.6876 | 370882.659 | 2069526.751 | 35402.112 | 2611.64
8192 | 2189410.2352 | 81987.832 | 0 | 1916141.4613 | 1924363.7703 | 1345445.0477 | 764647.089 | 180791.3541 | -266149.7021 | -302745.2739 | -342093.4947 | -390159.495 | -434649.4524 | -476939.8847 | -518239.2619 | -558207.4708 | -596800.4581 | -634159.1924 | -670242.471 | -705275.2217 | -739470.9708 | -771570.9482 | -803065.9064 | 2189410.2352 | 81987.832 | 0
8193 | 2278597.9548 | 95160.688 | 0 | 1984364.3128 | 1992921.5655 | 1323665.1431 | 652452.9322 | -21941.6163 | -537132.7095 | -575454.5018 | -616641.075 | -666900.5547 | -713438.318 | -757686.9564 | -800904.1682 | -842735.9852 | -883136.5598 | -922252.6027 | -960041.2331 | -996736.5414 | -1032560.7519 | -1066203.8176 | -1099217.218 | 2278597.9548 | 95160.688 | 0
8194 | 2349887.8443 | 101946.504 | 6568.27 | 2036071.7737 | 2044896.7549 | 1328880.2305 | 610846.7275 | -110468.6781 | -661126.9515 | -700704.4541 | -743236.3671 | -795125.0484 | -843175.5728 | -888865.3531 | -933491.4369 | -976688.7814 | -1018410.1044 | -1058806.7072 | -1097834.3669 | -1135734.498 | -1172736.2776 | -1207488.6715 | -1241591.6999 | 2349887.8443 | 101946.504 | 6568.27
8195 | 2410322.804 | 105963.832 | 4796.82 | 2088980.869 | 2098032.8131 | 1354171.0981 | 608240.5313 | -141056.3429 | -712935.4941 | -753521.3111 | -797137.5208 | -850351.1383 | -899627.8883 | -946483.18 | -992247.4188 | -1036546.1737 | -1079330.9465 | -1120756.9295 | -1160778.7627 | -1199644.0693 | -1237587.9203 | -1273224.5354 | -1308195.0844 | 2410322.804 | 105963.832 | 4796.82
8196 | 2423681.2119 | 78846.392 | 3482.48 | 2129603.9806 | 2138706.0921 | 1579067.8576 | 1017349.3055 | 452245.7893 | 18458.4528 | -21426.2025 | -64358.0454 | -116940.4864 | -165564.2413 | -211753.1177 | -256844.8944 | -300463.0652 | -342558.8633 | -383288.3408 | -422605.8866 | -460760.496 | -497988.5431 | -532896.5671 | -567134.8336 | 2423681.2119 | 78846.392 | 3482.48
8197 | 2421753.0642 | 103022.776 | 1639.62 | 2105510.7643 | 2114605.6346 | 1390624.3908 | 664564.4843 | -64877.6933 | -621913.2071 | -662578.8516 | -706289.2596 | -759642.5883 | -809040.38 | -856005.2305 | -901873.854 | -946270.0439 | -989145.0721 | -1030654.8669 | -1070753.8531 | -1109690.8282 | -1147701.9779 | -1183394.9504 | -1218418.6981 | 2421753.0642 | 103022.776 | 1639.62
8198 | 2423835.6043 | 100648.4 | 2030.41 | 2109394.9463 | 2118497.6376 | 1410633.8814 | 700689.6751 | -12639.7109 | -557600.0496 | -598222.3736 | -641892.0793 | -695212.9979 | -744574.9781 | -791501.9249 | -837331.702 | -881687.7793 | -924521.3869 | -965988.587 | -1006043.7653 | -1044935.9333 | -1082901.4798 | -1118546.8555 | -1153522.431 | 2423835.6043 | 100648.4 | 2030.41
8199 | 2420584.7447 | 23452.528 | 6389.49 | 2179264.8947 | 2188355.3774 | 2005300.8712 | 1820168.7051 | 1631655.8996 | 1480319.4956 | 1442301.2315 | 1401239.6728 | 1350539.8455 | 1303793.6469 | 1259479.2158 | 1216260.4828 | 1174513.4731 | 1134286.8912 | 1095424.8842 | 1057973.0051 | 1021682.5765 | 986317.5266 | 953269.5357 | 920890.4467 | 2420584.7447 | 23452.528 | 6389.49
8200 | 2392349.0007 | 64089.392 | 12561.7 | 2106686.9327 | 2115671.3763 | 1656608.8962 | 1195492.9917 | 731035.8824 | 372849.7877 | 333887.3161 | 291917.0495 | 240420.9431 | 192832.3469 | 147647.1522 | 103544.8743 | 60897.1523 | 19752.1226 | -20044.2498 | -58446.9432 | -95701.7343 | -132041.941 | -166092.1169 | -199481.1936 | 2392349.0007 | 64089.392 | 12561.7
8201 | 2426603.5336 | 9024.29 | 16511.9 | 2189063.6716 | 2198176.7578 | 2113153.5876 | 2026047.5914 | 1935552.5498 | 1857706.1029 | 1820079.5159 | 1779402.0672 | 1729062.3843 | 1682686.1607 | 1638747.7513 | 1595907.7644 | 1554543.1603 | 1514702.7645 | 1476230.3366 | 1439171.5429 | 1403277.0877 | 1368310.3121 | 1335666.3569 | 1303692.9668 | 2426603.5336 | 9024.29 | 16511.9
8202 | 2586771.8416 | 0 | 16854.2 | 2343920.6373 | 2353635.2341 | 2328563.7031 | 2301271.869 | 2270367.2949 | 2236596.8685 | 2196972.2698 | 2154095.4368 | 2100918.6125 | 2051966.8561 | 2005613.8223 | 1960431.7125 | 1916822.3683 | 1874837.838 | 1834311.5685 | 1795292.2404 | 1757514.1031 | 1720724.877 | 1686411.7894 | 1652813.5276 | 2586771.8416 | 0 | 16854.2
8203 | 2643447.0632 | 0 | 36474.7 | 2376023.8475 | 2385951.2875 | 2360392.8397 | 2332565.4426 | 2301046.1519 | 2266598.219 | 2226167.851 | 2182413.9936 | 2128134.4757 | 2078172.5955 | 2030866.3749 | 1984756.7329 | 1940254.3151 | 1897412.3104 | 1856060.5164 | 1816248.6803 | 1777705.229 | 1740172.3557 | 1705169.8721 | 1670897.8759 | 2643447.0632 | 0 | 36474.7
8204 | 2614317.2263 | 0 | 64228.1 | 2321685.5802 | 2331503.6234 | 2306210.2437 | 2278672.9178 | 2247484.3816 | 2213399.4757 | 2173398.0591 | 2130109.7767 | 2076411.8228 | 2026983.9278 | 1980182.428 | 1934564.3208 | 1890535.7269 | 1848149.2489 | 1807236.56 | 1767846.8593 | 1729711.5662 | 1692575.7149 | 1657942.3693 | 1624031.4614 | 2614317.2263 | 0 | 64228.1
8205 | 2579610.2651 | 0 | 29714.4 | 2324524.5421 | 2334212.2437 | 2309231.4846 | 2282036.5692 | 2251238.916 | 2217583.3446 | 2178089.8085 | 2135353.042 | 2082344.8 | 2033549.9289 | 1987346.5855 | 1942310.9245 | 1898843.6747 | 1856996.7406 | 1816604.0299 | 1777714.0887 | 1740061.9019 | 1703395.8885 | 1669199.1583 | 1635715.2749 | 2579610.2651 | 0 | 29714.4
8206 | 2490749.6338 | 0 | 33211.4 | 2239930.3463 | 2249284.3326 | 2225088.0871 | 2198753.9571 | 2168941.1939 | 2136368.96 | 2098159.8636 | 2056819.2574 | 2005561.0005 | 1958370.975 | 1913683.2061 | 1870122.8961 | 1828076.9698 | 1787595.5437 | 1748518.2469 | 1710891.9532 | 1674460.7766 | 1638981.8024 | 1605887.0512 | 1573480.5912 | 2490749.6338 | 0 | 33211.4
8207 | 2345723.5291 | 0 | 35350.2 | 2105435.8538 | 2114245.1959 | 2091322.9859 | 2066387.3716 | 2038175.6706 | 2007365.1716 | 1971246.0213 | 1932177.6962 | 1883769.1843 | 1839192.0275 | 1796971.4313 | 1755812.6466 | 1716080.0693 | 1677820.8977 | 1640884.0988 | 1605313.817 | 1570869.0656 | 1537321.0738 | 1506018.4815 | 1475364.104 | 2345723.5291 | 0 | 35350.2
8208 | 2210739.493 | 0 | 35778.4 | 1981816.6901 | 1990119.101 | 1968386.569 | 1944756.4935 | 1918038.8528 | 1888871.9612 | 1854701.9034 | 1817752.3801 | 1772000.1487 | 1729858.798 | 1689938.4003 | 1651018.7124 | 1613443.1611 | 1577256.2289 | 1542315.5738 | 1508662.7999 | 1476070.788 | 1444323.932 | 1414693.2645 | 1385673.5105 | 2210739.493 | 0 | 35778.4
8209 | 2121956.2274 | 0 | 70078 | 1866490.5009 | 1874459.4871 | 1853504.3597 | 1830727.8941 | 1804987.8599 | 1776896.9367 | 1744003.7743 | 1708442.7697 | 1664432.5737 | 1623888.2455 | 1585475.6767 | 1548023.6293 | 1511861.7381 | 1477032.6989 | 1443399.8864 | 1411003.2339 | 1379624.7432 | 1349057.4668 | 1320521.393 | 1292571.6982 | 2121956.2274 | 0 | 70078
8210 | 2051938.1322 | 0 | 91951.6 | 1780716.0363 | 1788422.0702 | 1768082.151 | 1745980.9922 | 1721014.0535 | 1693773.7981 | 1661889.7627 | 1627425.9158 | 1584791.675 | 1545508.939 | 1508287.6209 | 1471995.1298 | 1436950.2237 | 1403194.1896 | 1370594.9103 | 1339191.0014 | 1308771.6582 | 1279136.7616 | 1251466.0441 | 1224362.357 | 2051938.1322 | 0 | 91951.6
8211 | 2014398.4574 | 0 | 87252 | 1751155.6686 | 1758720.7226 | 1738711.5952 | 1716973.4497 | 1692421.953 | 1665638.7292 | 1634296.6823 | 1600422.0209 | 1558526.4407 | 1519921.0505 | 1483339.365 | 1447669.5139 | 1413224.4236 | 1380044.6256 | 1348000.42 | 1317129.7158 | 1287225.5648 | 1258091.5093 | 1230885.6987 | 1204236.5448 | 2014398.4574 | 0 | 87252
8212 | 2003566.7539 | 0 | 89910.6 | 1738611.6923 | 1746136.068 | 1726223.1131 | 1704590.4373 | 1680159.538 | 1653508.9121 | 1622323.9763 | 1588620.0443 | 1546938.3232 | 1508529.1002 | 1472132.7002 | 1436643.2315 | 1402371.9379 | 1369359.133 | 1337475.8142 | 1306759.6867 | 1277004.9151 | 1248016.0982 | 1220945.1577 | 1194427.8807 | 2003566.7539 | 0 | 89910.6
8213 | 2073003.5983 | 0 | 98658 | 1793234.688 | 1801019.8331 | 1780498.3406 | 1758197.5274 | 1733001.5139 | 1705508.8455 | 1673324.7234 | 1638534.3053 | 1595489.6148 | 1555830.8361 | 1518254.6381 | 1481616.8026 | 1446239.3599 | 1412164.0209 | 1379257.3122 | 1347558.2457 | 1316853.8526 | 1286941.9593 | 1259014.4097 | 1231659.7116 | 2073003.5983 | 0 | 98658
8214 | 2101395.6365 | 0 | 97735.4 | 1820068.8153 | 1827960.5864 | 1807187.0959 | 1784609.915 | 1759097.8808 | 1731257.7364 | 1698661.8839 | 1663424.0393 | 1619818.871 | 1579645.9883 | 1541584.2095 | 1504473.6451 | 1468640.736 | 1434127.7643 | 1400799.4285 | 1368695.275 | 1337599.4178 | 1307306.9148 | 1279025.9331 | 1251325.6488 | 2101395.6365 | 0 | 97735.4
8215 | 2135884.1063 | 36295.332 | 99178.4 | 1813805.8188 | 1821827.111 | 1554006.3296 | 1284352.2552 | 1011715.1603 | 798396.5386 | 764094.1847 | 727106.4779 | 681614.1216 | 639610.3821 | 599752.3942 | 560861.2323 | 523268.6947 | 487017.7576 | 451970.8989 | 418168.3139 | 385390.5736 | 353429.3722 | 323512.7056 | 294186.2669 | 2135884.1063 | 36295.332 | 99178.4
8216 | 2277814.3577 | 40751.04 | 100134 | 1937924.8238 | 1946479.1337 | 1647118.019 | 1345801.7885 | 1041304.3146 | 803540.6544 | 767041.9578 | 727679.4655 | 679247.1868 | 634535.3447 | 592111.8402 | 550719.4075 | 510711.8933 | 472135.1294 | 434842.4553 | 398876.7372 | 364003.9653 | 330001.9916 | 298180.4126 | 266988.2824 | 2277814.3577 | 40751.04 | 100134
8217 | 2362728.7088 | 95117.648 | 100134 | 1961053.9038 | 1969927.1087 | 1300226.6101 | 628498.1112 | -46530.2243 | -562521.4593 | -602051.8057 | -644552.7068 | -696461.5059 | -744511.1746 | -790187.1991 | -834793.7145 | -877963.6833 | -919649.5651 | -960003.4876 | -998980.9866 | -1036824.7957 | -1073765.3442 | -1108444.2154 | -1142470.1725 | 2362728.7088 | 95117.648 | 100134
8218 | 2431043.2405 | 25479.512 | 99852.8 | 2093319.3752 | 2102449.1347 | 1905551.9901 | 1706568.2089 | 1504189.1816 | 1342419.8772 | 1304212.5094 | 1262948.6979 | 1212004.9743 | 1165031.9615 | 1120501.2231 | 1077070.9169 | 1035118.6928 | 994693.4658 | 955638.7094 | 918000.1737 | 881528.1067 | 845985.4166 | 812769.7968 | 780225.9688 | 2431043.2405 | 25479.512 | 99852.8
8219 | 2458460.0039 | 97379.6 | 98976.6 | 2047316.9459 | 2056549.6688 | 1370622.8923 | 682585.9465 | -8884.5362 | -537579.7359 | -578573.0283 | -622657.2342 | -676530.5203 | -726388.3146 | -773776.2912 | -820051.425 | -864831.8074 | -908067.9715 | -949918.2091 | -990336.2543 | -1029574.6755 | -1067873.2385 | -1103818.4872 | -1139084.3676 | 2458460.0039 | 97379.6 | 98976.6
8220 | 2472844.1029 | 44611.416 | 100134 | 2112055.1417 | 2121341.8839 | 1794005.8407 | 1464547.2818 | 1131635.0969 | 871801.4569 | 832345.7166 | 789780.9783 | 737369.8854 | 688997.7783 | 643109.9395 | 598341.4545 | 555076.4666 | 513364.7318 | 473047.0325 | 434169.9052 | 396479.3036 | 359734.0592 | 325355.8981 | 291661.0801 | 2472844.1029 | 44611.416 | 100134
8221 | 2467196.1159 | 86067.392 | 99955.2 | 2065623.4231 | 2074888.9544 | 1465774.139 | 854541.6558 | 239863.4348 | -231274.5524 | -272031.1535 | -315889.6515 | -369572.015 | -419224.6179 | -466398.6264 | -512455.8378 | -557012.9861 | -600020.4289 | -641637.0202 | -681816.3298 | -720811.8237 | -758864.1196 | -794554.7387 | -829563.5754 | 2467196.1159 | 86067.392 | 99955.2
8222 | 2456996.7149 | 91490.616 | 99699.8 | 2051147.2833 | 2060374.5108 | 1414475.8888 | 766468.3534 | 115029.3248 | -383641.27 | -424436.6493 | -468321.1022 | -521988.8088 | -571643.4138 | -618829.671 | -664903.7478 | -709483.9629 | -752520.8789 | -794172.6932 | -834393.1675 | -873434.7201 | -911536.9738 | -947287.3139 | -982358.69 | 2456996.7149 | 91490.616 | 99699.8
8223 | 2446562.0347 | 87169.016 | 96440.5 | 2049205.1437 | 2058393.1839 | 1441960.379 | 823427.6172 | 201477.9355 | -275036.4156 | -315542.5275 | -359124.594 | -412448.3654 | -461776.0785 | -508645.9267 | -554408.318 | -598683.1917 | -641421.3206 | -682780.2304 | -722713.8788 | -761473.6124 | -799298.0362 | -834780.5348 | -869586.953 | 2446562.0347 | 87169.016 | 96440.5
8224 | 2406157.8209 | 561.2078 | 96225.9 | 2099153.3098 | 2108189.6124 | 2080876.948 | 2051499.0068 | 2018760.5751 | 1984310.1772 | 1947257.0947 | 1907178.856 | 1857519.7937 | 1811790.796 | 1768479.0723 | 1726256.5163 | 1685496.9119 | 1646248.6734 | 1608356.8768 | 1571866.8036 | 1536531.2586 | 1502115.5769 | 1470003.1443 | 1438555.6268 | 2406157.8209 | 561.2078 | 96225.9
8225 | 2441678.8097 | 0 | 98402.2 | 2129955.8647 | 2139125.566 | 2115318.3881 | 2089415.4447 | 2060102.4014 | 2028084.2525 | 1990540.2941 | 1949926.5205 | 1899590.486 | 1853242.5338 | 1809347.5408 | 1766557.7943 | 1725252.5963 | 1685481.0758 | 1647086.0216 | 1610113.384 | 1574312.3182 | 1539444.6952 | 1506914.3232 | 1475058.6821 | 2441678.8097 | 0 | 98402.2
8226 | 2576506.1138 | 0 | 98666.4 | 2252739.5894 | 2262415.6333 | 2237433.9912 | 2210240.8572 | 2179449.3208 | 2145803.3051 | 2106326.3498 | 2063610.0669 | 2010634.6685 | 1961867.5709 | 1915688.8825 | 1870676.4714 | 1827230.5842 | 1785403.0628 | 1745028.015 | 1706153.9282 | 1668516.1065 | 1631863.2715 | 1597676.7482 | 1564202.214 | 2576506.1138 | 0 | 98666.4
8227 | 2573974.2534 | 0 | 92377.2 | 2256718.1286 | 2266384.6641 | 2241434.5346 | 2214275.0863 | 2183520.7716 | 2149914.7828 | 2110483.5842 | 2067816.2411 | 2014899.8641 | 1966187.6523 | 1920061.3062 | 1875100.0913 | 1831703.861 | 1789924.4061 | 1749595.9976 | 1710767.0751 | 1673173.2028 | 1636563.3493 | 1602417.384 | 1568982.7081 | 2573974.2534 | 0 | 92377.2
8228 | 2529466.0548 | 0 | 69501 | 2238974.6522 | 2248474.0376 | 2223923.6323 | 2197202.111 | 2166947.8843 | 2133891.2936 | 2095110.2205 | 2053148.9611 | 2001115.8901 | 1953214.2876 | 1907853.8369 | 1863638.3705 | 1820960.8274 | 1779872.1032 | 1740209.3343 | 1702020.123 | 1665044.6058 | 1629036.0921 | 1595448.862 | 1562560.6219 | 2529466.0548 | 0 | 69501
8229 | 2487254.1179 | 0 | 72396.5 | 2197555.1212 | 2206895.9801 | 2182723.9104 | 2156416.9566 | 2126636.2514 | 2094099.9483 | 2055934.6934 | 2014642.3234 | 1963446.2211 | 1916312.6409 | 1871677.8058 | 1828168.8471 | 1786172.1469 | 1745737.7512 | 1706705.5144 | 1669122.2442 | 1632732.414 | 1597293.4498 | 1564235.3627 | 1531864.6007 | 2487254.1179 | 0 | 72396.5
8230 | 2432072.1591 | 0 | 95509.3 | 2124081.4128 | 2133215.0364 | 2109532.583 | 2083762.6097 | 2054595.9533 | 2022734.8344 | 1985369.6471 | 1944946.7225 | 1894839.7888 | 1848705.2465 | 1805014.0123 | 1762423.676 | 1721312.0474 | 1681728.0622 | 1643515.1277 | 1606719.0132 | 1571089.8611 | 1536390.4793 | 1504019.1527 | 1472319.9022 | 2432072.1591 | 0 | 95509.3
8231 | 2342558.1913 | 0 | 94902.2 | 2042995.0602 | 2051792.515 | 2028898.0213 | 2003992.8403 | 1975815.9933 | 1945043.8552 | 1908970.2293 | 1869951.4082 | 1821605.0041 | 1777084.7851 | 1734917.9466 | 1693811.4868 | 1654129.3099 | 1615918.5504 | 1579028.3793 | 1543502.8812 | 1509101.3948 | 1475595.4579 | 1444331.8905 | 1413715.6631 | 2342558.1913 | 0 | 94902.2
8232 | 2224619.8271 | 0 | 95104.8 | 1935157.9491 | 1943512.4874 | 1921658.4163 | 1897894.8878 | 1871024.4086 | 1841689.3007 | 1807319.6136 | 1770153.01 | 1724128.4295 | 1681737.4011 | 1641581.2701 | 1602432.132 | 1564635.5698 | 1528236.3452 | 1493091.2225 | 1459242.0672 | 1426460.3341 | 1394529.0631 | 1364727.2674 | 1335540.2208 | 2224619.8271 | 0 | 95104.8
8233 | 2129272.3921 | 0 | 96731 | 1846514.4785 | 1854510.9404 | 1833491.7511 | 1810644.944 | 1784824.3504 | 1756644.7623 | 1723646.3776 | 1687970.9525 | 1643817.2044 | 1603141.2739 | 1564604.4528 | 1527031.4649 | 1490753.0813 | 1455812.1453 | 1422071.5603 | 1389571.3974 | 1358092.9067 | 1327428.4274 | 1298802.1538 | 1270764.2811 | 2129272.3921 | 0 | 96731
8234 | 2060176.6455 | 0 | 99288.2 | 1780898.1801 | 1788635.1537 | 1768223.0963 | 1746042.728 | 1720985.0738 | 1693644.9755 | 1661642.4524 | 1627049.76 | 1584253.8696 | 1544822.9402 | 1507461.7053 | 1471033.0266 | 1435856.942 | 1401974.9042 | 1369254.2656 | 1337733.7967 | 1307201.8466 | 1277457.4927 | 1249685.204 | 1222482.2223 | 2060176.6455 | 0 | 99288.2
8235 | 2000070.5634 | 0 | 100134 | 1725197.5514 | 1732708.7972 | 1712825.1278 | 1691224.7383 | 1666831.0083 | 1640221.425 | 1609085.4441 | 1575434.8626 | 1533820.4132 | 1495472.7513 | 1459134.4001 | 1423701.3977 | 1389484.4446 | 1356523.7842 | 1324690.639 | 1294022.6483 | 1264314.3361 | 1235370.6419 | 1208341.4774 | 1181865.0103 | 2000070.5634 | 0 | 100134
8236 | 1965200.9813 | 0 | 99910.9 | 1693597.5 | 1700977.7934 | 1681400.7771 | 1660136.9704 | 1636128.5227 | 1609942.8532 | 1579309.7003 | 1546205.7867 | 1505276.8486 | 1467557.7444 | 1431812.9201 | 1396957.6607 | 1363297.2497 | 1330871.229 | 1299553.0662 | 1269379.7444 | 1240149.3699 | 1211670.2828 | 1185072.3473 | 1159017.4733 | 1965200.9813 | 0 | 99910.9
8237 | 1969538.0347 | 0 | 99887.3 | 1697579.2406 | 1704975.8218 | 1685360.2951 | 1664054.2554 | 1639997.5175 | 1613758.7528 | 1583062.6894 | 1549890.4126 | 1508875.842 | 1471078.1891 | 1435259.1733 | 1400331.6855 | 1366601.6831 | 1334108.7952 | 1302726.2102 | 1272490.9928 | 1243200.8036 | 1214663.5599 | 1188011.6194 | 1161903.9389 | 1969538.0347 | 0 | 99887.3
8238 | 1929756.4802 | 0 | 98995.5 | 1662165.0582 | 1669412.2401 | 1650141.6574 | 1629214.7073 | 1605592.6189 | 1579832.5771 | 1549705.267 | 1517151.7591 | 1476914.3594 | 1439828.9007 | 1404682.1137 | 1370408.8473 | 1337308.879 | 1305421.0375 | 1274621.0724 | 1244945.2999 | 1216195.4676 | 1188183.3725 | 1162018.5004 | 1136386.8951 | 1929756.4802 | 0 | 98995.5
8239 | 1978332.6601 | 28588.964 | 97359.4 | 1679544.447 | 1686974.0563 | 1472921.4614 | 1257170.8047 | 1038657.1671 | 866539.3935 | 834758.6828 | 800490.7015 | 758345.4081 | 719431.397 | 682504.8582 | 646473.8284 | 611645.6312 | 578060.0726 | 545589.7746 | 514271.9677 | 483903.4089 | 454291.1577 | 426572.6282 | 399400.789 | 1978332.6601 | 28588.964 | 97359.4
8240 | 2074925.0032 | 76247.6 | 93794.5 | 1723604.1266 | 1731396.4875 | 1192502.8724 | 651828.2874 | 108255.8186 | -308030.7976 | -342789.3519 | -380156.6179 | -425785.8069 | -468025.9459 | -508181.5739 | -547397.9696 | -585352.8043 | -622004.3283 | -657486.139 | -691759.1881 | -725036.642 | -757520.8613 | -788018.8979 | -817943.552 | 2074925.0032 | 76247.6 | 93794.5
8241 | 2149237.8331 | 89613.176 | 94140.4 | 1777713.0343 | 1785784.4763 | 1155373.2798 | 523117.3287 | -112140.2932 | -597479.2737 | -633756.5103 | -672735.8889 | -720273.0888 | -764299.8608 | -806167.4656 | -847062.1999 | -886650.1907 | -924888.1932 | -961914.5894 | -997688.9326 | -1032432.0235 | -1066353.4705 | -1098217.6002 | -1129487.8118 | 2149237.8331 | 89613.176 | 94140.4
8242 | 2188982.8277 | 94402.4 | 98526.1 | 1804810.7269 | 1813031.4308 | 1149709.3712 | 484508.4426 | -183749.6654 | -693993.7633 | -731006.7754 | -770771.8992 | -819253.1007 | -864158.9573 | -906865.7182 | -948581.6176 | -988966.6084 | -1027976.6461 | -1065752.6718 | -1102253.4907 | -1137703.9869 | -1172317.6448 | -1204835.9402 | -1236749.3345 | 2188982.8277 | 94402.4 | 98526.1
8243 | 2218869.4277 | 46918.412 | 99641.3 | 1878455.0295 | 1886787.9723 | 1545999.1275 | 1203305.7611 | 857513.4751 | 589001.9047 | 553128.8443 | 514466.0972 | 466968.2702 | 423094.6029 | 381450.056 | 340809.899 | 301518.8217 | 263621.47 | 226974.9785 | 191621.1045 | 157331.8934 | 123890.9462 | 92573.9698 | 61870.1534 | 2218869.4277 | 46918.412 | 99641.3
8244 | 2228949.2262 | 93923.48 | 99278.2 | 1841012.2241 | 1849383.0214 | 1188954.4008 | 526612.6066 | -138842.1847 | -647141.1804 | -684725.4557 | -725112.0908 | -774373.9414 | -819995.1686 | -863377.1491 | -905750.177 | -946767.9965 | -986385.7592 | -1024746.9792 | -1061809.7097 | -1097802.9408 | -1132944.0546 | -1165951.5488 | -1198343.0976 | 2228949.2262 | 93923.48 | 99278.2
8245 | 2214780.3229 | 94308.864 | 100134 | 1826840.0232 | 1835157.6094 | 1172226.6766 | 507394.7319 | -160530.4214 | -670629.1121 | -708028.8961 | -748213.2258 | -797216.3536 | -842602.0004 | -885762.6349 | -927920.7304 | -968732.2324 | -1008152.5773 | -1046324.3671 | -1083205.9217 | -1119024.7753 | -1153996.9283 | -1186849.0247 | -1219089.0911 | 2214780.3229 | 94308.864 | 100134
8246 | 2181224.399 | 45680.956 | 100134 | 1844843.6684 | 1853035.2356 | 1520969.8237 | 1187032.202 | 850048.2366 | 588283.6068 | 552974.4846 | 514923.005 | 468186.3402 | 425012.3481 | 384029.6575 | 344034.3165 | 305365.1669 | 268066.0971 | 231996.6657 | 197197.9213 | 163445.7769 | 130527.5048 | 99697.1686 | 69469.5896 | 2181224.399 | 45680.956 | 100134
8247 | 2177489.7254 | 568.4539 | 100134 | 1886547.7819 | 1894725.3236 | 1869367.5525 | 1842140.7772 | 1811872.8741 | 1780158.6582 | 1746395.9649 | 1709895.6098 | 1664724.9401 | 1623110.8433 | 1583684.2959 | 1545243.4076 | 1508126.44 | 1472377.2063 | 1437855.5057 | 1404602.3164 | 1372393.9352 | 1341017.9986 | 1311726.4228 | 1283036.5723 | 2177489.7254 | 568.4539 | 100134
8248 | 2175425.5396 | 3329.9857 | 100134 | 1881902.4048 | 1890072.1945 | 1845957.4499 | 1799975.4728 | 1750955.2508 | 1705184.293 | 1671357.7664 | 1634796.1732 | 1589572.4846 | 1547901.9973 | 1508416.9858 | 1469916.6989 | 1432739.0778 | 1396927.8941 | 1362343.0797 | 1329025.5741 | 1296751.8862 | 1265309.8537 | 1235950.2062 | 1207191.7134 | 2175425.5396 | 3329.9857 | 100134
8249 | 2274699.0885 | 0 | 100134 | 1975832.7645 | 1984375.3751 | 1962030.3061 | 1937732.7952 | 1910258.3919 | 1880263.8776 | 1845121.4489 | 1807119.1412 | 1760059.4514 | 1716715.1099 | 1675655.9764 | 1635626.5046 | 1596980.0571 | 1559762.4031 | 1523827.0828 | 1489216.9037 | 1455698.1759 | 1423049.0554 | 1392577.3476 | 1362734.2277 | 2274699.0885 | 0 | 100134
8250 | 2447698.4232 | 0 | 100134 | 2133717.7661 | 2142910.074 | 2119056.2985 | 2093101.5908 | 2063728.376 | 2031643.3865 | 1994018.9645 | 1953317.159 | 1902869.1238 | 1856419.003 | 1812427.8888 | 1769544.7459 | 1728149.8114 | 1688292.3355 | 1649814.7195 | 1612763.0267 | 1576885.7941 | 1541944.3057 | 1509345.8303 | 1477423.7493 | 2447698.4232 | 0 | 100134
8251 | 2456405.6302 | 0 | 100134 | 2141664.2556 | 2150889.2633 | 2126968.5888 | 2100939.5084 | 2071479.7603 | 2039298.5908 | 2001558.2834 | 1960729.6453 | 1910120.1073 | 1863522.7054 | 1819393.0575 | 1776375.3223 | 1734851.0895 | 1694869.7846 | 1656273.2481 | 1619107.7073 | 1583120.8046 | 1548072.9747 | 1515376.4928 | 1483358.8113 | 2456405.6302 | 0 | 100134
8252 | 2414171.2567 | 0 | 99707.8 | 2103545.9482 | 2112612.3451 | 2089071.4848 | 2063458.4695 | 2034473.772 | 2002814.4441 | 1965691.5596 | 1925533.4439 | 1875762.5967 | 1829934.9028 | 1786532.5334 | 1744222.9589 | 1703381.2083 | 1664055.857 | 1626091.4651 | 1589533.4649 | 1554133.8379 | 1519657.1377 | 1487491.3573 | 1455992.7064 | 2414171.2567 | 0 | 99707.8
8253 | 2373389.6457 | 0 | 98844.9 | 2067190.1807 | 2076103.4227 | 2052928.3739 | 2027716.1741 | 1999189.2485 | 1968032.874 | 1931505.2366 | 1891993.6409 | 1843031.6976 | 1797946.2975 | 1755245.2519 | 1713618.5412 | 1673434.8589 | 1634741.9601 | 1597387.0304 | 1561414.7349 | 1526581.2446 | 1492655.0906 | 1461000.8189 | 1430002.4072 | 2373389.6457 | 0 | 98844.9
8254 | 2315263.6117 | 0 | 98028.3 | 2014959.0104 | 2023653.9606 | 2000994.3069 | 1976347.3936 | 1948466.9345 | 1918021.4236 | 1882336.1959 | 1843740.0892 | 1795925.0809 | 1751891.6763 | 1710184.2317 | 1669524.8107 | 1630273.0773 | 1592475.617 | 1555983.3581 | 1520839.8716 | 1486807.3001 | 1453659.8436 | 1422728.6294 | 1392437.2127 | 2315263.6117 | 0 | 98028.3
8255 | 2254228.198 | 0 | 100133 | 1957151.3425 | 1965617.0748 | 1943496.0168 | 1919440.0877 | 1892235.8561 | 1862534.1931 | 1827730.9437 | 1790093.5524 | 1743480.2899 | 1700548.9399 | 1659882.2324 | 1620235.9203 | 1581960.1861 | 1545100.3872 | 1509511.3816 | 1475235.5919 | 1442041.4312 | 1409709.0517 | 1379534.4896 | 1349982.8585 | 2254228.198 | 0 | 100133
8256 | 2167532.9547 | 0 | 100134 | 1878029.3525 | 1886169.5017 | 1864815.295 | 1841600.6303 | 1815358.7436 | 1786715.474 | 1753166.8197 | 1716893.0216 | 1671988.5549 | 1630624.3981 | 1591437.7881 | 1553232.3301 | 1516344.7391 | 1480818.628 | 1446514.4369 | 1413472.9567 | 1381471.5072 | 1350298.6957 | 1321200.7143 | 1292701.7065 | 2167532.9547 | 0 | 100134
8257 | 2071009.9213 | 0 | 100134 | 1789939.1914 | 1797716.8492 | 1777207.8181 | 1754921.1776 | 1729742.1212 | 1702268.6186 | 1670108.1742 | 1635343.9404 | 1592333.3726 | 1552705.4603 | 1515158.1258 | 1478548.2513 | 1443197.5575 | 1409147.7151 | 1376265.3791 | 1344589.5239 | 1313907.3854 | 1284016.9846 | 1256109.019 | 1228773.3541 | 2071009.9213 | 0 | 100134
8258 | 1992819.1939 | 0 | 100134 | 1718579.7082 | 1726063.7215 | 1706241.4599 | 1684708.7022 | 1660392.7315 | 1633868.9411 | 1602835.1639 | 1569295.903 | 1527821.6475 | 1489602.3356 | 1453385.0496 | 1418069.83 | 1383966.2508 | 1351114.4096 | 1319385.9956 | 1288818.5119 | 1259207.2273 | 1230357.7884 | 1203415.9382 | 1177024.7814 | 1992819.1939 | 0 | 100134
8259 | 1937229.9731 | 0 | 100134 | 1667847.1188 | 1675122.3673 | 1655788.9431 | 1634792.7368 | 1611090.9544 | 1585242.9389 | 1555010.7417 | 1522342.9506 | 1481961.5097 | 1444744.2167 | 1409473.1034 | 1375078.8935 | 1341862.5257 | 1309862.9789 | 1278955.5217 | 1249176.6108 | 1220327.2261 | 1192218.4356 | 1165964.022 | 1140244.9404 | 1937229.9731 | 0 | 100134
8260 | 1906212.4717 | 0 | 99294.2 | 1640379.3056 | 1647538.0682 | 1628477.5674 | 1607780.9078 | 1584421.9919 | 1558951.2068 | 1529166.4363 | 1496985.0688 | 1457213.5568 | 1420555.5306 | 1385812.5233 | 1351932.3793 | 1319211.2185 | 1287687.3958 | 1257238.177 | 1227899.4351 | 1199475.3364 | 1171779.9742 | 1145909.2978 | 1120565.3822 | 1906212.4717 | 0 | 99294.2
8261 | 1891242.6532 | 0 | 100134 | 1625877.5466 | 1632980.0902 | 1614050.134 | 1593496.868 | 1570302.2529 | 1545012.3534 | 1515442.347 | 1483494.5645 | 1444016.2442 | 1407626.959 | 1373137.6538 | 1339504.4356 | 1307021.0989 | 1275725.6974 | 1245496.4608 | 1216368.9802 | 1188148.9601 | 1160651.9535 | 1134965.3032 | 1109801.2769 | 1891242.6532 | 0 | 100134
8262 | 1826168.5727 | 0 | 100134 | 1566488.7557 | 1573346.9142 | 1554983.3687 | 1535052.3683 | 1512570.9025 | 1488066.2472 | 1459428.7554 | 1428495.3022 | 1390290.4228 | 1355068.2907 | 1321680.7638 | 1289119.8675 | 1257669.2875 | 1227365.7682 | 1198091.729 | 1169881.5365 | 1142547.5805 | 1115911.7604 | 1091024.0058 | 1066640.8926 | 1826168.5727 | 0 | 100134
8263 | 1842704.7603 | 7.9074 | 100134 | 1581572.3284 | 1588492.5884 | 1569924.3613 | 1549774.4859 | 1527051.0504 | 1502299.5439 | 1473417.8314 | 1442219.3673 | 1403683.6333 | 1368157.6558 | 1334482.896 | 1301642.2521 | 1269921.9786 | 1239359.1526 | 1209835.1286 | 1181384.5848 | 1153818.2117 | 1126956.2964 | 1101858.2754 | 1077269.4655 | 1842704.7603 | 7.9074 | 100134
8264 | 1934260.8483 | 1048.7345 | 100134 | 1664088.6613 | 1671352.7593 | 1644899.9754 | 1616786.9579 | 1585972.511 | 1554797.4702 | 1524557.2167 | 1491885.1024 | 1451511.1606 | 1414296.5172 | 1379025.0706 | 1344629.1836 | 1311409.3333 | 1279404.439 | 1248489.9605 | 1218702.2986 | 1189842.7383 | 1161722.6371 | 1135454.0707 | 1109720.0158 | 1934260.8483 | 1048.7345 | 100134
8265 | 1997823.6403 | 225.1516 | 100134 | 1722921.7824 | 1730424.5898 | 1709007.6262 | 1685875.8712 | 1659953.9137 | 1632201.2427 | 1601067.74 | 1567422.4616 | 1525822.2619 | 1487485.1799 | 1451155.1513 | 1415729.4543 | 1381518.4406 | 1348562.3081 | 1316732.4242 | 1286066.3859 | 1256358.9479 | 1227415.2689 | 1200383.9688 | 1173904.7452 | 1997823.6403 | 225.1516 | 100134
8266 | 2028689.3716 | 7494.3845 | 100134 | 1743821.6523 | 1751440.3757 | 1680330.9575 | 1607480.255 | 1531796.2422 | 1466601.557 | 1434777.6902 | 1400403.2415 | 1357950.9707 | 1318812.2315 | 1281711.5541 | 1245529.1801 | 1210580.2556 | 1176905.6001 | 1144374.5932 | 1113025.4129 | 1082649.643 | 1053049.432 | 1025391.1455 | 998293.4649 | 2028689.3716 | 7494.3845 | 100134
8267 | 2047877.6997 | 4015.1235 | 100134 | 1764812.8258 | 1772503.6108 | 1724872.7016 | 1675484.0382 | 1623235.2657 | 1575541.4743 | 1543551.2603 | 1508986.3399 | 1466267.1933 | 1426892.9195 | 1389575.9843 | 1353186.0383 | 1318041.2084 | 1284182.7 | 1251478.6575 | 1219967.62 | 1189439.1998 | 1159693.674 | 1131908.4405 | 1104689.1154 | 2047877.6997 | 4015.1235 | 100134
8268 | 2065923.429 | 15054.12 | 100134 | 1770242.9678 | 1778001.5233 | 1655161.9129 | 1530549.059 | 1403050.8931 | 1298848.7564 | 1266226.1849 | 1231006.2189 | 1187560.1723 | 1147488.4732 | 1109492.2419 | 1072431.1683 | 1036626.1827 | 1002118.8535 | 968776.1633 | 936636.9907 | 905489.0942 | 875130.9909 | 846750.4539 | 818940.8119 | 2065923.429 | 15054.12 | 100134
8269 | 2056590.556 | 5251.447 | 100134 | 1771528.1475 | 1779251.6535 | 1723126.7807 | 1665236.675 | 1604474.2918 | 1550358.3983 | 1518188.8253 | 1483433.5916 | 1440489.4389 | 1400904.3899 | 1363385.4328 | 1326797.4087 | 1291459.7983 | 1257413.9821 | 1224527.5435 | 1192839.1857 | 1162137.6258 | 1132222.2912 | 1104275.5891 | 1076897.203 | 2056590.556 | 5251.447 | 100134
8270 | 2049862.7311 | 2237.6413 | 100134 | 1768401.9143 | 1776100.154 | 1740516.8194 | 1703174.0266 | 1662968.3525 | 1624294.5862 | 1592316.2634 | 1557760.7385 | 1515043.0834 | 1475673.5433 | 1438363.3361 | 1401981.0165 | 1366845.0201 | 1332996.592 | 1300303.7487 | 1268805.0669 | 1238289.9548 | 1208558.496 | 1180789.2297 | 1153586.4202 | 2049862.7311 | 2237.6413 | 100134
8271 | 2037094.4978 | 5113.7705 | 100134 | 1753873.0667 | 1761523.3555 | 1706495.4128 | 1649718.9713 | 1590097.4808 | 1536910.095 | 1505015.7664 | 1470560.2886 | 1427993.5211 | 1388754.0137 | 1351561.012 | 1315290.1183 | 1280257.7846 | 1246504.9992 | 1213900.6007 | 1182482.9254 | 1152042.6934 | 1122381.2335 | 1094669.7438 | 1067521.1826 | 2037094.4978 | 5113.7705 | 100134
8272 | 2025584.4401 | 0 | 83075.1 | 1765541.2721 | 1773148.3349 | 1752983.1945 | 1731079.4347 | 1706346.7011 | 1679369.8476 | 1647808.8558 | 1613701.1858 | 1571528.0569 | 1532663.3882 | 1495833.6621 | 1459920.8338 | 1425239.5673 | 1391830.6194 | 1359563.5697 | 1328476.538 | 1298361.4268 | 1269020.6874 | 1241618.9005 | 1214776.8614 | 2025584.4401 | 0 | 83075.1
8273 | 2143027.8569 | 0 | 89360.1 | 1866439.0775 | 1874487.198 | 1853295.0696 | 1830263.5165 | 1804238.9658 | 1775840.1811 | 1742591.4695 | 1706648.4234 | 1662172.2829 | 1621196.4273 | 1582373.5002 | 1544520.6326 | 1507970.7329 | 1472766.9207 | 1438771.2142 | 1406023.943 | 1374304.9443 | 1343405.2155 | 1314556.8596 | 1286300.7058 | 2143027.8569 | 0 | 89360.1
8274 | 2378196.5455 | 0 | 78939.7 | 2091482.3189 | 2100413.6131 | 2077168.4105 | 2051881.931 | 2023274.0123 | 1992031.3192 | 1955406.4845 | 1915791.6481 | 1866707.3241 | 1821507.3945 | 1778696.6485 | 1736962.4132 | 1696674.129 | 1657879.6476 | 1620425.8452 | 1584357.4772 | 1549430.221 | 1515412.1386 | 1483670.5399 | 1452586.1295 | 2378196.5455 | 0 | 78939.7
8275 | 2374907.8937 | 0 | 86630.6 | 2080790.0848 | 2089709.0286 | 2066501.9651 | 2041256.4476 | 2012694.0839 | 1981500.5891 | 1944932.3954 | 1905378.3347 | 1856367.8811 | 1811236.4504 | 1768490.8995 | 1726820.3707 | 1686593.7935 | 1647858.9533 | 1610462.9382 | 1574450.4418 | 1539577.479 | 1505612.4329 | 1473920.7225 | 1442885.2916 | 2374907.8937 | 0 | 86630.6
8276 | 2399251.3743 | 0 | 92206.2 | 2097431.1625 | 2106441.528 | 2083031.3093 | 2057561.7417 | 2028741.3294 | 1997262.8162 | 1960354.5118 | 1920429.7345 | 1870951.6335 | 1825392.3166 | 1782243.3354 | 1740180.3955 | 1699576.2081 | 1660479.0486 | 1622734.4374 | 1586387.5264 | 1551191.8296 | 1516913.3558 | 1484931.5201 | 1453612.691 | 2399251.3743 | 0 | 92206.2
8277 | 2383014.3093 | 0 | 100134 | 2074684.8719 | 2083634.2592 | 2060374.9348 | 2035070.1984 | 2006437.2941 | 1975164.2779 | 1938498.217 | 1898836.0971 | 1849685.3063 | 1804426.779 | 1761562.2752 | 1719776.463 | 1679439.5311 | 1640599.4281 | 1603102.7201 | 1566994.2532 | 1532029.2096 | 1497975.1817 | 1466202.2492 | 1435087.8363 | 2383014.3093 | 0 | 100134
8278 | 2437151.3079 | 0 | 97339.2 | 2126886.9145 | 2136039.6128 | 2112312.6853 | 2086493.8783 | 2057271.2947 | 2025348.6213 | 1987910.3848 | 1947408.0253 | 1897201.4325 | 1850975.5271 | 1807198.0324 | 1764523.7348 | 1723331.233 | 1683669.5649 | 1645381.8108 | 1608513.8356 | 1572815.2599 | 1538048.3962 | 1505614.4496 | 1473853.9828 | 2437151.3079 | 0 | 97339.2
8279 | 2327142.659 | 0 | 93302 | 2030526.5279 | 2039266.0898 | 2016506.5777 | 1991749.6098 | 1963742.5057 | 1933157.1891 | 1897305.2719 | 1858527.5408 | 1810483.6081 | 1766240.6818 | 1724335.6492 | 1683484.0174 | 1644047.2958 | 1606072.3087 | 1569409.2197 | 1534101.8234 | 1499911.0419 | 1466609.9166 | 1435536.4047 | 1405105.9728 | 2327142.659 | 0 | 93302
8280 | 2094505.6747 | 0 | 99791.8 | 1811724.4049 | 1819590.3008 | 1798875.536 | 1776362.9947 | 1750925.2229 | 1723166.9742 | 1690668.6101 | 1655536.9163 | 1612065.3334 | 1572014.7823 | 1534068.4134 | 1497070.14 | 1461345.3329 | 1426936.1354 | 1393707.6897 | 1361699.4124 | 1330696.1255 | 1300493.5588 | 1272295.9181 | 1244677.0709 | 2094505.6747 | 0 | 99791.8
8281 | 2001666.9256 | 0 | 100134 | 1726654.4452 | 1734171.6861 | 1714269.8366 | 1692649.8968 | 1668234.387 | 1641601.2552 | 1610438.1132 | 1576758.3635 | 1535108.3895 | 1496727.8104 | 1460358.1458 | 1424894.5526 | 1390647.9792 | 1357658.7013 | 1325797.8385 | 1295103.0602 | 1265368.7263 | 1236399.6207 | 1209346.5729 | 1182846.6637 | 2001666.9256 | 0 | 100134
8282 | 1932421.2922 | 0 | 100134 | 1663458.5551 | 1670715.7447 | 1651422.3396 | 1630470.2797 | 1606819.3598 | 1581027.5343 | 1550862.4096 | 1518267.7367 | 1477978.5613 | 1440845.6795 | 1405654.1466 | 1371337.3404 | 1338195.4526 | 1306267.3653 | 1275428.6567 | 1245715.6932 | 1216929.9485 | 1188882.9598 | 1162685.7448 | 1137022.5331 | 1932421.2922 | 0 | 100134
8283 | 1920815.2069 | 0 | 99817.8 | 1653182.652 | 1660396.255 | 1641206.5619 | 1620368.1759 | 1596847.1391 | 1571198.0549 | 1541201.9375 | 1508790.8639 | 1468731.5006 | 1431809.4743 | 1396817.1372 | 1362694.2733 | 1329739.2712 | 1297990.7796 | 1267325.1238 | 1237778.452 | 1209153.4301 | 1181262.7272 | 1155210.6883 | 1129689.4456 | 1920815.2069 | 0 | 99817.8
8284 | 1915765.5546 | 0 | 99978.1 | 1648413.8698 | 1655608.5089 | 1636464.3594 | 1615675.8514 | 1592211.745 | 1566625.1856 | 1536703.0211 | 1504372.2489 | 1464413.2938 | 1427583.4279 | 1392678.1783 | 1358640.116 | 1325766.8453 | 1294096.9133 | 1263506.9706 | 1234033.07 | 1205478.3964 | 1177656.1113 | 1151667.6567 | 1126208.6026 | 1915765.5546 | 0 | 99978.1
8285 | 1998420.3757 | 0 | 100128 | 1723697.5348 | 1731202.5833 | 1711334.1569 | 1689750.4268 | 1665375.6609 | 1638786.8699 | 1607675.4159 | 1574051.436 | 1532470.1589 | 1494152.974 | 1457843.442 | 1422438.5118 | 1388248.6276 | 1355313.9996 | 1323505.9564 | 1292862.1066 | 1263177.1433 | 1234256.1672 | 1207248.1412 | 1180792.3566 | 1998420.3757 | 0 | 100128
8286 | 2069650.0864 | 0 | 100134 | 1788698.1604 | 1796470.7114 | 1775975.1914 | 1753703.2292 | 1728540.7503 | 1701085.3317 | 1668946.0489 | 1634204.6862 | 1591222.4041 | 1551620.5565 | 1514097.9205 | 1477512.1291 | 1442184.6915 | 1408157.2512 | 1375296.5507 | 1343641.5387 | 1312979.591 | 1283108.8613 | 1255219.265 | 1227901.5936 | 2069650.0864 | 0 | 100134
8287 | 2124297.1851 | 30182.758 | 100134 | 1808388.1795 | 1816365.9571 | 1590200.5012 | 1362211.6979 | 1131256.0565 | 949243.2583 | 915310.3766 | 878706.7097 | 833644.5301 | 792052.0418 | 752593.6648 | 714096.8689 | 676891.6524 | 641020.7583 | 606347.4106 | 572911.5866 | 540495.0477 | 508890.6181 | 479319.6318 | 450335.6715 | 2124297.1851 | 30182.758 | 100134
8288 | 2253385.0479 | 72733.592 | 99465.5 | 1884315.7634 | 1892778.3293 | 1376210.6468 | 857708.8169 | 336059.8621 | -64473.0951 | -101681.6892 | -141723.3651 | -190737.555 | -236071.2096 | -279141.0687 | -321190.9141 | -361870.6941 | -401135.0685 | -439129.1249 | -475810.4565 | -511410.5639 | -546149.2122 | -578730.8503 | -610689.7903 | 2253385.0479 | 72733.592 | 99465.5
8289 | 2357349.6098 | 89846.88 | 98053.7 | 1963495.8254 | 1972348.8291 | 1338526.6207 | 702681.029 | 63543.1133 | -425509.5399 | -464787.6288 | -507029.5096 | -558657.8697 | -606435.8855 | -651845.6609 | -696188.3621 | -739097.7873 | -780526.5041 | -820626.2942 | -859352.7943 | -896948.1855 | -933642.3726 | -968080.0313 | -1001866.2626 | 2357349.6098 | 89846.88 | 98053.7
8290 | 2428379.5883 | 97785.192 | 86459.9 | 2031975.6567 | 2041095.4129 | 1352680.5993 | 662181.4353 | -31709.2546 | -562102.0225 | -602670.3256 | -646291.7235 | -699582.4274 | -748906.7712 | -795791.5165 | -841577.0352 | -885886.0915 | -928669.8238 | -970084.587 | -1010084.6812 | -1048919.5849 | -1086826.1299 | -1122408.1545 | -1157319.1232 | 2428379.5883 | 97785.192 | 86459.9
8291 | 2487232.4594 | 101784.88 | 88247.9 | 2079899.075 | 2089239.8525 | 1373113.6198 | 654852.5215 | -66882.2979 | -618386.8314 | -659940.1098 | -704620.476 | -759204.4884 | -809726.014 | -857748.8163 | -904645.752 | -950030.4423 | -993852.8418 | -1036273.0946 | -1077244.3934 | -1117022.2626 | -1155849.274 | -1192295.4291 | -1228054.265 | 2487232.4594 | 101784.88 | 88247.9
8292 | 2507390.6513 | 101606.84 | 64998.8 | 2121723.2577 | 2131139.7392 | 1416040.8049 | 698789.7027 | -21963.2739 | -572810.8809 | -614654.6953 | -659650.9416 | -714631.0997 | -765515.8459 | -813881.6177 | -861112.3979 | -906818.6765 | -950950.0025 | -993667.8179 | -1034924.9359 | -1074978.952 | -1114074.4039 | -1150769.7035 | -1186772.1134 | 2507390.6513 | 101606.84 | 64998.8
8293 | 2507698.9306 | 99985.56 | 55241.2 | 2133383.4837 | 2142801.1229 | 1438714.6069 | 732475.6584 | 22734.4048 | -519857.225 | -561658.1763 | -606611.9469 | -661550.857 | -712393.8516 | -760717.562 | -807906.1413 | -853570.0317 | -897658.7757 | -940333.8353 | -981548.018 | -1021558.9509 | -1060611.2017 | -1097263.0051 | -1133221.8337 | 2507698.9306 | 99985.56 | 55241.2
8294 | 2498453.8975 | 95575.448 | 80190.6 | 2104406.8681 | 2113789.7877 | 1439759.0757 | 763583.8665 | 83919.2642 | -436080.5639 | -477607.7298 | -522276.0918 | -576892.7813 | -627428.6557 | -675454.5336 | -722349.4653 | -767725.329 | -811531.8534 | -853929.9052 | -894872.4658 | -934616.2126 | -973404.8116 | -1009801.8129 | -1045508.3941 | 2498453.8975 | 95575.448 | 80190.6
8295 | 2460637.5005 | 85017.28 | 90978.8 | 2069664.3224 | 2078905.2229 | 1476976.8794 | 872936.4975 | 265459.5376 | -200254.6129 | -240891.7616 | -284622.5614 | -338151.1116 | -387660.6137 | -434698.1103 | -480621.7786 | -525049.3715 | -567931.3784 | -609426.2312 | -649487.6231 | -688368.3462 | -726308.3787 | -761893.0125 | -796797.6762 | 2460637.5005 | 85017.28 | 90978.8
8296 | 2423897.8138 | 60603.868 | 88112.6 | 2063414.0628 | 2072516.9877 | 1636873.1883 | 1199148.8852 | 758039.3156 | 417242.0759 | 377941.5206 | 335593.5054 | 283594.0296 | 235553.5938 | 189948.2539 | 145440.1118 | 102405.7074 | 60893.8118 | 20748.3587 | -17985.0363 | -55555.3912 | -92199.1008 | -126522.58 | -160176.2419 | 2423897.8138 | 60603.868 | 88112.6
8297 | 2444668.9228 | 9542.141 | 87956.1 | 2133588.7013 | 2142769.632 | 2054067.8764 | 1963267.7888 | 1869053.4253 | 1788347.7423 | 1750444.1526 | 1709466.9884 | 1658755.6573 | 1612037.2924 | 1567774.8905 | 1524619.0887 | 1482949.6533 | 1442815.7736 | 1404060.046 | 1366728.4767 | 1330569.914 | 1295345.9373 | 1262462.0737 | 1230253.7673 | 2444668.9228 | 9542.141 | 87956.1
8298 | 2623821.4987 | 0 | 93022.2 | 2301565.3984 | 2311419.1348 | 2286023.1894 | 2258375.1399 | 2227062.6063 | 2192843.1734 | 2152685.7205 | 2109229.4524 | 2055325.6688 | 2005707.4678 | 1958725.2101 | 1912930.6473 | 1868731.3764 | 1826180.1912 | 1785108.1531 | 1745564.6399 | 1707280.0947 | 1669998.6247 | 1635228.7583 | 1601183.9559 | 2623821.4987 | 0 | 93022.2
8299 | 2685458.8587 | 0 | 95154.1 | 2355685.8227 | 2365771.0376 | 2339844.7258 | 2311613.4048 | 2279631.5156 | 2244674.4399 | 2203639.8514 | 2159228.9539 | 2104125.1136 | 2053407.5304 | 2005387.8127 | 1958583.6905 | 1913412.336 | 1869927.783 | 1827957.1245 | 1787550.8981 | 1748433.2147 | 1710342.1702 | 1674821.7304 | 1640043.3875 | 2685458.8587 | 0 | 95154.1
8300 | 2657534.8952 | 0 | 96724.7 | 2328630.876 | 2338611.2228 | 2312939.4202 | 2284986.5765 | 2253322.1637 | 2218713.501 | 2178090.5208 | 2134126.3391 | 2079580.4021 | 2029375.113 | 1981839.6364 | 1935507.1153 | 1890790.384 | 1847742.9146 | 1806193.5978 | 1766192.4458 | 1727466.4383 | 1689756.3945 | 1654590.2257 | 1620158.4373 | 2657534.8952 | 0 | 96724.7
8301 | 2610833.2626 | 0 | 96611.7 | 2286122.398 | 2295927.3572 | 2270673.2031 | 2243178.0931 | 2212036.6386 | 2178002.6743 | 2138060.0839 | 2094835.0078 | 2041214.1328 | 1991857.6262 | 1945124.0146 | 1899572.2188 | 1855607.8179 | 1813283.3445 | 1772430.6962 | 1733099.0064 | 1695020.0527 | 1657939.2087 | 1623357.5356 | 1589497.3373 | 2610833.2626 | 0 | 96611.7
8302 | 2494784.9347 | 0 | 95990.5 | 2180833.9974 | 2190203.1383 | 2165971.5588 | 2139598.6313 | 2109741.4347 | 2077120.2969 | 2038853.1641 | 1997449.4482 | 1946112.0137 | 1898849.4017 | 1854093.1003 | 1810466.0844 | 1768355.9056 | 1727812.7616 | 1688676.0219 | 1650992.636 | 1614506.3035 | 1578973.7161 | 1545829.2144 | 1513374.119 | 2494784.9347 | 0 | 95990.5
8303 | 2344328.2821 | 0 | 98125.3 | 2041387.4045 | 2050191.5068 | 2027281.5139 | 2002359.3143 | 1974162.9765 | 1943369.3866 | 1907270.303 | 1868223.7987 | 1819842.6633 | 1775290.604 | 1733093.7036 | 1691957.9832 | 1652247.6218 | 1614009.7898 | 1577093.5439 | 1541543.0023 | 1507117.3217 | 1473587.8672 | 1442302.4767 | 1411664.9153 | 2344328.2821 | 0 | 98125.3
8304 | 2223091.5959 | 0 | 99695.4 | 1929172.634 | 1937521.4331 | 1915680.7435 | 1891931.9082 | 1865078.2566 | 1835761.6694 | 1801413.9615 | 1764271.2586 | 1718276.6639 | 1675913.1251 | 1635782.9484 | 1596659.0729 | 1558886.8441 | 1522510.993 | 1487388.3823 | 1453560.8487 | 1420800.0039 | 1388889.0371 | 1359106.0827 | 1329937.4551 | 2223091.5959 | 0 | 99695.4
8305 | 2128763.0556 | 0 | 98915.1 | 1843865.5409 | 1851860.0901 | 1830845.3606 | 1808003.4505 | 1782188.4653 | 1754015.0498 | 1721023.9905 | 1685356.5312 | 1641212.7768 | 1600546.0083 | 1562017.8374 | 1524453.2691 | 1488182.9955 | 1453249.8495 | 1419516.7674 | 1387023.8106 | 1355552.2818 | 1324894.5695 | 1296274.5754 | 1268242.8415 | 2128763.0556 | 0 | 98915.1
8306 | 2053195.0522 | 0 | 98595.9 | 1775218.8437 | 1782929.5979 | 1762578.6728 | 1740465.4293 | 1715484.6505 | 1688229.1624 | 1656327.0498 | 1621843.5454 | 1579184.6423 | 1539879.297 | 1502636.6323 | 1466323.3636 | 1431258.444 | 1397483.186 | 1364865.3913 | 1333443.6993 | 1303007.1761 | 1273355.58 | 1245669.3662 | 1218550.5301 | 2053195.0522 | 0 | 98595.9
8307 | 1989701.6023 | 0 | 96596.8 | 1719271.6895 | 1726743.9947 | 1706951.118 | 1685450.4213 | 1661170.8656 | 1634686.9441 | 1603700.0913 | 1570211.6744 | 1528800.6765 | 1490639.5302 | 1454477.2778 | 1419215.6805 | 1385163.8282 | 1352361.7556 | 1320681.3527 | 1290160.064 | 1260593.4784 | 1231787.5468 | 1204886.2195 | 1178534.7242 | 1989701.6023 | 0 | 96596.8
8308 | 1989654.2469 | 0 | 95156.3 | 1720668.9712 | 1728141.0986 | 1708349.9645 | 1686851.051 | 1662573.3445 | 1636091.3249 | 1605106.481 | 1571620.1326 | 1530211.3918 | 1492052.4252 | 1455892.3049 | 1420632.8183 | 1386583.0479 | 1353783.0274 | 1322104.65 | 1291585.3591 | 1262020.7487 | 1233216.7741 | 1206317.3585 | 1179967.7618 | 1989654.2469 | 0 | 95156.3
8309 | 2070347.0558 | 0 | 87514.7 | 1801953.538 | 1809728.7065 | 1789230.4752 | 1766955.2035 | 1741788.4416 | 1714327.968 | 1682182.0527 | 1647433.1813 | 1604440.6154 | 1564829.6223 | 1527298.541 | 1490704.6198 | 1455369.4761 | 1421334.7676 | 1388467.1917 | 1356805.7104 | 1326137.6278 | 1296261.0296 | 1268366.232 | 1241043.5519 | 2070347.0558 | 0 | 87514.7
8310 | 2125669.053 | 0 | 86854.1 | 1853102.8502 | 1861085.7799 | 1840099.7463 | 1817289.1877 | 1791509.8752 | 1763375.5602 | 1730430.6034 | 1694813.1366 | 1650731.6945 | 1610122.1846 | 1571648.1641 | 1534136.3456 | 1497916.9407 | 1463032.72 | 1429346.819 | 1396899.2408 | 1365471.606 | 1334856.605 | 1306276.3604 | 1278283.5211 | 2125669.053 | 0 | 86854.1
8311 | 2149382.2617 | 34547.38 | 75577.1 | 1851473.9407 | 1859545.9251 | 1603489.6975 | 1345588.591 | 1084685.6123 | 880115.4656 | 845676.9796 | 808536.1699 | 762836.9639 | 720648.4216 | 680619.1916 | 641562.8976 | 603813.4348 | 567414.0511 | 532226.3551 | 498290.7962 | 465386.5589 | 433304.0207 | 403278.9381 | 373847.8136 | 2149382.2617 | 34547.38 | 75577.1
8312 | 2256084.9297 | 80405.432 | 61676.4 | 1916897.0262 | 1925369.7314 | 1356624.4993 | 785942.8024 | 212110.2099 | -227570.899 | -265072.89 | -305411.3572 | -354733.0887 | -400369.8752 | -443740.1538 | -486089.1965 | -527066.5324 | -566626.7668 | -604915.1611 | -641889.2579 | -677780.8348 | -712809.9207 | -745679.4118 | -777925.4589 | 2256084.9297 | 80405.432 | 61676.4
8313 | 2349595.1367 | 96052.288 | 60509.9 | 1987757.2248 | 1996581.1068 | 1320641.8355 | 642685.8368 | -38551.6557 | -559149.0541 | -598521.5245 | -640848.0374 | -692530.153 | -740374.5899 | -785858.5767 | -830278.9995 | -873270.861 | -914786.8849 | -954978.3534 | -993801.0495 | -1031496.3575 | -1068293.4258 | -1102841.3886 | -1136740.0667 | 2349595.1367 | 96052.288 | 60509.9
8314 | 2417545.3223 | 17915.086 | 47232.2 | 2141185.7478 | 2150264.816 | 2004909.5602 | 1857479.2533 | 1706672.5519 | 1583634.603 | 1545872.3669 | 1505070.6576 | 1454642.7819 | 1408163.5705 | 1364113.0733 | 1321156.8983 | 1279670.5986 | 1239702.8176 | 1201097.898 | 1163901.3357 | 1127864.7655 | 1092752.4121 | 1059954.2082 | 1027824.0663 | 2417545.3223 | 17915.086 | 47232.2
8315 | 2439358.8494 | 48634.048 | 28689.4 | 2148917.343 | 2158078.3317 | 1803695.7769 | 1447219.4479 | 1087336.259 | 807405.2731 | 768304.1697 | 726136.1678 | 674255.1427 | 626358.4107 | 580912.3071 | 536570.3998 | 493711.6305 | 452385.0815 | 412433.691 | 373903.3655 | 336543.4987 | 300116.1878 | 266023.9072 | 232605.7163 | 2439358.8494 | 48634.048 | 28689.4
8316 | 2451803.9973 | 104000.464 | 26264.6 | 2107333.5868 | 2116541.3132 | 1385657.0201 | 652668.2708 | -83744.7195 | -646122.7345 | -687246.5178 | -731452.8462 | -785421.7519 | -835386.0374 | -882887.1918 | -929278.5165 | -974179.1365 | -1017539.7191 | -1059518.1275 | -1100068.2208 | -1139441.884 | -1177878.2335 | -1213967.64 | -1249379.5175 | 2451803.9973 | 104000.464 | 26264.6
8317 | 2449082.8013 | 50288.844 | 15837.4 | 2168988.9521 | 2178186.459 | 1812456.2706 | 1444623.9617 | 1073371.2123 | 784872.2585 | 745563.3686 | 703175.3547 | 651035.5989 | 602896.0185 | 557216.8355 | 512646.2505 | 469564.7156 | 428021.5088 | 387858.9424 | 349123.1056 | 311562.3934 | 274937.9545 | 240657.8538 | 207054.5301 | 2449082.8013 | 50288.844 | 15837.4
8318 | 2448940.4374 | 99353.664 | 15045.2 | 2120586.406 | 2129783.3782 | 1430501.5393 | 729117.7019 | 24313.623 | -514349.6571 | -555290.081 | -599309.4498 | -653079.9938 | -702850.5948 | -750160.9415 | -796362.7547 | -841075.6042 | -884250.2151 | -926044.2659 | -966411.6699 | -1005604.0178 | -1043860.1467 | -1079772.0737 | -1115007.2631 | 2448940.4374 | 99353.664 | 15045.2
8319 | 2435541.7596 | 90187.656 | 13339.6 | 2119229.9307 | 2128376.5844 | 1491519.2692 | 852571.4561 | 210222.1142 | -281549.4363 | -321997.2172 | -365507.0974 | -418714.802 | -467944.4481 | -514727.3006 | -560407.6845 | -604607.2513 | -647276.9953 | -688573.7327 | -728451.6288 | -767160.8977 | -804939.0699 | -840385.8658 | -875159.6267 | 2435541.7596 | 90187.656 | 13339.6
8320 | 2399602.3895 | 7971.2645 | 14965 | 2167021.4463 | 2176033.13 | 2098403.5857 | 2018714.3912 | 1935673.8617 | 1863522.1989 | 1826317.5175 | 1786095.9217 | 1736319.6047 | 1690462.6451 | 1647016.3737 | 1604656.3027 | 1563755.1975 | 1524361.3407 | 1486320.2301 | 1449677.0241 | 1414185.2008 | 1379610.7348 | 1347333.2427 | 1315718.8543 | 2399602.3895 | 7971.2645 | 14965
8321 | 2428906.3706 | 384.3291 | 22877.6 | 2193439.5789 | 2202561.3134 | 2176253.2676 | 2147860.4192 | 2116075.3091 | 2082252.4204 | 2044879.4045 | 2004452.6316 | 1954354.4551 | 1908223.4992 | 1864532.671 | 1821941.3078 | 1780826.7273 | 1741237.8017 | 1703018.1422 | 1666213.4585 | 1630574.2181 | 1595863.5378 | 1563477.8822 | 1531763.4279 | 2428906.3706 | 384.3291 | 22877.6
8322 | 2595068.7737 | 0 | 29779.8 | 2338567.0961 | 2348312.852 | 2323168.6713 | 2295797.066 | 2264801.1332 | 2230930.1558 | 2191186.2293 | 2148179.6371 | 2094840.0169 | 2045739.0164 | 1999245.0736 | 1953925.8106 | 1910184.3576 | 1868072.9302 | 1827424.4408 | 1788287.7263 | 1750396.1835 | 1713496.7239 | 1679081.3448 | 1645383.0843 | 2595068.7737 | 0 | 29779.8
8323 | 2638164.6553 | 0 | 31525.3 | 2376152.3447 | 2386059.9466 | 2360547.7527 | 2332771.1435 | 2301310.0182 | 2266926.103 | 2226571.7076 | 2182900.4639 | 2128724.5933 | 2078857.7324 | 2031641.2243 | 1985618.9036 | 1941200.5955 | 1898439.3824 | 1857165.4021 | 1817428.3025 | 1778957.053 | 1741494.3621 | 1706557.0044 | 1672348.6743 | 2638164.6553 | 0 | 31525.3
8324 | 2607226.6909 | 0 | 33631.3 | 2345811.3196 | 2355602.7344 | 2330371.4409 | 2302902.2872 | 2271791.8259 | 2237792.8506 | 2197893.4112 | 2154716.0206 | 2101157.1916 | 2051856.8404 | 2005175.7609 | 1959674.8645 | 1915759.1704 | 1873481.1383 | 1832672.8983 | 1793383.5157 | 1755345.1385 | 1718303.4925 | 1683757.5649 | 1649932.1155 | 2607226.6909 | 0 | 33631.3
8325 | 2556534.343 | 0 | 45652.3 | 2287526.7808 | 2297127.821 | 2272349.1194 | 2245376.0683 | 2214832.5077 | 2181456.5944 | 2142294.94 | 2099919.0675 | 2047363.6032 | 1998983.8188 | 1953172.3798 | 1908518.1776 | 1865418.3564 | 1823924.3562 | 1783871.5709 | 1745308.1118 | 1707971.3349 | 1671611.9096 | 1637699.6785 | 1604493.9174 | 2556534.343 | 0 | 45652.3
8326 | 2477572.9281 | 0 | 57620 | 2203496.2423 | 2212800.7436 | 2188719.8761 | 2162512.434 | 2132844.7615 | 2100432.2168 | 2062412.6299 | 2021278.0997 | 1970278.3857 | 1923325.3812 | 1878861.3957 | 1835518.9045 | 1793682.7856 | 1753402.8902 | 1714519.696 | 1677079.8286 | 1640828.7559 | 1605524.8482 | 1572592.5504 | 1540344.9024 | 2477572.9281 | 0 | 57620
8327 | 2335679.489 | 0 | 59029.8 | 2072589.7256 | 2081361.3474 | 2058527.0851 | 2033688.0396 | 2005586.9351 | 1974898.1602 | 1938923.465 | 1900012.2228 | 1851800.7872 | 1807404.3014 | 1765354.2857 | 1724361.5349 | 1684788.8848 | 1646683.3315 | 1609894.4887 | 1574466.3117 | 1540158.8458 | 1506744.2997 | 1475565.5387 | 1445032.2168 | 2335679.489 | 0 | 59029.8
8328 | 2192021.9054 | 0 | 73076.5 | 1927436.2912 | 1935668.4084 | 1914099.7714 | 1890649.6568 | 1864138.1184 | 1835198.0662 | 1801297.2077 | 1764640.4167 | 1719255.447 | 1677450.786 | 1637848.2738 | 1599237.9989 | 1561960.4802 | 1526059.8235 | 1491394.8922 | 1458006.9381 | 1425670.7649 | 1394172.5918 | 1364772.6902 | 1335978.5297 | 2192021.9054 | 0 | 73076.5
8329 | 2091778.2645 | 0 | 67536.4 | 1841490.6787 | 1849346.3318 | 1828655.4489 | 1806169.1304 | 1780761.3905 | 1753036.1954 | 1720577.0573 | 1685488.0186 | 1642069.9508 | 1602068.4601 | 1564168.4114 | 1527215.2238 | 1491533.8441 | 1457166.3609 | 1423978.092 | 1392008.4025 | 1361042.3949 | 1330876.0648 | 1302712.0498 | 1275126.0747 | 2091778.2645 | 0 | 67536.4
8330 | 2015999.5596 | 0 | 48837.5 | 1791031.3882 | 1798602.4552 | 1778577.2215 | 1756821.5954 | 1732250.382 | 1705445.6677 | 1674078.5067 | 1640176.7183 | 1598247.6359 | 1559611.3585 | 1523000.3943 | 1487301.9894 | 1452829.3186 | 1419622.946 | 1387553.0682 | 1356657.6246 | 1326729.5025 | 1297572.088 | 1270344.451 | 1243673.9131 | 2015999.5596 | 0 | 48837.5
8331 | 1946741.4622 | 0 | 46236 | 1730425.6231 | 1737736.5919 | 1718319.8831 | 1697232.2282 | 1673425.7133 | 1647462.4277 | 1617093.4347 | 1584276.8894 | 1543708.8216 | 1506320.437 | 1470887.7877 | 1436336.3473 | 1402968.5319 | 1370823.5119 | 1339775.9434 | 1309862.4623 | 1280883.0711 | 1252647.9105 | 1226276.2313 | 1200442.5126 | 1946741.4622 | 0 | 46236
8332 | 1951577.2994 | 0 | 45360.3 | 1735714.6705 | 1743043.8003 | 1723586.0758 | 1702453.2544 | 1678594.8193 | 1652574.2558 | 1622137.0409 | 1589246.1938 | 1548584.5688 | 1511110.5257 | 1475597.076 | 1440967.0241 | 1407523.5375 | 1375305.8838 | 1344188.4078 | 1314207.8363 | 1285163.6751 | 1256865.5931 | 1230435.6216 | 1204544.9469 | 1951577.2994 | 0 | 45360.3
8333 | 2007920.5536 | 0 | 54289.7 | 1778206.0161 | 1785746.7424 | 1765795.1305 | 1744120.0606 | 1719640.6868 | 1692936.7627 | 1661688.6756 | 1627916.1185 | 1586148.4363 | 1547660.3634 | 1511189.4874 | 1475627.5136 | 1441286.3619 | 1408206.4337 | 1376258.446 | 1345480.1859 | 1315665.3709 | 1286618.1748 | 1259493.0228 | 1232922.7374 | 2007920.5536 | 0 | 54289.7
8334 | 2032049.8846 | 0 | 61999.2 | 1792517.7537 | 1800149.0975 | 1779982.8127 | 1758072.359 | 1733323.9018 | 1706324.1617 | 1674725.6511 | 1640572.3338 | 1598327.8133 | 1559402.3135 | 1522518.2514 | 1486554.0138 | 1451825.269 | 1418372.9039 | 1386066.0819 | 1354943.0443 | 1324795.0295 | 1295423.8582 | 1267997.8283 | 1241133.3329 | 2032049.8846 | 0 | 61999.2
8335 | 2082406.5299 | 34198.612 | 41348.2 | 1824927.3071 | 1832747.7648 | 1579648.9489 | 1324762.7417 | 1066968.2017 | 864987.9558 | 831524.2985 | 795442.5232 | 751069.0351 | 710096.8169 | 671216.6258 | 633279.0535 | 596607.591 | 561244.1384 | 527054.6169 | 494078.2154 | 462100.9989 | 430919.877 | 401732.0995 | 373119.772 | 2082406.5299 | 34198.612 | 41348.2
8336 | 2213080.9016 | 79188.872 | 26866.4 | 1913676.6662 | 1921987.8702 | 1361889.4826 | 799891.5417 | 234802.7657 | -198154.4562 | -234997.5884 | -274623.1297 | -323060.7022 | -367883.5696 | -410483.1319 | -452080.9245 | -492333.1568 | -531195.2995 | -568809.845 | -605135.1454 | -640398.5602 | -674815.9242 | -707114.8582 | -738802.2318 | 2213080.9016 | 79188.872 | 26866.4
8337 | 2313320.5978 | 9606.176 | 13431 | 2088176.8747 | 2096864.5279 | 2008911.8983 | 1918973.6767 | 1825804.6231 | 1746398.5982 | 1710416.2858 | 1671525.5373 | 1623423.6238 | 1579100.1406 | 1537100.6653 | 1496148.334 | 1456602.509 | 1418509.7367 | 1381721.0704 | 1346280.0446 | 1311949.0015 | 1278502.3305 | 1247270.042 | 1216677.014 | 2313320.5978 | 9606.176 | 13431
8338 | 2369724.1025 | 44291.26 | 16770.3 | 2101628.2229 | 2110527.699 | 1786283.3986 | 1460005.0935 | 1130417.1821 | 873477.9479 | 835528.2712 | 794599.2448 | 744234.4663 | 697740.2438 | 653626.6934 | 610585.8186 | 568985.7436 | 528874.1496 | 490098.4584 | 452703.266 | 416445.12 | 381092.9088 | 348009.0713 | 315580.0809 | 2369724.1025 | 44291.26 | 16770.3
8339 | 2437356.675 | 104600.272 | 15542.4 | 2104270.8674 | 2113424.3369 | 1378595.5203 | 641674.6479 | -98650.288 | -663904.8545 | -704834.2315 | -748827.9897 | -802526.7989 | -852244.5852 | -899513.7546 | -945679.6339 | -990363.5925 | -1033516.5885 | -1075295.5546 | -1115654.6222 | -1154844.1917 | -1193101.9708 | -1229026.6362 | -1264277.765 | 2437356.675 | 104600.272 | 15542.4
8340 | 2433383.1218 | 104280.112 | 13095.1 | 2103411.9293 | 2112550.4762 | 1379926.4061 | 645213.6908 | -92897.5384 | -656478.1156 | -697346.2461 | -741273.7619 | -794890.507 | -844532.7193 | -891730.3066 | -937826.4024 | -982442.9936 | -1025531.1179 | -1067247.4525 | -1107546.2033 | -1146677.3627 | -1184878.2506 | -1220749.8286 | -1255948.968 | 2433383.1218 | 104280.112 | 13095.1
8341 | 2435987.9783 | 103715.504 | 11340.3 | 2108108.6169 | 2117256.9463 | 1388441.8268 | 657535.8264 | -76772.3259 | -637512.2771 | -678405.6366 | -722361.6564 | -776017.2774 | -825694.1112 | -872923.7029 | -919050.6241 | -963696.4569 | -1006812.1867 | -1048554.6582 | -1088878.0286 | -1128032.5576 | -1166255.8193 | -1202147.2776 | -1237365.5776 | 2435987.9783 | 103715.504 | 11340.3
8342 | 2414609.2142 | 99880.032 | 28177.6 | 2075595.8109 | 2084663.8526 | 1382104.3245 | 677472.2654 | -30532.0875 | -571463.0313 | -611927.1638 | -655427.0782 | -708541.4679 | -757711.989 | -804456.7456 | -850108.5091 | -894292.1824 | -936959.1812 | -978264.9739 | -1018164.1196 | -1056904.6821 | -1094722.1503 | -1130228.2794 | -1165067.158 | 2414609.2142 | 99880.032 | 28177.6
8343 | 2389724.5436 | 43196.992 | 75077.8 | 2062668.065 | 2071642.6525 | 1754633.5923 | 1435573.3605 | 1113175.5892 | 861544.6021 | 823315.0144 | 782080.9313 | 731331.4585 | 684485.2093 | 640039.7249 | 596675.9694 | 554765.1741 | 514355.4226 | 475292.8489 | 437622.4254 | 401098.6449 | 365488.4453 | 332165.7645 | 299503.4576 | 2389724.5436 | 43196.992 | 75077.8
8344 | 2349986.1987 | 9483.953 | 91999.9 | 2043192.4561 | 2052017.8067 | 1964539.3095 | 1875043.7493 | 1782266.149 | 1703003.2351 | 1666461.9479 | 1626966.1266 | 1578113.1455 | 1533098.4818 | 1490444.661 | 1448854.5813 | 1408693.3007 | 1370008.1033 | 1332647.6817 | 1296656.2603 | 1261792.4147 | 1227826.9583 | 1196110.9818 | 1165044.3979 | 2349986.1987 | 9483.953 | 91999.9
8345 | 2396378.5684 | 17078.052 | 93756.1 | 2076181.3914 | 2085180.9681 | 1945672.2024 | 1804106.5537 | 1659194.0724 | 1540651.2345 | 1503192.1083 | 1462720.1209 | 1412706.2488 | 1366606.4685 | 1322914.1378 | 1280306.5481 | 1239155.9642 | 1199510.6037 | 1161216.172 | 1124317.7669 | 1088569.1976 | 1053736.753 | 1021198.1966 | 989321.8529 | 2396378.5684 | 17078.052 | 93756.1
8346 | 2556571.3447 | 0 | 97608.4 | 2235604.4498 | 2245205.6289 | 2220398.5397 | 2193397.0693 | 2162825.0377 | 2129420.6124 | 2090230.3622 | 2047825.8475 | 1995241.5935 | 1946833.08 | 1900992.949 | 1856310.0715 | 1813181.5975 | 1771658.9679 | 1731577.5739 | 1692985.5278 | 1655620.1815 | 1619232.201 | 1585291.4501 | 1552057.1795 | 2556571.3447 | 0 | 97608.4
8347 | 2651916.2289 | 0 | 95365 | 2324862.7925 | 2334822.0384 | 2309189.4328 | 2281280.6086 | 2249668.0626 | 2215117.4915 | 2174565.3186 | 2130679.0083 | 2076233.3152 | 2026119.0927 | 1978669.0381 | 1932419.3956 | 1887782.1268 | 1844810.5906 | 1803334.0396 | 1763402.3803 | 1724743.1694 | 1687097.7743 | 1651990.8758 | 1617616.805 | 2651916.2289 | 0 | 95365
8348 | 2635002.1474 | 0 | 92151.7 | 2312639.7338 | 2322535.459 | 2297060.9579 | 2269324.756 | 2237908.4549 | 2203572.8675 | 2163273.957 | 2119662.1744 | 2065558.3573 | 2015758.3845 | 1968605.5873 | 1922645.5461 | 1878287.5945 | 1835584.7516 | 1794367.3586 | 1754685.004 | 1716266.9821 | 1678856.3097 | 1643967.9433 | 1609807.7305 | 2635002.1474 | 0 | 92151.7
8349 | 2602128.2288 | 0 | 82987.6 | 2291801.9919 | 2301574.2594 | 2276396.3284 | 2248984.9132 | 2217939.3112 | 2184010.8436 | 2144193.4504 | 2101104.5161 | 2047654.4444 | 1998454.5228 | 1951868.7511 | 1906460.8546 | 1862635.0605 | 1820443.726 | 1779719.3092 | 1740510.7798 | 1702550.8095 | 1665585.6212 | 1631111.2709 | 1597355.99 | 2602128.2288 | 0 | 82987.6
8350 | 2502427.865 | 0 | 91262.7 | 2192536.9923 | 2201934.836 | 2177636.3335 | 2151189.9227 | 2121248.5687 | 2088534.8058 | 2050157.7512 | 2008634.5042 | 1957147.1062 | 1909747.0141 | 1864860.9109 | 1821107.5527 | 1778875.6787 | 1738215.6401 | 1698966.3145 | 1661174.7951 | 1624583.9963 | 1588949.8644 | 1555711.1344 | 1523163.9226 | 2502427.865 | 0 | 91262.7
8351 | 2353735.5338 | 0 | 88198.3 | 2059899.7783 | 2068739.2094 | 2045746.8447 | 2020734.1986 | 1992434.2762 | 1961526.6793 | 1925292.2991 | 1886098.6709 | 1837532.9538 | 1792811.678 | 1750455.0119 | 1709163.7839 | 1669303.6347 | 1630921.9237 | 1593867.1021 | 1558183.4651 | 1523629.2028 | 1489974.763 | 1458573.3921 | 1427822.4499 | 2353735.5338 | 0 | 88198.3
8352 | 2152871.9417 | 0 | 95823.3 | 1868959.9198 | 1877045.0097 | 1855819.1778 | 1832745.472 | 1806665.02 | 1778199.4279 | 1744861.6306 | 1708817.1223 | 1664200.3224 | 1623099.8861 | 1584162.2678 | 1546199.1652 | 1509545.0156 | 1474243.1369 | 1440154.9133 | 1407320.8597 | 1375519.8021 | 1344541.7777 | 1315624.5493 | 1287302.2433 | 2152871.9417 | 0 | 95823.3
8353 | 2070577.9183 | 0 | 85730.6 | 1803948.331 | 1811724.3664 | 1791219.118 | 1768936.631 | 1743762.3315 | 1716294.0643 | 1684139.8331 | 1649382.3555 | 1606380.2642 | 1566760.1227 | 1529220.125 | 1492617.3918 | 1457273.5766 | 1423230.3415 | 1390354.3692 | 1358684.626 | 1328008.3922 | 1298123.7311 | 1270221.0916 | 1242890.6334 | 2070577.9183 | 0 | 85730.6
8354 | 1993383.9204 | 0 | 81511.7 | 1737717.3965 | 1745203.5307 | 1725376.3242 | 1703838.137 | 1679515.9479 | 1652985.3136 | 1621943.4144 | 1588395.3215 | 1546909.9853 | 1508680.5153 | 1472453.6384 | 1437129.0835 | 1403016.5124 | 1370156.034 | 1338419.3012 | 1307843.8276 | 1278224.8241 | 1249367.8823 | 1222419.0696 | 1196021.1065 | 1993383.9204 | 0 | 81511.7
8355 | 1872189.9762 | 0 | 89669.8 | 1618953.6338 | 1625984.6253 | 1607220.7047 | 1586849.8277 | 1563864.211 | 1538804.4181 | 1509507.6368 | 1477857.0335 | 1438751.7563 | 1402704.3946 | 1368537.8723 | 1335218.8126 | 1303038.0503 | 1272033.2559 | 1242083.8855 | 1213225.172 | 1185264.7769 | 1158020.1117 | 1132567.565 | 1107632.3773 | 1872189.9762 | 0 | 89669.8
8356 | 1866676.1392 | 0 | 93763.1 | 1609828.2211 | 1616838.5054 | 1598124.1929 | 1577807.6568 | 1554884.0817 | 1529892.4392 | 1500676.2866 | 1469113.2444 | 1430117.4832 | 1394170.6317 | 1360099.0801 | 1326872.4953 | 1294780.8555 | 1263861.7202 | 1233994.9005 | 1205215.5256 | 1177331.8235 | 1150161.7434 | 1124778.5037 | 1099911.0992 | 1866676.1392 | 0 | 93763.1
8357 | 1929325.8355 | 0 | 89866.8 | 1670900.7374 | 1678146.302 | 1658882.8817 | 1637963.4636 | 1614349.5085 | 1588598.0773 | 1558480.3523 | 1525936.9709 | 1485711.4124 | 1448637.0917 | 1413501.01 | 1379238.2539 | 1346148.5341 | 1314270.6705 | 1283480.4407 | 1253814.1526 | 1225073.598 | 1197070.616 | 1170914.4447 | 1145291.4213 | 1929325.8355 | 0 | 89866.8
8358 | 1963000.426 | 0 | 52891.5 | 1738608.5994 | 1745980.6286 | 1726418.9551 | 1705172.3799 | 1681184.2371 | 1655021.3105 | 1624415.8806 | 1591342.4567 | 1550452.7703 | 1512769.3236 | 1477057.9462 | 1442235.1375 | 1408605.8393 | 1376209.5492 | 1344919.8764 | 1314773.7627 | 1285569.5404 | 1257115.7643 | 1230541.0332 | 1204508.7557 | 1963000.426 | 0 | 52891.5
8359 | 2036759.679 | 35779.324 | 12361.2 | 1810674.7463 | 1818323.7777 | 1554878.8223 | 1289685.6556 | 1021647.9075 | 812161.4832 | 779301.8753 | 743881.5391 | 700351.2465 | 660147.6671 | 621990.257 | 584754.8033 | 548757.7061 | 514039.9468 | 480470.3858 | 448087.3528 | 416681.6025 | 386054.4963 | 357377.0398 | 329262.4193 | 2036759.679 | 35779.324 | 12361.2
8360 | 2175874.7198 | 78498.104 | 0 | 1907278.2235 | 1915449.7001 | 1360373.005 | 803428.6918 | 243445.5064 | -185538.8814 | -221823.9872 | -260844.7244 | -308529.3454 | -352660.0316 | -394604.7907 | -435564.6218 | -475201.5141 | -513471.6868 | -550515.237 | -586291.2167 | -621023.1632 | -654923.2826 | -686740.587 | -717956.6125 | 2175874.7198 | 78498.104 | 0
8361 | 2264986.1911 | 93965.816 | 0 | 1973136.6322 | 1981642.7661 | 1320628.3862 | 657669.9014 | -8451.9107 | -517385.9009 | -555472.2784 | -596406.3233 | -646359.0755 | -692612.3439 | -736590.162 | -779542.715 | -821118.1492 | -861270.8908 | -900146.7743 | -937703.1749 | -974172.7846 | -1009776.5002 | -1043212.1006 | -1076021.7971 | 2264986.1911 | 93965.816 | 0
8362 | 2339172.7935 | 100072.608 | 7852.43 | 2026882.5945 | 2035667.3354 | 1332483.5602 | 627292.0033 | -81166.4913 | -622140.7141 | -661501.9315 | -703804.0878 | -755420.3472 | -803215.9511 | -848661.5754 | -893048.3534 | -936012.9069 | -977508.1694 | -1017684.752 | -1056498.6338 | -1094190.1283 | -1130987.3675 | -1165545.4778 | -1199457.1836 | 2339172.7935 | 100072.608 | 7852.43
8363 | 2396029.2444 | 105143.416 | 27990.3 | 2053563.0227 | 2062561.2874 | 1324401.9969 | 584186.1232 | -159376.0952 | -726899.0717 | -767252.0934 | -810617.5371 | -863523.4746 | -912515.8908 | -959101.2083 | -1004601.9431 | -1048645.8843 | -1091184.8217 | -1132373.0271 | -1172165.4094 | -1210808.1236 | -1248534.8465 | -1283968.0157 | -1318739.0688 | 2396029.2444 | 105143.416 | 27990.3
8364 | 2394309.8393 | 79448.232 | 35873 | 2069806.3199 | 2078798.1274 | 1515325.7083 | 949798.1819 | 380926.7121 | -55573.1963 | -95055.3979 | -137547.8598 | -189573.9691 | -237689.3655 | -283399.3907 | -328025.6113 | -371196.0838 | -412862.6325 | -453179.4184 | -492101.383 | -529874.5044 | -566732.2919 | -601298.1715 | -635202.4101 | 2394309.8393 | 79448.232 | 35873
8365 | 2397135.2461 | 103240.72 | 38899.4 | 2045565.9929 | 2054568.4113 | 1329321.1218 | 602016.2999 | -128636.4115 | -686484.784 | -726803.6029 | -770136.2343 | -823013.7633 | -871975.9646 | -918529.9562 | -963998.8642 | -1008010.3064 | -1050516.0499 | -1091670.438 | -1131428.3587 | -1170036.0806 | -1207727.3884 | -1243124.0837 | -1277858.3573 | 2397135.2461 | 103240.72 | 38899.4
8366 | 2398054.2483 | 101373.056 | 15351.4 | 2071820.3692 | 2080826.2388 | 1368261.9481 | 653639.3361 | -64332.4488 | -612675.0531 | -652950.6309 | -696241.1767 | -749080.2793 | -798002.5532 | -844515.6941 | -889943.3355 | -933912.9522 | -976376.2931 | -1017487.7604 | -1057202.2251 | -1095766.0499 | -1133413.1093 | -1168764.6766 | -1203453.5681 | 2398054.2483 | 101373.056 | 15351.4
8367 | 2381520.3114 | 31481.522 | 3394.93 | 2138578.9472 | 2147522.7238 | 1910228.3976 | 1670889.9416 | 1428225.4044 | 1236426.0168 | 1198703.166 | 1157986.1346 | 1107786.3811 | 1061476.4509 | 1017559.0434 | 974719.6511 | 933328.2307 | 893432.7009 | 854879.7238 | 817714.1175 | 781691.2176 | 746578.7623 | 713745.9723 | 681571.2891 | 2381520.3114 | 31481.522 | 3394.93
8368 | 2345779.3925 | 25336.008 | 4208.19 | 2111292.8386 | 2120102.3906 | 1924896.9289 | 1727678.015 | 1527182.9364 | 1367148.1549 | 1330141.3684 | 1290185.3368 | 1240888.896 | 1195423.9015 | 1152315.5237 | 1110268.9827 | 1069648.6831 | 1030501.8242 | 992677.3696 | 956219.4646 | 920887.1169 | 886451.55 | 854261.4362 | 822719.5525 | 2345779.3925 | 25336.008 | 4208.19
8369 | 2376354.4828 | 16792.712 | 10262.9 | 2141685.2786 | 2150609.655 | 2013215.9932 | 1873782.6356 | 1731030.4116 | 1614185.0731 | 1577023.4047 | 1536874.0505 | 1487262.5434 | 1441532.4221 | 1398189.6337 | 1355922.5223 | 1315100.2419 | 1275770.6073 | 1237780.6133 | 1201174.9806 | 1165709.5757 | 1131152.6405 | 1098870.4257 | 1067244.8902 | 2376354.4828 | 16792.712 | 10262.9
8370 | 2544967.2984 | 0 | 6804.04 | 2315818.5675 | 2325376.1678 | 2300670.686 | 2273780.7831 | 2243336.5255 | 2210072.7301 | 2171049.3712 | 2128826.337 | 2076469.7685 | 2028269.9872 | 1982626.9306 | 1938135.875 | 1895192.1676 | 1853847.0157 | 1813936.5578 | 1775508.6878 | 1738301.9497 | 1702068.1413 | 1668270.4547 | 1635176.0416 | 2544967.2984 | 0 | 6804.04
8371 | 2523928.1438 | 0 | 21245.7 | 2282175.8686 | 2291654.4565 | 2267142.541 | 2240464.2629 | 2210261.0137 | 2177261.5359 | 2138550.1087 | 2096665.4577 | 2044731.046 | 1996919.0575 | 1951642.6574 | 1907508.7346 | 1864909.3682 | 1823895.3422 | 1784304.1495 | 1746183.2882 | 1709273.4639 | 1673328.5259 | 1639799.5706 | 1606968.0748 | 2523928.1438 | 0 | 21245.7
8372 | 2488828.4143 | 0 | 45640.9 | 2225747.477 | 2235094.2482 | 2210899.6744 | 2184568.8652 | 2154762.106 | 2122198.0046 | 2084001.3886 | 2042675.6784 | 1991439.9672 | 1944269.3495 | 1899599.0584 | 1856055.3564 | 1814024.8701 | 1773557.6771 | 1734493.5305 | 1696879.2676 | 1660459.2001 | 1624990.6005 | 1591904.3849 | 1559505.9295 | 2488828.4143 | 0 | 45640.9
8373 | 2442929.1528 | 0 | 62211.2 | 2167287.9698 | 2176462.3667 | 2152678.4156 | 2126797.6258 | 2097504.9898 | 2065505.8629 | 2027978.0968 | 1987378.9436 | 1937052.5509 | 1890716.2827 | 1846834.2298 | 1804057.9894 | 1762767.0576 | 1723010.5888 | 1684631.2912 | 1647675.1385 | 1611891.1576 | 1577041.0975 | 1544529.4853 | 1512692.9494 | 2442929.1528 | 0 | 62211.2
8374 | 2357581.8846 | 0 | 24565.4 | 2127042.9872 | 2135896.8632 | 2112866.662 | 2087812.8781 | 2059466.4459 | 2028508.078 | 1992214.2219 | 1952956.282 | 1904310.9378 | 1859516.3174 | 1817090.1707 | 1775731.2033 | 1735805.6532 | 1697360.9573 | 1660245.3191 | 1624503.1062 | 1589892.1136 | 1556182.414 | 1524729.4651 | 1493928.0079 | 2357581.8846 | 0 | 24565.4
8375 | 2221377.4604 | 0 | 14235.2 | 2013068.4563 | 2021410.818 | 1999577.4078 | 1975837.3233 | 1948994.8164 | 1919691.2729 | 1885360.4882 | 1848236.8634 | 1802268.1722 | 1759927.7372 | 1719818.9422 | 1680715.6724 | 1642963.0073 | 1606605.643 | 1571500.5529 | 1537689.5413 | 1504944.396 | 1473048.4734 | 1443278.9224 | 1414123.2245 | 2221377.4604 | 0 | 14235.2
8376 | 2087166.5344 | 0 | 3938.3 | 1900879.959 | 1908718.2928 | 1888067.7911 | 1865625.8122 | 1840268.8528 | 1812599.5475 | 1780206.7361 | 1745189.8222 | 1701862.2421 | 1661943.7066 | 1624121.9801 | 1587245.0272 | 1551637.0782 | 1517340.129 | 1484219.7942 | 1452315.3523 | 1421412.3795 | 1391307.321 | 1363200.1633 | 1335669.771 | 2087166.5344 | 0 | 3938.3
8377 | 1993814.4848 | 0 | 3172.3 | 1816449.7441 | 1823937.4952 | 1804104.4033 | 1782559.9611 | 1758230.9157 | 1731692.948 | 1700642.7411 | 1667085.7991 | 1625589.8994 | 1587350.5691 | 1551114.2645 | 1515780.4768 | 1481658.9347 | 1448789.7557 | 1417044.5651 | 1386460.8845 | 1356833.8806 | 1327969.103 | 1301012.8666 | 1274607.5988 | 1993814.4848 | 0 | 3172.3
8378 | 1921206.2649 | 0 | 1320.28 | 1752037.0647 | 1759252.1363 | 1740056.9323 | 1719212.6997 | 1695685.2702 | 1670029.3601 | 1640025.5318 | 1607606.2555 | 1567537.1325 | 1530605.9852 | 1495604.9199 | 1461473.5049 | 1428510.1894 | 1396753.63 | 1366080.127 | 1336525.8357 | 1307893.382 | 1279995.3968 | 1253936.4499 | 1228408.4072 | 1921206.2649 | 0 | 1320.28
8379 | 1896988.864 | 0 | 0 | 1731255.7315 | 1738379.8549 | 1719398.7901 | 1698789.4833 | 1675530.8021 | 1650170.4705 | 1620517.0275 | 1588478.584 | 1548886.7225 | 1512393.2815 | 1477805.5933 | 1444076.5931 | 1411500.9682 | 1380116.8879 | 1349802.2117 | 1320592.6391 | 1292293.2841 | 1264719.1394 | 1238960.8515 | 1213726.7754 | 1896988.864 | 0 | 0
8380 | 1890467.7525 | 0 | 0 | 1725304.3461 | 1732403.9796 | 1713481.3429 | 1692936.0615 | 1669750.5131 | 1644470.539 | 1614912.2116 | 1582977.0823 | 1543514.5008 | 1507139.6887 | 1472664.0781 | 1439044.2036 | 1406573.7396 | 1375290.7241 | 1345073.4365 | 1315957.4537 | 1287748.5594 | 1260262.3825 | 1234585.8201 | 1209431.6675 | 1890467.7525 | 0 | 0
8381 | 1949679.0268 | 0 | 0 | 1779342.5432 | 1786664.5441 | 1767222.907 | 1746107.8024 | 1722269.7351 | 1696271.6427 | 1665861.1947 | 1632999.5013 | 1592374.5885 | 1554934.157 | 1519452.4119 | 1484853.2053 | 1451439.4099 | 1419250.2551 | 1388160.2077 | 1358205.9591 | 1329187.2099 | 1300913.8142 | 1274506.7119 | 1248638.3819 | 1949679.0268 | 0 | 0
8382 | 1976463.7989 | 0 | 0 | 1803787.2256 | 1811209.8164 | 1791530.2548 | 1770154.2355 | 1746017.8454 | 1719691.7556 | 1688892.6932 | 1655608.7099 | 1614454.8559 | 1576529.2317 | 1540589.2024 | 1505543.8361 | 1471700.166 | 1439097.9607 | 1407609.9625 | 1377273.3667 | 1347885.1222 | 1319252.4709 | 1292511.7523 | 1266317.2076 | 1976463.7989 | 0 | 0
8383 | 2076385.9075 | 42218.04 | 0 | 1852761.4569 | 1860559.3042 | 1552996.3605 | 1243651.193 | 931406.1014 | 688611.1854 | 654968.0174 | 618714.3007 | 574192.8442 | 533062.8238 | 494018.7821 | 455914.6339 | 419072.935 | 383535.4643 | 349168.5306 | 316011.2096 | 283850.1847 | 252482.9528 | 223103.3022 | 194297.4378 | 2076385.9075 | 42218.04 | 0
8384 | 2210644.5178 | 1139.65 | 0 | 2016368.7626 | 2024670.8168 | 1995179.9081 | 1963791.5375 | 1929315.7343 | 1894327.6481 | 1860109.3828 | 1823111.7715 | 1777311.8302 | 1735122.6146 | 1695154.2564 | 1656186.5651 | 1618562.9527 | 1582327.8996 | 1547339.0702 | 1513638.0666 | 1480997.7795 | 1449202.6119 | 1419523.542 | 1390455.3593 | 2210644.5178 | 1139.65 | 0
8385 | 2302058.1686 | 96848.184 | 0 | 2004087.3957 | 2012732.753 | 1331799.1473 | 648889.6167 | -37235.0167 | -561314.2458 | -600029.4411 | -641638.9128 | -692414.7049 | -739430.462 | -784133.5257 | -827794.5433 | -870055.9022 | -910871.2827 | -950388.9063 | -988565.4503 | -1025637.4156 | -1061829.3143 | -1095817.6114 | -1129169.7601 | 2302058.1686 | 96848.184 | 0
8386 | 2355596.4817 | 102513.4 | 0 | 2047283.0418 | 2056129.4617 | 1336209.1376 | 614266.935 | -110965.1431 | -664582.96 | -704261.3759 | -746901.3794 | -798920.8818 | -847092.9032 | -892898.4455 | -937637.7072 | -980944.7587 | -1022772.2031 | -1063271.7089 | -1102398.9462 | -1140395.9157 | -1177492.3514 | -1212333.9367 | -1246524.5791 | 2355596.4817 | 102513.4 | 0
8387 | 2362913.4344 | 104815.456 | 0 | 2051658.6825 | 2060532.5812 | 1324892.7633 | 587224.7865 | -153743.2848 | -719192.8015 | -759058.6639 | -801895.3132 | -854140.5959 | -902526.4467 | -948538.4676 | -993480.8958 | -1036986.665 | -1079008.2312 | -1119697.7341 | -1159010.7058 | -1197189.8989 | -1234465.7609 | -1269479.7686 | -1303840.8114 | 2362913.4344 | 104815.456 | 0
8388 | 2374826.5957 | 105355.152 | 0 | 2061991.3376 | 2070909.976 | 1331490.4132 | 590032.466 | -154742.2138 | -723094.3111 | -763155.944 | -806203.3417 | -858706.8086 | -907331.3853 | -953570.164 | -998733.9573 | -1042453.8485 | -1084682.0537 | -1125571.4797 | -1165077.4343 | -1203443.8943 | -1240902.4687 | -1276087.7853 | -1310616.8448 | 2374826.5957 | 105355.152 | 0
8389 | 2363284.5433 | 104046.4 | 527.643 | 2052238.7819 | 2061114.0743 | 1330686.0982 | 598229.6446 | -137527.4217 | -699073.3739 | -738932.0805 | -781762.0406 | -834002.1118 | -882382.1449 | -928387.9753 | -973324.045 | -1016823.2302 | -1058837.9791 | -1099520.4556 | -1138826.1846 | -1176997.9571 | -1214266.2565 | -1249272.3465 | -1283625.3689 | 2363284.5433 | 104046.4 | 527.643
8390 | 2360188.0497 | 100789.568 | 0 | 2053197.2929 | 2062060.9565 | 1353794.8377 | 643502.8994 | -70085.3271 | -614994.0734 | -654705.6921 | -697384.6712 | -749461.4319 | -797683.2119 | -843533.9002 | -888316.2293 | -931663.5567 | -973528.3928 | -1014062.702 | -1053222.0676 | -1091248.9625 | -1128373.5681 | -1163238.9283 | -1197452.0766 | 2360188.0497 | 100789.568 | 0
8391 | 2339120.9823 | 93353.328 | 0 | 2041407.0199 | 2050191.5662 | 1392657.9874 | 733116.6715 | 70308.4901 | -436434.9406 | -475601.0253 | -517707.9837 | -569128.8389 | -616729.1232 | -661979.48 | -706171.014 | -748940.3549 | -790240.4374 | -830221.8693 | -868840.6304 | -906337.0291 | -942939.1924 | -977302.2764 | -1011018.9701 | 2339120.9823 | 93353.328 | 0
8392 | 2307803.498 | 73337.312 | 0 | 2032841.6481 | 2041508.582 | 1520318.1468 | 997146.8552 | 470752.4368 | 66439.7632 | 28386.3747 | -12568.5135 | -62712.5986 | -109087.2649 | -153143.4658 | -196155.02 | -237763.4223 | -277922.2374 | -316780.0568 | -354293.4496 | -390699.5068 | -426223.3012 | -459537.9943 | -492214.9514 | 2307803.498 | 73337.312 | 0
8393 | 2373617.9785 | 16730.25 | 2692.52 | 2146820.6949 | 2155734.7944 | 2018789.7167 | 1879807.2921 | 1737509.8228 | 1621016.1152 | 1583895.8762 | 1543791.392 | 1494235.651 | 1448556.8262 | 1405262.5852 | 1363042.7824 | 1322266.147 | 1282980.4383 | 1245032.8276 | 1208467.9841 | 1173042.0553 | 1138523.5501 | 1106277.1458 | 1074686.6646 | 2373617.9785 | 16730.25 | 2692.52
8394 | 2519705.3531 | 0 | 4299.35 | 2295268.358 | 2304731.0872 | 2280246.8043 | 2253599.7833 | 2223433.6889 | 2190476.0442 | 2151816.0067 | 2109988.0547 | 2058127.1562 | 2010381.7836 | 1965167.7572 | 1921094.2966 | 1878552.8249 | 1837594.0412 | 1798055.7102 | 1759985.2507 | 1723123.8019 | 1687225.6251 | 1653739.3887 | 1620949.4449 | 2519705.3531 | 0 | 4299.35
8395 | 2523207.4793 | 0 | 3457.23 | 2299306.636 | 2308782.5174 | 2284276.9122 | 2257605.5629 | 2227410.2491 | 2194419.5051 | 2155718.4425 | 2113845.0624 | 2061924.791 | 2014125.7657 | 1968861.6048 | 1924739.595 | 1882151.7035 | 1841148.6996 | 1801568.1229 | 1763457.4577 | 1726557.4837 | 1690622.1205 | 1657102.0501 | 1624279.2401 | 2523207.4793 | 0 | 3457.23
8396 | 2468955.2503 | 0 | 3166.17 | 2250085.2902 | 2259357.4279 | 2235336.8677 | 2209197.1297 | 2179609.197 | 2147285.9394 | 2109375.1425 | 2068360.237 | 2017514.4614 | 1970701.3198 | 1926368.5397 | 1883153.3531 | 1841439.2991 | 1801276.0556 | 1762504.6553 | 1725171.5614 | 1689023.1274 | 1653818.5638 | 1620977.361 | 1588818.4267 | 2468955.2503 | 0 | 3166.17
8397 | 2427589.6434 | 0 | 0 | 2215499.8184 | 2224616.608 | 2200966.9728 | 2175233.6652 | 2146109.9349 | 2114296.7082 | 2076989.5575 | 2036630.3053 | 1986604.8924 | 1940544.5494 | 1896923.0114 | 1854400.3422 | 1813353.6553 | 1773831.7961 | 1735678.4608 | 1698939.3341 | 1663365.0191 | 1628718.7606 | 1596396.2665 | 1564744.61 | 2427589.6434 | 0 | 0
8398 | 2360563.0581 | 0 | 1151.03 | 2153178.0762 | 2162043.1481 | 2138986.8431 | 2113904.3966 | 2085525.1382 | 2054530.6413 | 2018193.9095 | 1978889.3458 | 1930185.5073 | 1885337.2619 | 1842860.4852 | 1801452.2372 | 1761479.2191 | 1722988.9277 | 1685829.3747 | 1650044.9836 | 1615393.2433 | 1581643.9356 | 1550154.2323 | 1519316.8445 | 2360563.0581 | 0 | 1151.03
8399 | 2261903.2192 | 0 | 0 | 2064288.8246 | 2072783.3804 | 2050595.1183 | 2026465.3974 | 1999176.655 | 1969381.978 | 1934468.3452 | 1896710.9211 | 1849947.0653 | 1806877.658 | 1766080.6036 | 1726307.4188 | 1687909.4783 | 1650932.294 | 1615230.2298 | 1580845.8526 | 1547546.7869 | 1515112.4366 | 1484843.2505 | 1455199.1163 | 2261903.2192 | 0 | 0
8400 | 2158795.9354 | 0 | 0 | 1970189.6554 | 1978296.9928 | 1957019.2892 | 1933888.6269 | 1907742.9449 | 1879205.5596 | 1845782.5625 | 1809645.4064 | 1764912.3705 | 1723705.3742 | 1684667.1472 | 1646606.1174 | 1609857.6424 | 1574465.1594 | 1540289.671 | 1507371.8037 | 1475489.7748 | 1444433.044 | 1415442.7797 | 1387049.0748 | 2158795.9354 | 0 | 0
8401 | 2069918.2255 | 0 | 0 | 1889076.8731 | 1896850.4311 | 1876350.9591 | 1854074.8148 | 1828907.7792 | 1801447.5069 | 1769302.7635 | 1734555.6031 | 1691566.4558 | 1651958.1807 | 1614429.3867 | 1577837.5587 | 1542504.2475 | 1508471.1021 | 1475604.8475 | 1443944.4378 | 1413277.2209 | 1383401.3245 | 1355506.8183 | 1328184.311 | 2069918.2255 | 0 | 0
8402 | 2005083.4965 | 0 | 0 | 1829906.5225 | 1837436.5943 | 1817506.9439 | 1795856.2707 | 1771405.2558 | 1744732.8337 | 1713522.6694 | 1679791.6018 | 1638076.7058 | 1599636.7852 | 1563211.2114 | 1527693.2555 | 1493394.3968 | 1460354.9795 | 1428445.9034 | 1397704.9022 | 1367925.9847 | 1338913.6017 | 1311820.5469 | 1285281.5748 | 2005083.4965 | 0 | 0
8403 | 1865504.6673 | 0 | 0 | 1702522.1964 | 1709528.0812 | 1690822.6986 | 1670516.0978 | 1647604.094 | 1622625.3207 | 1593424.6886 | 1561878.6396 | 1522904.5363 | 1486977.4292 | 1452924.4452 | 1419715.8976 | 1387641.5828 | 1356739.0366 | 1326888.1457 | 1298124.0172 | 1270254.9993 | 1243099.1555 | 1217729.0308 | 1192874.4177 | 1865504.6673 | 0 | 0
8404 | 1843271.2478 | 0 | 368.335 | 1681862.8963 | 1688785.2837 | 1670275.9094 | 1650184.4004 | 1627518.5402 | 1602810.5426 | 1573931.003 | 1542733.9997 | 1504197.4709 | 1468671.6237 | 1434997.5634 | 1402157.8755 | 1370438.9023 | 1339877.7324 | 1310355.6839 | 1281907.4456 | 1254343.6499 | 1227484.5285 | 1202389.8436 | 1177804.5264 | 1843271.2478 | 0 | 368.335
8405 | 1847702.2771 | 0 | 0 | 1686275.1374 | 1693214.1655 | 1674665.4579 | 1654530.8124 | 1631815.6272 | 1607053.3955 | 1578109.5939 | 1546842.7576 | 1508218.7523 | 1472612.666 | 1438862.8182 | 1405949.3484 | 1374159.2875 | 1343529.8131 | 1313941.9581 | 1285430.4945 | 1257805.5997 | 1230887.0731 | 1205737.2246 | 1181097.9682 | 1847702.2771 | 0 | 0
8406 | 1805315.1524 | 0 | 0 | 1647591.2242 | 1654371.0679 | 1636190.1192 | 1616459.6147 | 1594207.7692 | 1569955.8375 | 1541618.263 | 1511010.9452 | 1473215.2352 | 1438368.2118 | 1405334.8439 | 1373118.6671 | 1342000.1277 | 1312015.5505 | 1283048.6974 | 1255133.5428 | 1228084.6187 | 1201725.8584 | 1177095.202 | 1152963.4244 | 1805315.1524 | 0 | 0
8407 | 1861313.0227 | 39826.04 | 0 | 1658870.7208 | 1665860.864 | 1376442.1897 | 1085425.8952 | 791810.0518 | 563817.3989 | 533346.8155 | 500536.0852 | 460313.9908 | 423132.0462 | 387820.0138 | 353350.5204 | 320012.7113 | 287844.0379 | 256724.6568 | 226689.5961 | 197547.635 | 169117.2454 | 142468.5625 | 116334.2329 | 1861313.0227 | 39826.04 | 0
8408 | 1963335.5604 | 83145.704 | 0 | 1708660.2503 | 1716033.5381 | 1131223.0463 | 544727.3652 | -44510.3516 | -494615.093 | -527997.6423 | -563848.6069 | -607517.1683 | -647978.9427 | -686468.3112 | -724068.9592 | -760475.893 | -795649.6082 | -829716.5172 | -862639.6718 | -894620.7742 | -925851.3023 | -955202.4645 | -984011.0806 | 1963335.5604 | 83145.704 | 0
8409 | 2040453.1863 | 97123.976 | 0 | 1765062.113 | 1772725.0153 | 1092207.2163 | 409938.0356 | -275180.8849 | -797495.857 | -832457.7581 | -869985.031 | -915636.9673 | -957956.1575 | -998225.4679 | -1037571.1499 | -1075676.2299 | -1112499.6519 | -1148172.7935 | -1182657.2553 | -1216162.6623 | -1248888.0131 | -1279660.1787 | -1309868.4877 | 2040453.1863 | 97123.976 | 0
8410 | 2068392.9805 | 101779.384 | 0 | 1785905.4993 | 1793673.3293 | 1081257.7299 | 367066.7674 | -350012.9563 | -896407.7074 | -931931.1595 | -970055.1108 | -1016414.976 | -1059396.4601 | -1100299.9955 | -1140267.2553 | -1178976.9256 | -1216387.3882 | -1252631.8198 | -1287671.2951 | -1321718.3093 | -1354974.5862 | -1386250.933 | -1416955.7022 | 2068392.9805 | 101779.384 | 0
8411 | 2074972.8137 | 103669.504 | 0 | 1790020.356 | 1797812.8964 | 1072484.6384 | 345375.3694 | -384631.8502 | -940749.0825 | -976435.7108 | -1014731.111 | -1061288.6246 | -1104457.0099 | -1145540.8363 | -1185685.4088 | -1224568.3911 | -1262148.0329 | -1298557.9343 | -1333759.0462 | -1367964.54 | -1401376.781 | -1432802.7935 | -1463655.4101 | 2074972.8137 | 103669.504 | 0
8412 | 2076654.773 | 103675.256 | 0 | 1791549.6166 | 1799348.4736 | 1073959.86 | 346788.7918 | -383282.5761 | -939456.0444 | -975173.5791 | -1013502.0004 | -1060099.2322 | -1103304.5886 | -1144423.6963 | -1184602.7888 | -1223519.2685 | -1261131.3511 | -1297572.7451 | -1332804.3699 | -1367039.5695 | -1400480.8733 | -1431934.3385 | -1462813.9431 | 2076654.773 | 103675.256 | 0
8413 | 2057978.65 | 101829.504 | 4494.93 | 1771855.9816 | 1779584.7006 | 1066900.7189 | 352450.3129 | -364874.3093 | -911417.241 | -946811.4273 | -984793.0195 | -1030969.0578 | -1073783.7251 | -1114530.9061 | -1154346.5257 | -1192910.8877 | -1230182.5835 | -1266294.1193 | -1301206.7656 | -1335131.948 | -1368270.3744 | -1399438.8396 | -1430038.6051 | 2057978.65 | 101829.504 | 4494.93
8414 | 2017988.7319 | 64284.304 | 8811.33 | 1768588.6397 | 1776167.1769 | 1319063.7347 | 860228.1927 | 398574.2852 | 43937.3992 | 10358.6634 | -25757.2007 | -69908.2793 | -110763.3039 | -149591.0169 | -187505.2702 | -224192.58 | -259612.3422 | -293894.4881 | -327001.041 | -359139.318 | -390506.127 | -419941.2544 | -448818.7329 | 2017988.7319 | 64284.304 | 8811.33
8415 | 2020323.6986 | 90790.832 | 11357.3 | 1741667.1107 | 1749254.4169 | 1111932.388 | 472876.2552 | -169001.504 | -658816.3448 | -693312.4062 | -730348.5315 | -775429.1686 | -817209.938 | -856961.05 | -895797.6454 | -933405.8776 | -969745.0955 | -1004945.3809 | -1038968.7131 | -1072022.6489 | -1104304.2241 | -1134651.8826 | -1164441.2469 | 2020323.6986 | 90790.832 | 11357.3
8416 | 2018493.4011 | 71041.496 | 21445.5 | 1749657.8557 | 1757238.2883 | 1254188.2908 | 749405.7603 | 241804.1596 | -147296.9679 | -181113.2716 | -217467.3381 | -261858.6285 | -302953.0407 | -342019.6342 | -380172.5397 | -417098.1947 | -452755.9852 | -487275.875 | -520619.8777 | -552995.3624 | -584599.1861 | -614270.8451 | -643384.7158 | 2018493.4011 | 71041.496 | 21445.5
8417 | 2099464.3941 | 23350.238 | 33452.7 | 1859238.7607 | 1867123.279 | 1687575.4292 | 1506225.5466 | 1321943.508 | 1175019.7919 | 1141622.8104 | 1105586.2649 | 1061190.0856 | 1020223.0375 | 981365.1531 | 943457.609 | 906826.5459 | 871514.2071 | 837385.4156 | 804479.6812 | 772581.3167 | 741485.5679 | 712399.4917 | 683893.5793 | 2099464.3941 | 23350.238 | 33452.7
8418 | 2271863.7297 | 0 | 33612 | 2039767.1209 | 2048299.0833 | 2025984.9527 | 2001720.814 | 1974283.7426 | 1944329.7016 | 1909234.1629 | 1871282.31 | 1824284.3648 | 1780997.1368 | 1739992.2683 | 1700015.7781 | 1661420.5883 | 1624252.4111 | 1588364.9691 | 1553801.0166 | 1520327.1549 | 1487721.8166 | 1457291.1769 | 1427488.3415 | 2271863.7297 | 0 | 33612
8419 | 2429106.2949 | 0 | 26202.3 | 2190681.6655 | 2199804.1509 | 2176122.515 | 2150355.905 | 2121196.7542 | 2089346.4266 | 2051998.7426 | 2011597.0504 | 1961523.1584 | 1915416.8136 | 1871750.7973 | 1829184.3364 | 1788094.78 | 1748531.0039 | 1710336.6067 | 1673557.3017 | 1637943.536 | 1603258.4067 | 1570898.4935 | 1539209.837 | 2429106.2949 | 0 | 26202.3
8420 | 2392013.2212 | 0 | 19961.6 | 2163069.981 | 2172053.1636 | 2148706.3237 | 2123306.3476 | 2094565.6357 | 2063174.842 | 2026370.638 | 1986559.0611 | 1937222.9815 | 1891793.8636 | 1848767.8098 | 1806824.5209 | 1766335.5837 | 1727349.1279 | 1689711.14 | 1653466.6357 | 1618369.8725 | 1584187.5653 | 1552294.9675 | 1521063.3761 | 2392013.2212 | 0 | 19961.6
8421 | 2358178.5184 | 0 | 27702.6 | 2124450.2952 | 2133306.412 | 2110264.5549 | 2085198.603 | 2056839.1696 | 2025867.1394 | 1989558.2709 | 1950284.5684 | 1901621.0859 | 1856809.3017 | 1814366.5906 | 1772991.3289 | 1733049.8472 | 1694589.5945 | 1657458.7359 | 1621701.6502 | 1587076.071 | 1553352.0128 | 1521885.2765 | 1491070.1968 | 2358178.5184 | 0 | 27702.6
8422 | 2305224.2774 | 0 | 25958.3 | 2077866.7768 | 2086524.0244 | 2063952.2772 | 2039401.8874 | 2011631.973 | 1981308.1293 | 1945767.2889 | 1907328.1916 | 1859710.1671 | 1815857.3489 | 1774320.4049 | 1733826.94 | 1694735.0589 | 1657091.145 | 1620746.7728 | 1585745.3245 | 1551849.9743 | 1518835.9009 | 1488028.4599 | 1457858.0422 | 2305224.2774 | 0 | 25958.3
8423 | 2243607.2142 | 0 | 25753.4 | 2021837.8761 | 2030263.7214 | 2008235.6629 | 1984281.8496 | 1957194.5673 | 1927621.6205 | 1892971.1238 | 1855499.8386 | 1809094.9726 | 1766354.6716 | 1725868.3429 | 1686397.602 | 1648290.9815 | 1611593.6249 | 1576161.0742 | 1542035.5521 | 1508986.5627 | 1476795.2943 | 1446751.6764 | 1417328.0547 | 2243607.2142 | 0 | 25753.4
8424 | 2159223.2632 | 0 | 10424.6 | 1960155.0491 | 1968263.9913 | 1946982.546 | 1923847.7751 | 1897697.3878 | 1869154.8237 | 1835725.6807 | 1799581.8414 | 1754840.4208 | 1713625.7378 | 1674580.2534 | 1636512.1596 | 1599756.8804 | 1564357.8617 | 1530176.0784 | 1497252.1652 | 1465364.2955 | 1434301.8871 | 1405306.3544 | 1376907.4991 | 2159223.2632 | 0 | 10424.6
8425 | 2063142.0639 | 0 | 27634.8 | 1855257.9206 | 1863006.0307 | 1842565.8922 | 1820354.8975 | 1795262.4753 | 1767884.3236 | 1735837.0361 | 1701195.851 | 1658339.6601 | 1618853.2739 | 1581439.5612 | 1544959.7471 | 1509734.33 | 1475804.8224 | 1443038.3856 | 1411473.8462 | 1380899.2484 | 1351113.3805 | 1323302.4163 | 1296061.5786 | 2063142.0639 | 0 | 27634.8
8426 | 1984299.1826 | 0 | 18899.4 | 1792038.6598 | 1799490.6763 | 1779743.0176 | 1758292.1759 | 1734070.0204 | 1707649.4844 | 1676738.2434 | 1643332.2305 | 1602025.1479 | 1563959.093 | 1527886.5045 | 1492712.1258 | 1458744.2073 | 1426022.6751 | 1394419.7672 | 1363972.8261 | 1334477.996 | 1305741.7546 | 1278904.946 | 1252616.4766 | 1984299.1826 | 0 | 18899.4
8427 | 1929735.3924 | 0 | 11516.6 | 1749624.7128 | 1756871.8155 | 1737604.0153 | 1716679.8659 | 1693060.6075 | 1667303.4192 | 1637179.0103 | 1604628.4301 | 1564394.042 | 1527311.5605 | 1492167.7296 | 1457897.4097 | 1424800.3751 | 1392915.4539 | 1362118.3973 | 1332445.5211 | 1303698.5749 | 1275689.3579 | 1249527.3437 | 1223898.5904 | 1929735.3924 | 0 | 11516.6
8428 | 1900164.3396 | 0 | 14959.7 | 1719194.0771 | 1726330.126 | 1707322.584 | 1686684.0744 | 1663391.7554 | 1637994.2679 | 1608296.4825 | 1576209.7043 | 1536556.864 | 1500007.6309 | 1465367.3406 | 1431587.1758 | 1398962.3169 | 1367530.9973 | 1337170.8719 | 1307917.7 | 1279576.2693 | 1251961.2629 | 1226165.153 | 1200894.1324 | 1900164.3396 | 0 | 14959.7
8429 | 1885051.0738 | 0 | 14517.4 | 1705843.5034 | 1712922.7945 | 1694047.0531 | 1673553.3163 | 1650426.8776 | 1625212.0142 | 1595731.0561 | 1563880.1063 | 1524523.2723 | 1488245.3605 | 1453861.2085 | 1420330.3407 | 1387945.59 | 1356744.8855 | 1326606.8553 | 1297566.9744 | 1269431.5829 | 1242016.838 | 1216406.5227 | 1191317.1203 | 1885051.0738 | 0 | 14517.4
8430 | 1819616.262 | 0 | 21284.7 | 1639358.197 | 1646191.7484 | 1627885.5762 | 1608017.5732 | 1585608.256 | 1561183.0085 | 1532639.753 | 1501808.7742 | 1463732.4591 | 1428628.1891 | 1395351.9417 | 1362899.3591 | 1331553.1089 | 1301349.8037 | 1272172.2848 | 1244054.7956 | 1216810.3989 | 1190261.6332 | 1165454.6609 | 1141150.5193 | 1819616.262 | 0 | 21284.7
8431 | 1836201.4065 | 48546.404 | 20945.3 | 1606287.3527 | 1613183.1894 | 1264702.5214 | 914645.7871 | 562024.5754 | 289874.8441 | 259476.0613 | 226768.7033 | 186749.9704 | 149730.3718 | 114555.4576 | 80211.7154 | 46984.3896 | 14910.4263 | -16128.4011 | -46097.5369 | -75185.6224 | -103571.7364 | -130200.1812 | -156321.2121 | 1836201.4065 | 48546.404 | 20945.3
8432 | 1920387.6027 | 86923.512 | 20419.4 | 1645267.2941 | 1652479.2912 | 1042362.9571 | 430598.2972 | -183848.4164 | -652694.0971 | -685584.3169 | -720888.9555 | -763840.181 | -803654.7679 | -841540.0952 | -878556.1429 | -914404.5888 | -949046.7928 | -982606.402 | -1015047.2763 | -1046566.7059 | -1077351.98 | -1106298.9993 | -1134715.3408 | 1920387.6027 | 86923.512 | 20419.4
8433 | 1984030.7925 | 99069.472 | 11708.6 | 1699915.046 | 1707366.0545 | 1014116.632 | 319164.2568 | -378559.0575 | -910109.4963 | -944324.4766 | -981033.8915 | -1025643.3073 | -1067012.1338 | -1106387.7635 | -1144865.305 | -1182136.5494 | -1218161.5761 | -1253068.1299 | -1286818.8731 | -1319617.6341 | -1351657.9091 | -1381799.0081 | -1411391.8421 | 1984030.7925 | 99069.472 | 11708.6
8434 | 2015525.6373 | 102356.304 | 3758.49 | 1733321.5768 | 1740890.864 | 1025016.2241 | 307411.5987 | -413007.9521 | -961703.47 | -996485.7186 | -1033801.9988 | -1079143.6859 | -1121193.3421 | -1161218.1611 | -1200330.6354 | -1238217.6637 | -1274838.6917 | -1310323.4918 | -1344634.1339 | -1377977.6819 | -1410550.7035 | -1441194.4012 | -1471281.1308 | 2015525.6373 | 102356.304 | 3758.49
8435 | 2037252.4631 | 103565.808 | 1170.3 | 1754528.8935 | 1762179.7756 | 1037886.7401 | 311845.0702 | -417041.8693 | -972173.2654 | -1007313.9526 | -1045015.9876 | -1090829.9413 | -1133316.3768 | -1173756.1479 | -1213273.7396 | -1251552.6752 | -1288551.9633 | -1324402.7754 | -1359066.7724 | -1392753.2502 | -1425660.8956 | -1456618.4195 | -1487012.9712 | 2037252.4631 | 103565.808 | 1170.3
8436 | 2053937.8566 | 103808.296 | 0 | 1770684.3559 | 1778397.8998 | 1052303.7814 | 324446.707 | -406278.9401 | -962855.4151 | -998250.6459 | -1036228.2024 | -1082384.1152 | -1125185.2571 | -1165922.9721 | -1205730.9549 | -1244290.1368 | -1281559.1907 | -1317670.3625 | -1352584.9988 | -1386514.1101 | -1419658.0101 | -1450835.8169 | -1481446.0407 | 2053937.8566 | 103808.296 | 0
8437 | 2042473.5179 | 102056.784 | 0 | 1761973.1275 | 1769643.6172 | 1055550.3302 | 339703.9274 | -378995.0367 | -926508.8645 | -961687.5951 | -999434.2376 | -1045313.588 | -1087856.8925 | -1128348.2875 | -1167915.1395 | -1206240.1612 | -1243282.2559 | -1279172.9312 | -1313873.7498 | -1347594.5441 | -1380534.51 | -1411519.3567 | -1441939.7884 | 2042473.5179 | 102056.784 | 0
8438 | 2032307.0118 | 100002.704 | 0 | 1754748.9127 | 1762381.2221 | 1062335.2749 | 360544.938 | -344083.7614 | -881007.0198 | -915976.89 | -953501.8904 | -999119.1176 | -1041416.9043 | -1081672.9949 | -1121009.1446 | -1159109.6451 | -1195933.6045 | -1231611.8758 | -1266106.2129 | -1299625.4039 | -1332367.653 | -1363164.5146 | -1393399.7707 | 2032307.0118 | 100002.704 | 0
8439 | 2026147.1086 | 92372.6 | 0 | 1756757.2822 | 1764366.4581 | 1116240.4267 | 466375.293 | -186319.6003 | -684269.7739 | -718902.0746 | -756081.7609 | -801329.1466 | -843267.1529 | -883169.6515 | -922154.9976 | -959908.4397 | -996389.2098 | -1031727.7644 | -1065885.9734 | -1099071.9919 | -1131483.4234 | -1161955.3638 | -1191867.4009 | 2026147.1086 | 92372.6 | 0
8440 | 2014577.0138 | 74534.552 | 0 | 1764036.0731 | 1771601.7977 | 1244839.961 | 716348.953 | 185044.3444 | -221818.9192 | -255694.8032 | -292103.5262 | -336533.8788 | -377673.7499 | -416789.7369 | -454993.8086 | -491973.011 | -527686.8089 | -562264.9138 | -595669.4133 | -628107.2738 | -659774.9706 | -689514.2516 | -718696.8266 | 2014577.0138 | 74534.552 | 0
8441 | 2132675.3199 | 21709.358 | 0 | 1924641.7467 | 1932650.9883 | 1763967.1974 | 1593452.8679 | 1419959.9992 | 1280999.9438 | 1247179.765 | 1210678.2675 | 1165684.8972 | 1124174.9027 | 1084807.4362 | 1046405.3432 | 1009299.9236 | 973534.0889 | 938970.5237 | 905649.3629 | 873351.5073 | 841868.9638 | 812427.8835 | 783576.1444 | 2132675.3199 | 21709.358 | 0
8442 | 2373699.5153 | 0 | 0 | 2166317.8781 | 2175232.2838 | 2152026.4581 | 2126783.2155 | 2098224.8143 | 2067036.6209 | 2030476.4633 | 1990931.9578 | 1941935.8709 | 1896816.8334 | 1854082.4616 | 1812422.5649 | 1772205.8851 | 1733480.1834 | 1696092.6255 | 1660087.8824 | 1625222.0931 | 1591263.7585 | 1559577.6029 | 1528547.3929 | 2373699.5153 | 0 | 0
8443 | 2429092.8515 | 0 | 175.7 | 2216695.9966 | 2225818.4315 | 2202136.9134 | 2176370.4326 | 2147211.4298 | 2115361.2651 | 2078013.7745 | 2037612.2925 | 1987538.6643 | 1941432.5613 | 1897766.7733 | 1855200.5347 | 1814111.1923 | 1774547.6219 | 1736353.4226 | 1699574.3078 | 1663960.7259 | 1629275.7752 | 1596916.0278 | 1565227.5333 | 2429092.8515 | 0 | 175.7
8444 | 2451789.8032 | 0 | 1539.53 | 2236046.1668 | 2245253.8398 | 2221383.5838 | 2195408.8836 | 2166009.9624 | 2133894.7336 | 2096230.813 | 2055484.3651 | 2004975.3964 | 1958471.0247 | 1914429.7699 | 1871498.3383 | 1830057.6028 | 1790156.8958 | 1751638.355 | 1714548.121 | 1678634.3104 | 1643657.8079 | 1611028.235 | 1579076.187 | 2451789.8032 | 0 | 1539.53
8445 | 2450986.209 | 0 | 13173.7 | 2223678.6098 | 2232883.2649 | 2209028.7646 | 2183070.5099 | 2153689.1564 | 2121592.3856 | 2083948.7417 | 2043223.5808 | 1992739.0988 | 1946257.9014 | 1902239.0134 | 1859329.585 | 1817910.364 | 1778030.6668 | 1739532.6828 | 1702462.5375 | 1666568.4299 | 1631611.3233 | 1599000.3769 | 1567066.7335 | 2450986.209 | 0 | 13173.7
8446 | 2394562.3383 | 0 | 14104 | 2171253.9909 | 2180246.7467 | 2156892.737 | 2131483.4032 | 2102729.7734 | 2071323.2377 | 2034497.5227 | 1994661.23 | 1945290.2844 | 1899830.4641 | 1856776.2689 | 1814805.9924 | 1774291.6175 | 1735281.3251 | 1697620.9378 | 1661355.5189 | 1626239.0644 | 1592038.0402 | 1560129.1657 | 1528882.002 | 2394562.3383 | 0 | 14104
8447 | 2279243.9283 | 0 | 36535.3 | 2043579.2379 | 2052138.9166 | 2029798.8157 | 2005502.3719 | 1978022.6882 | 1948017.8584 | 1912854.8287 | 1874826.2059 | 1827722.1045 | 1784340.7746 | 1743249.2185 | 1703189.3813 | 1664515.3318 | 1627272.9305 | 1591315.4249 | 1556685.7083 | 1523149.6236 | 1490484.8837 | 1460001.907 | 1430148.7741 | 2279243.9283 | 0 | 36535.3
8448 | 2159698.26 | 0 | 32240.7 | 1938772.4471 | 1946883.1732 | 1925597.5687 | 1902458.231 | 1876302.6133 | 1847754.2927 | 1814318.3182 | 1778167.0503 | 1733416.3097 | 1692193.0825 | 1653139.5311 | 1615063.5853 | 1578300.743 | 1542894.4594 | 1508705.6791 | 1475775.0456 | 1443880.6834 | 1412811.9641 | 1383810.5753 | 1355405.9951 | 2159698.26 | 0 | 32240.7
8449 | 2067402.8667 | 0 | 39145.1 | 1847636.1722 | 1855400.2838 | 1834922.8368 | 1812670.8765 | 1787531.5379 | 1760101.7494 | 1727993.1823 | 1693285.3607 | 1650345.5677 | 1610782.5386 | 1573296.4636 | 1536746.2159 | 1501452.9558 | 1467458.2814 | 1434629.08 | 1403004.258 | 1372371.422 | 1342528.9448 | 1314665.4499 | 1287373.2589 | 2067402.8667 | 0 | 39145.1
8450 | 1992089.7972 | 0 | 49823.9 | 1768224.1363 | 1775705.4103 | 1755889.5354 | 1734363.7906 | 1710055.8514 | 1683540.9006 | 1652517.6137 | 1618989.7601 | 1577529.8162 | 1539323.6247 | 1503118.7262 | 1467815.5639 | 1433723.5986 | 1400882.9131 | 1369165.2437 | 1338608.0797 | 1309006.7647 | 1280167.0167 | 1253234.159 | 1226851.7933 | 1992089.7972 | 0 | 49823.9
8451 | 1983260.2257 | 0 | 68777.7 | 1741212.1728 | 1748660.2875 | 1728923.8129 | 1707485.047 | 1683276.4183 | 1656870.5602 | 1625976.3484 | 1592588.6708 | 1551304.0605 | 1513258.781 | 1477205.9241 | 1442050.8066 | 1408101.5177 | 1375397.9626 | 1343812.4459 | 1313382.2909 | 1283903.7483 | 1255183.3972 | 1228361.4845 | 1202087.6238 | 1983260.2257 | 0 | 68777.7
8452 | 1977103.9485 | 0 | 78050.3 | 1726321.1476 | 1733746.1424 | 1714064.9013 | 1692686.653 | 1668547.1399 | 1642217.2179 | 1611412.8745 | 1578122.8055 | 1536960.3167 | 1499027.1033 | 1463080.1279 | 1428028.1053 | 1394178.1682 | 1361570.0979 | 1330076.5956 | 1299734.8686 | 1270341.8001 | 1241704.5695 | 1214959.8844 | 1188761.55 | 1977103.9485 | 0 | 78050.3
8453 | 2061866.3626 | 0 | 81131.4 | 1800597.0727 | 1808340.392 | 1787916.4194 | 1765722.6856 | 1740649.306 | 1713291.6102 | 1681267.6657 | 1646651.4274 | 1603825.263 | 1564366.8195 | 1526979.768 | 1490526.0377 | 1455325.9287 | 1421420.9279 | 1388678.2788 | 1357136.7839 | 1326584.6185 | 1296820.6952 | 1269030.4546 | 1241809.9879 | 2061866.3626 | 0 | 81131.4
8454 | 2121583.4378 | 0 | 79092 | 1857136.2807 | 1865103.8669 | 1844153.6078 | 1821382.3305 | 1795648.0052 | 1767563.204 | 1734677.0073 | 1699123.4371 | 1655122.1597 | 1614586.1413 | 1576181.5079 | 1538737.2271 | 1502582.8758 | 1467761.1423 | 1434135.4254 | 1401745.6513 | 1370373.8601 | 1339813.1408 | 1311283.2671 | 1283339.6696 | 2121583.4378 | 0 | 79092
8455 | 2134218.9494 | 44252.804 | 67163.7 | 1836343.3688 | 1844358.4075 | 1522456.5437 | 1198722.8162 | 872008.3938 | 618138.2051 | 583595.7553 | 546370.046 | 500646.3175 | 458408.4861 | 418314.7334 | 379187.053 | 341356.9845 | 304867.4706 | 269581.0963 | 235538.0257 | 202519.0008 | 170315.8783 | 140155.6966 | 110585.2826 | 2134218.9494 | 44252.804 | 67163.7
8456 | 2266213.8013 | 84735.352 | 53005.5 | 1930481.9545 | 1938992.6987 | 1340723.5619 | 740509.2664 | 137129.9292 | -324750.3425 | -362541.6838 | -403182.2359 | -452846.3835 | -498809.0421 | -542495.0171 | -585155.1714 | -626437.4605 | -666296.2859 | -704877.5611 | -742138.6382 | -778312.3354 | -813619.6693 | -846757.7128 | -879269.5132 | 2266213.8013 | 84735.352 | 53005.5
8457 | 2370953.1924 | 97170.552 | 46096 | 2020544.9396 | 2029449.0315 | 1345720.6781 | 659957.265 | -29117.4711 | -555675.2586 | -595392.0103 | -638089.657 | -690227.9498 | -738493.6789 | -784377.5013 | -829188.0917 | -872557.135 | -914436.9253 | -954980.1199 | -994142.0997 | -1032166.4433 | -1069284.3822 | -1104132.771 | -1138325.973 | 2370953.1924 | 97170.552 | 46096
8458 | 2444481.8814 | 101034.176 | 30414.7 | 2099467.366 | 2108647.5942 | 1398004.8788 | 685263.9918 | -30890.9098 | -578044.0022 | -618951.6989 | -662932.7349 | -716647.1931 | -766368.9905 | -813635.0129 | -859794.5199 | -904467.7741 | -947605.5901 | -989365.3595 | -1029701.0795 | -1068863.8827 | -1107092.1714 | -1142980.526 | -1178193.3751 | 2444481.8814 | 101034.176 | 30414.7
8459 | 2432608.1569 | 104412.944 | 62988.8 | 2052678.1384 | 2061813.7749 | 1328300.0111 | 592698.2673 | -146300.9081 | -710542.8217 | -751397.6888 | -795310.967 | -848910.3886 | -898536.5433 | -945718.8514 | -991800.019 | -1036402.153 | -1079476.3069 | -1121179.108 | -1161464.7768 | -1200583.226 | -1238771.7001 | -1274631.6059 | -1309819.2874 | 2432608.1569 | 104412.944 | 62988.8
8460 | 2441668.2554 | 105023.472 | 73450.3 | 2049874.6605 | 2059044.3221 | 1321294.2726 | 581448.4666 | -161807.4246 | -729278.4845 | -770290.4393 | -814372.1959 | -868176.1715 | -917992.082 | -965355.0439 | -1011612.7641 | -1056385.9422 | -1099625.4494 | -1141488.4963 | -1181929.1328 | -1221198.2024 | -1259533.8333 | -1295532.2233 | -1330855.8854 | 2441668.2554 | 105023.472 | 73450.3
8461 | 2451632.521 | 104118.488 | 85766.1 | 2047557.5679 | 2056764.6502 | 1325073.0198 | 591277.0802 | -145942.8608 | -708927.052 | -750058.7856 | -794272.8488 | -848248.8066 | -898220.4242 | -945729.083 | -992127.9897 | -1037036.296 | -1080404.6726 | -1122390.9715 | -1162949.0554 | -1202330.7914 | -1240775.2793 | -1276872.9882 | -1312293.2157 | 2451632.521 | 104118.488 | 85766.1
8462 | 2448968.6113 | 99927.672 | 70381.5 | 2064701.8104 | 2073898.8885 | 1370714.6411 | 665428.371 | -43278.18 | -584868.4228 | -625828.2986 | -669867.1547 | -723657.2983 | -773447.4528 | -820777.3247 | -866998.6503 | -911730.9952 | -954925.0836 | -996738.5962 | -1037125.4455 | -1076337.2252 | -1114612.7752 | -1150544.0962 | -1185798.6718 | 2448968.6113 | 99927.672 | 70381.5
8463 | 2429115.1981 | 93627.248 | 68587.5 | 2054677.3429 | 2063799.8617 | 1403616.1403 | 741347.4371 | 75686.1807 | -433544.4948 | -474013.9802 | -517537.4852 | -570733.2253 | -619961.4036 | -666749.2445 | -712437.526 | -756648.8976 | -799334.4832 | -840650.6851 | -880551.7895 | -919287.3503 | -957094.2712 | -992575.9676 | -1027386.4048 | 2429115.1981 | 93627.248 | 68587.5
8464 | 2409693.9585 | 75916.536 | 76556.7 | 2046694.3795 | 2055743.962 | 1516127.5392 | 974442.8043 | 429392.6403 | 10694.7914 | -28909.5861 | -71543.5656 | -123772.4489 | -172065.492 | -217937.7085 | -262719.1567 | -306035.5033 | -347838.2628 | -388282.5871 | -427323.1278 | -465207.4437 | -502170.5445 | -536827.0112 | -570817.5857 | 2409693.9585 | 75916.536 | 76556.7
8465 | 2429753.8917 | 22859.302 | 78452.1 | 2116163.5821 | 2125288.4995 | 1946185.997 | 1764997.9644 | 1580416.4866 | 1431993.05 | 1393862.0813 | 1352676.2899 | 1301815.7203 | 1254923.7556 | 1210472.77 | 1167121.633 | 1125247.7941 | 1084900.1424 | 1045922.2345 | 1008359.7962 | 971963.2079 | 936495.5036 | 903353.6354 | 870883.2027 | 2429753.8917 | 22859.302 | 78452.1
8466 | 2594704.493 | 0 | 92878 | 2275136.4413 | 2284880.8291 | 2259739.8382 | 2232371.7353 | 2201379.8136 | 2167513.2509 | 2127774.5636 | 2084773.6685 | 2031441.1959 | 1982346.7481 | 1935858.9919 | 1890545.7507 | 1846810.0981 | 1804704.2421 | 1764061.1188 | 1724929.5582 | 1687042.9946 | 1650148.3748 | 1615737.4869 | 1582043.6169 | 2594704.493 | 0 | 92878
8467 | 2642484.9484 | 0 | 85565 | 2326055.4892 | 2335979.316 | 2310429.2927 | 2282611.1459 | 2251102.4492 | 2216666.1761 | 2176249.6455 | 2132510.835 | 2078250.1949 | 2028305.6212 | 1981015.7404 | 1934922.0027 | 1890434.9043 | 1847607.6146 | 1806269.9933 | 1766471.7694 | 1727941.4686 | 1690421.378 | 1655430.7562 | 1621170.3558 | 2642484.9484 | 0 | 85565
8468 | 2623055.8392 | 0 | 73927.1 | 2319961.7318 | 2329812.5927 | 2304442.6959 | 2276821.3523 | 2245536.5938 | 2211345.7843 | 2171218.6876 | 2127793.7383 | 2073924.3222 | 2024339.2382 | 1977389.3282 | 1931626.7666 | 1887459.0313 | 1844938.9008 | 1803897.4857 | 1764384.1496 | 1726129.414 | 1688877.461 | 1654136.3785 | 1620120.1486 | 2623055.8392 | 0 | 73927.1
8469 | 2581127.4265 | 0 | 90466.6 | 2265156.9545 | 2274850.3538 | 2249856.31 | 2222646.8079 | 2191832.449 | 2158158.491 | 2118643.1348 | 2075882.6408 | 2022844.6303 | 1974022.4687 | 1927793.3589 | 1882732.6183 | 1839241.2114 | 1797371.0731 | 1756956.0136 | 1718044.6072 | 1680371.6834 | 1643685.5129 | 1609470.0779 | 1575967.9089 | 2581127.4265 | 0 | 90466.6
8470 | 2476961.7965 | 0 | 94174.4 | 2166384.1032 | 2175686.3093 | 2151610.793 | 2125409.2266 | 2095748.2834 | 2063343.145 | 2025332.3475 | 1984207.3751 | 1933219.6522 | 1886277.6407 | 1841824.0342 | 1798491.6454 | 1756665.2573 | 1716394.7088 | 1677520.517 | 1640089.296 | 1603846.5764 | 1568550.7883 | 1535626.025 | 1503385.7427 | 2476961.7965 | 0 | 94174.4
8471 | 2328461.5651 | 0 | 94684.8 | 2030347.4059 | 2039091.9209 | 2016320.8602 | 1991551.2116 | 1963529.5848 | 1932928.2843 | 1897057.3985 | 1858259.0404 | 1810189.2292 | 1765922.5785 | 1723995.1467 | 1683121.7126 | 1643663.9905 | 1605668.8315 | 1568986.314 | 1533660.2575 | 1499451.4488 | 1466132.8004 | 1435043.0279 | 1404596.7 | 2328461.5651 | 0 | 94684.8
8472 | 2206885.1782 | 0 | 94304.2 | 1919773.313 | 1928061.2491 | 1906362.4662 | 1882769.4482 | 1856094.2479 | 1826974.067 | 1792859.4425 | 1755970.1985 | 1710293.5934 | 1668221.5737 | 1628366.6347 | 1589510.661 | 1551996.4805 | 1515868.4979 | 1480984.6197 | 1447386.3773 | 1414847.0476 | 1383151.4002 | 1353568.2519 | 1324594.952 | 2206885.1782 | 0 | 94304.2
8473 | 2115670.4992 | 0 | 79236.9 | 1851595.0343 | 1859540.4145 | 1838640.3262 | 1815924.295 | 1790253.4739 | 1762238.7277 | 1729435.9677 | 1693973.2683 | 1650086.4058 | 1609655.1445 | 1571349.3279 | 1534001.1874 | 1497939.3813 | 1463206.479 | 1429666.2599 | 1397358.5389 | 1366065.9638 | 1335582.2 | 1307123.6218 | 1279249.6857 | 2115670.4992 | 0 | 79236.9
8474 | 2042445.0192 | 0 | 65199.6 | 1798804.3026 | 1806474.6852 | 1786217.8896 | 1764208.0027 | 1739345.5942 | 1712220.3862 | 1680472.8823 | 1646157.5023 | 1603709.5279 | 1564597.5528 | 1527537.4586 | 1491401.8944 | 1456508.1433 | 1422897.3013 | 1390437.8625 | 1359168.2639 | 1328878.6759 | 1299369.9054 | 1271816.2269 | 1244826.9554 | 2042445.0192 | 0 | 65199.6
8475 | 2003476.7846 | 0 | 62234.8 | 1766205.3833 | 1773729.4211 | 1753815.9261 | 1732182.7874 | 1707751.5509 | 1681100.6874 | 1649915.7177 | 1616211.865 | 1574530.5813 | 1536121.6487 | 1499725.4488 | 1464236.1395 | 1429964.9506 | 1396952.1938 | 1365068.8724 | 1334352.69 | 1304597.8203 | 1275608.8708 | 1248537.7117 | 1222020.1911 | 2003476.7846 | 0 | 62234.8
8476 | 2002236.3317 | 0 | 65202.5 | 1762105.6044 | 1769624.9837 | 1749723.6782 | 1728103.7937 | 1703687.544 | 1677053.0415 | 1645887.2401 | 1612204.1151 | 1570548.4985 | 1532163.2069 | 1495789.4018 | 1460321.9259 | 1426071.816 | 1393079.3592 | 1361215.6385 | 1330518.334 | 1300781.7472 | 1271810.6063 | 1244756.0683 | 1218254.8262 | 2002236.3317 | 0 | 65202.5
8477 | 2086182.0383 | 0 | 68401.2 | 1835518.5748 | 1843353.2113 | 1822716.3257 | 1800288.808 | 1774947.6846 | 1747295.3061 | 1714921.6495 | 1679925.1282 | 1636621.8608 | 1596726.0299 | 1558926.019 | 1522070.3361 | 1486483.0584 | 1452206.1622 | 1419105.3254 | 1387219.808 | 1356335.2872 | 1326248.3045 | 1298158.2801 | 1270644.749 | 2086182.0383 | 0 | 68401.2
8478 | 2144181.6293 | 0 | 60478.7 | 1896373.449 | 1904425.9024 | 1883277.7689 | 1860289.2205 | 1834306.063 | 1805947.3933 | 1772736.1857 | 1736829.1929 | 1692384.5116 | 1651441.9997 | 1612653.5754 | 1574835.733 | 1538321.5598 | 1503154.199 | 1469195.5941 | 1436486.0968 | 1404805.4255 | 1373944.4653 | 1345135.9824 | 1316920.0204 | 2144181.6293 | 0 | 60478.7
8479 | 2130115.317 | 44511.08 | 47339.8 | 1852163.8801 | 1860163.5077 | 1536541.7909 | 1211091.7328 | 882666.7109 | 627529.4154 | 593037.4146 | 555867.3137 | 510215.5333 | 468042.9474 | 428010.3177 | 388941.9027 | 351168.6046 | 314733.2834 | 279498.7886 | 245505.2067 | 212533.7017 | 180376.5302 | 150258.3713 | 120728.8462 | 2130115.317 | 44511.08 | 47339.8
8480 | 2233258.5222 | 84426.976 | 36708.3 | 1917011.4363 | 1925398.4172 | 1329514.2135 | 731713.1375 | 130793.0459 | -329115.562 | -366422.7026 | -406537.6207 | -455544.9132 | -500904.5438 | -544020.5983 | -586125.7496 | -626873.0726 | -666217.6319 | -704303.2192 | -741087.8066 | -776800.8269 | -811660.0825 | -844381.5935 | -876485.9682 | 2233258.5222 | 84426.976 | 36708.3
8481 | 2338364.308 | 97265.64 | 44994 | 1991810.1415 | 2000591.8462 | 1316502.4303 | 630405.9268 | -58956.3853 | -585604.0398 | -624855.248 | -667046.3787 | -718548.3932 | -766231.0727 | -811564.5849 | -855839.6167 | -898692.9156 | -940077.4314 | -980143.723 | -1018847.7847 | -1056429.8472 | -1093117.9634 | -1127567.7246 | -1161371.3047 | 2338364.308 | 97265.64 | 44994
8482 | 2408367.5132 | 100017.312 | 31087.2 | 2066852.5451 | 2075897.1461 | 1372483.3951 | 667002.4707 | -41842.0303 | -583372.8964 | -623727.4487 | -667109.9354 | -720082.0444 | -769120.4795 | -815739.4207 | -861268.194 | -905332.6722 | -947884.3965 | -989078.4333 | -1028869.4593 | -1067504.8969 | -1105219.6265 | -1140628.9917 | -1175372.8312 | 2408367.5132 | 100017.312 | 31087.2
8483 | 2414187.0309 | 101125.936 | 75204.6 | 2026937.6082 | 2036004.0644 | 1324996.9974 | 611917.7619 | -104533.1779 | -651792.7968 | -692273.6589 | -735789.772 | -788918.6793 | -838104.4077 | -884864.7957 | -930532.3817 | -974732.1341 | -1017415.4774 | -1058737.8524 | -1098653.8264 | -1137411.4198 | -1175246.0803 | -1210769.8058 | -1245626.3975 | 2414187.0309 | 101125.936 | 75204.6
8484 | 2426465.8494 | 101431.448 | 86766.7 | 2026276.0583 | 2035388.6275 | 1322190.6192 | 606909.9032 | -111759.666 | -660732.2928 | -701406.4137 | -745131.2232 | -798517.7187 | -847940.9797 | -894926.5648 | -940813.7898 | -985225.7157 | -1028113.5198 | -1069633.4336 | -1109739.7934 | -1148681.8808 | -1186696.3412 | -1222388.113 | -1257409.3578 | 2426465.8494 | 101431.448 | 86766.7
8485 | 2433807.3582 | 100196.64 | 97231.8 | 2023745.8737 | 2032886.0138 | 1328011.5655 | 621048.1079 | -89314.4561 | -632086.7974 | -672832.032 | -716637.1854 | -770133.2572 | -819654.1034 | -866729.8983 | -912704.0098 | -957198.3586 | -1000163.9741 | -1041757.5607 | -1081933.3164 | -1120941.2772 | -1159018.8043 | -1194766.6152 | -1229841.8705 | 2433807.3582 | 100196.64 | 97231.8
8486 | 2430411.136 | 97224.464 | 92296.8 | 2028553.5434 | 2037680.929 | 1353035.8436 | 666304.664 | -23820.8788 | -551403.721 | -592007.0024 | -635665.9327 | -689002.2583 | -738368.9055 | -785293.9133 | -831118.775 | -875465.9389 | -918286.5029 | -959736.9525 | -999771.5496 | -1038639.9814 | -1076579.2779 | -1112192.1093 | -1147133.3234 | 2430411.136 | 97224.464 | 92296.8
8487 | 2412419.7025 | 90300.496 | 73398 | 2037956.725 | 2047016.544 | 1409594.5931 | 770101.9906 | 127240.1521 | -364826.504 | -404945.4839 | -448097.4928 | -500855.2589 | -549672.7326 | -596066.6414 | -641368.5482 | -685203.696 | -727523.5447 | -768483.4215 | -808037.9269 | -846434.8996 | -883909.615 | -919075.0873 | -953573.9141 | 2412419.7025 | 90300.496 | 73398
8488 | 2385018.8913 | 72746.064 | 58923.9 | 2044978.3567 | 2053935.2722 | 1536088.0841 | 1016193.7633 | 492968.475 | 90734.5453 | 51590.2512 | 9447.3779 | -42192.1482 | -89936.1367 | -135284.0877 | -179552.4398 | -222370.6928 | -263690.8577 | -303666.4977 | -342252.7287 | -379694.5746 | -416224.6385 | -450471.688 | -484059.664 | 2385018.8913 | 72746.064 | 58923.9
8489 | 2412793.3235 | 21656.466 | 58558.9 | 2121780.8341 | 2130842.0562 | 1960065.0592 | 1787217.0899 | 1610999.3628 | 1468914.2185 | 1431067.0919 | 1390186.4665 | 1339698.5962 | 1293151.6286 | 1249028.6011 | 1205997.7449 | 1164433.8747 | 1124385.5384 | 1085697.3846 | 1048414.8199 | 1012289.9671 | 977087.5144 | 944194.6625 | 911968.5594 | 2412793.3235 | 21656.466 | 58558.9
8490 | 2579336.2126 | 0 | 59096.4 | 2294892.4326 | 2304579.1049 | 2279572.6819 | 2252352.3378 | 2221529.6387 | 2187849.3249 | 2148331.6667 | 2105571.1226 | 2052540.1943 | 2003722.1892 | 1957495.4365 | 1912436.2422 | 1868945.2925 | 1827074.4862 | 1786657.749 | 1747743.6215 | 1710067.1169 | 1673376.6811 | 1639155.2661 | 1605646.6221 | 2579336.2126 | 0 | 59096.4
8491 | 2605107.4876 | 0 | 58421.7 | 2319086.8635 | 2328870.3196 | 2303647.581 | 2276188.8012 | 2245091.6736 | 2211108.3797 | 2171229.4178 | 2128075.169 | 2074547.9201 | 2025275.6875 | 1978620.5978 | 1933144.7319 | 1889252.7797 | 1846997.1585 | 1806210.1345 | 1766940.7335 | 1728921.3212 | 1691897.8297 | 1657368.0281 | 1623558.1192 | 2605107.4876 | 0 | 58421.7
8492 | 2586694.2661 | 0 | 57462.5 | 2303241.5393 | 2312955.8448 | 2287904.3374 | 2260632.5934 | 2229748.2179 | 2195998.076 | 2156393.9373 | 2113537.6619 | 2060381.704 | 2011450.6875 | 1965118.3154 | 1919956.8324 | 1876368.0677 | 1834404.0682 | 1793898.2858 | 1754899.3996 | 1717141.6669 | 1680372.8159 | 1646080.029 | 1612502.0465 | 2586694.2661 | 0 | 57462.5
8493 | 2543334.466 | 0 | 90195.3 | 2230937.1298 | 2240488.598 | 2215825.4772 | 2188979.3368 | 2158581.1222 | 2125365.1788 | 2086393.3671 | 2044223.9331 | 1991927.4663 | 1943785.1198 | 1898197.8576 | 1853761.8572 | 1810872.2124 | 1769580.0974 | 1729721.7559 | 1691345.051 | 1654188.6947 | 1618004.6438 | 1584255.1517 | 1551208.4819 | 2543334.466 | 0 | 90195.3
8494 | 2442865.4347 | 0 | 95440.9 | 2134000.1185 | 2143174.2762 | 2119397.3146 | 2093523.5689 | 2064238.0661 | 2032246.143 | 1994725.725 | 1954133.9999 | 1903815.289 | 1857486.5986 | 1813612.0594 | 1770843.3039 | 1729559.8183 | 1689810.7556 | 1651438.8282 | 1614490.0086 | 1578713.3302 | 1543870.5483 | 1511366.1532 | 1479536.8169 | 2442865.4347 | 0 | 95440.9
8495 | 2288563.6661 | 0 | 98517.4 | 1990102.6436 | 1998697.3224 | 1976275.616 | 1951889.5672 | 1924307.2625 | 1894189.4864 | 1858892.4186 | 1820718.0406 | 1773431.0745 | 1729882.1023 | 1688632.2668 | 1648418.3688 | 1609595.9248 | 1572210.9831 | 1536116.1909 | 1501354.617 | 1467691.1469 | 1434902.5843 | 1404304.7062 | 1374339.2472 | 2288563.6661 | 0 | 98517.4
8496 | 2147450.3908 | 0 | 99206.4 | 1860628.9305 | 1868693.6597 | 1847515.3001 | 1824493.72 | 1798472.9655 | 1770073.0775 | 1736813.2538 | 1700853.5354 | 1656343.1129 | 1615340.1988 | 1576494.6561 | 1538621.175 | 1502053.3505 | 1466834.3916 | 1432826.0314 | 1400068.6829 | 1368341.7289 | 1337435.7356 | 1308585.3486 | 1280328.3858 | 2147450.3908 | 0 | 99206.4
8497 | 2046052.3247 | 0 | 99024.8 | 1768271.2508 | 1775955.1806 | 1755664.6834 | 1733617.9986 | 1708713.7542 | 1681542.7138 | 1649741.2137 | 1615367.3022 | 1572846.4327 | 1533667.4546 | 1496543.9813 | 1460346.6709 | 1425393.3668 | 1391725.2376 | 1359210.5453 | 1327887.7946 | 1297546.7853 | 1267987.9727 | 1240387.705 | 1213352.8412 | 2046052.3247 | 0 | 99024.8
8498 | 1970077.5446 | 0 | 98718 | 1699240.9155 | 1706639.5227 | 1687016.3917 | 1665702.2845 | 1641636.7256 | 1615388.5423 | 1584681.8392 | 1551498.2444 | 1510470.2077 | 1472659.9698 | 1436828.9111 | 1401889.6245 | 1368148.1514 | 1335644.1317 | 1304250.7189 | 1274004.9881 | 1244704.5444 | 1216157.2524 | 1189495.78 | 1163378.7167 | 1970077.5446 | 0 | 98718
8499 | 1981560.4244 | 0 | 98632.2 | 1709806.3772 | 1717248.1083 | 1697526.5174 | 1676104.0944 | 1651914.1824 | 1625528.9243 | 1594659.1593 | 1561298.0656 | 1520046.8075 | 1482032.1037 | 1446008.115 | 1410881.0963 | 1376958.8726 | 1344281.315 | 1312720.8377 | 1282314.7318 | 1252859.4227 | 1224161.6553 | 1197360.6991 | 1171107.3253 | 1981560.4244 | 0 | 98632.2
8500 | 1981955.9046 | 0 | 98186.7 | 1710612.8056 | 1718056.022 | 1698332.2961 | 1676907.3986 | 1652714.4598 | 1626325.7367 | 1595451.6117 | 1562085.6609 | 1520827.9708 | 1482807.4811 | 1446778.1037 | 1411645.8753 | 1377718.6825 | 1345036.4041 | 1313471.4289 | 1283061.0556 | 1253601.6688 | 1224899.9748 | 1198095.4708 | 1171838.6583 | 1981955.9046 | 0 | 98186.7
8501 | 2062691.6749 | 0 | 98619.6 | 1783862.0804 | 1791608.4992 | 1771177.3 | 1748975.6312 | 1723893.164 | 1696525.4662 | 1664489.6519 | 1629860.5062 | 1587018.1482 | 1547544.8591 | 1510143.7911 | 1473676.4179 | 1438463.1678 | 1404545.5442 | 1371790.7377 | 1340237.5661 | 1309674.12 | 1279899.2316 | 1252098.8159 | 1224868.4021 | 2062691.6749 | 0 | 98619.6
8502 | 2102082.5891 | 0 | 98544.8 | 1819886.3513 | 1827780.7023 | 1807001.1966 | 1784417.411 | 1758897.8126 | 1731049.3431 | 1698443.6107 | 1663195.0225 | 1619576.3754 | 1579391.1359 | 1541317.6904 | 1504195.7703 | 1468351.9231 | 1433828.4448 | 1400489.9897 | 1368376.117 | 1337270.8704 | 1306969.2405 | 1278679.7894 | 1250971.2256 | 2102082.5891 | 0 | 98544.8
8503 | 2091891.0827 | 43852.036 | 98692.7 | 1766585.3044 | 1774441.3812 | 1455634.6084 | 1135032.3034 | 811508.4193 | 560194.5485 | 526274.1633 | 489723.7355 | 444843.8294 | 403380.6847 | 364019.0954 | 325604.4182 | 288461.6175 | 252632.7841 | 217983.2286 | 184552.3184 | 152125.1441 | 120497.6904 | 90872.6599 | 61825.7004 | 2091891.0827 | 43852.036 | 98692.7
8504 | 2203050.1832 | 83891.376 | 98842.5 | 1827843.6918 | 1836117.2256 | 1244138.5928 | 650269.0165 | 53322.6141 | -403489.1021 | -440344.0092 | -479968.7142 | -528365.5102 | -573163.9845 | -615749.2309 | -657337.248 | -697585.8035 | -736450.57 | -774073.394 | -810412.8163 | -845695.166 | -880135.2996 | -912466.6049 | -944189.1218 | 2203050.1832 | 83891.376 | 98842.5
8505 | 2310280.1121 | 96149.16 | 99701.2 | 1912588.8414 | 1921265.0761 | 1245011.5101 | 566774.9619 | -114688.1719 | -635303.0186 | -674113.2684 | -715828.1315 | -766742.053 | -813882.5105 | -858702.0146 | -902475.7509 | -944844.8295 | -985762.7653 | -1025378.3091 | -1063647.9837 | -1100809.1344 | -1137087.0754 | -1171153.5443 | -1204581.593 | 2310280.1121 | 96149.16 | 99701.2
8506 | 2375524.1049 | 100659.336 | 99908.4 | 1967415.3238 | 1976336.5817 | 1268845.8733 | 559316.1819 | -153531.2163 | -697937.4575 | -737840.9542 | -780731.0927 | -833080.0777 | -881549.0332 | -927631.49 | -972638.6458 | -1016201.4753 | -1058272.1806 | -1099003.7135 | -1138351.3688 | -1176559.1947 | -1213858.8684 | -1248884.6166 | -1283253.9149 | 2375524.1049 | 100659.336 | 99908.4
8507 | 2378666.1458 | 101692.624 | 97375.1 | 1971782.8679 | 1980715.9257 | 1266167.4872 | 549577.3688 | -170334.8446 | -720053.2842 | -760042.0829 | -803021.4738 | -855472.2221 | -904037.809 | -950213.7405 | -995312.9488 | -1038965.9204 | -1081124.7943 | -1121942.7245 | -1161374.9466 | -1199665.8317 | -1237047.3634 | -1272151.9619 | -1306599.2424 | 2378666.1458 | 101692.624 | 97375.1
8508 | 2387835.4463 | 102205.152 | 94820.7 | 1982192.9514 | 1991160.4444 | 1273040.9775 | 552871.9604 | -170631.9578 | -723081.207 | -763225.4121 | -806371.7375 | -859025.9306 | -907779.9858 | -954135.1739 | -999409.4881 | -1043231.9908 | -1085554.6363 | -1126531.169 | -1166116.652 | -1204556.3984 | -1242083.286 | -1277324.4632 | -1311905.7885 | 2387835.4463 | 102205.152 | 94820.7
8509 | 2398104.2501 | 101034.28 | 92035.4 | 1995520.7785 | 2004526.8359 | 1294270.6538 | 581956.1074 | -133707.6817 | -680318.1035 | -720577.6448 | -763852.2168 | -816675.5449 | -865581.9625 | -912079.1968 | -957490.9091 | -1001444.5663 | -1043891.9162 | -1084987.3644 | -1124685.7808 | -1163233.5333 | -1200864.5014 | -1236199.9294 | -1270872.6679 | 2398104.2501 | 101034.28 | 92035.4
8510 | 2387101.0543 | 97858.568 | 91189 | 1989501.0045 | 1998465.7396 | 1309889.186 | 619263.7125 | -74695.6363 | -604986.6269 | -644988.0565 | -687990.683 | -740498.2531 | -789106.8847 | -835317.387 | -880447.348 | -924125.9438 | -966305.1438 | -1007138.6449 | -1046581.5242 | -1084879.0192 | -1122263.9363 | -1157363.8459 | -1191804.1066 | 2387101.0543 | 97858.568 | 91189
8511 | 2378486.892 | 91716.016 | 96723.1 | 1982247.8828 | 1991180.2674 | 1344432.5976 | 695643.4017 | 43532.3611 | -455340.193 | -495018.1154 | -537686.4045 | -589825.3374 | -638079.4016 | -683943.9906 | -728731.9374 | -772073.7565 | -813921.5906 | -854428.5819 | -893549.9696 | -931530.1064 | -968600.9582 | -1003395.0485 | -1037531.8702 | 2378486.892 | 91716.016 | 96723.1
8512 | 2350061.2139 | 73747.208 | 98605.2 | 1972392.3626 | 1981217.9949 | 1456871.0298 | 930506.9373 | 400860.7 | -6053.9812 | -44728.7282 | -86358.1037 | -137344.9377 | -184493.3316 | -229280.8074 | -273004.5081 | -315299.364 | -356118.0897 | -395611.9973 | -433736.8609 | -470734.1128 | -506832.9468 | -540682.2292 | -573882.0981 | 2350061.2139 | 73747.208 | 98605.2
8513 | 2399075.1151 | 26110.05 | 98346.5 | 2065019.9525 | 2074029.656 | 1873096.8845 | 1670104.9155 | 1463762.3478 | 1299136.5346 | 1261338.9268 | 1220525.0676 | 1170158.5865 | 1123710.6017 | 1079672.7754 | 1036720.9108 | 995227.6914 | 955241.3892 | 916607.536 | 879371.2802 | 843286.1541 | 808118.1837 | 775246.6826 | 743038.1393 | 2399075.1151 | 26110.05 | 98346.5
8514 | 2559855.7807 | 0 | 99716.9 | 2236493.4364 | 2246106.9502 | 2221271.1018 | 2194238.053 | 2163629.856 | 2130185.6265 | 2090948.139 | 2048492.2576 | 1995843.559 | 1947375.9655 | 1901480.054 | 1856742.8828 | 1813562.1121 | 1771989.2488 | 1731859.4726 | 1693220.9577 | 1655810.7186 | 1619379.1009 | 1585397.8568 | 1552124.0005 | 2559855.7807 | 0 | 99716.9
8515 | 2600144.6748 | 0 | 98466.1 | 2274513.2339 | 2284278.0522 | 2259098.769 | 2231687.7043 | 2200645.223 | 2166722.0737 | 2126914.4878 | 2083837.8545 | 2030407.982 | 1981225.0199 | 1934654.2149 | 1889260.3872 | 1845447.4559 | 1803267.7383 | 1762553.8202 | 1723354.634 | 1685403.0551 | 1648445.4998 | 1613976.8839 | 1580226.7893 | 2600144.6748 | 0 | 98466.1
8516 | 2581297.5298 | 0 | 95661.3 | 2260117.4965 | 2269811.5346 | 2244807.2821 | 2217587.4253 | 2186762.4741 | 2153077.7354 | 2113551.2135 | 2070779.3399 | 2017729.2725 | 1968895.3318 | 1922654.614 | 1877582.3422 | 1834079.5075 | 1792198.0483 | 1751771.7638 | 1712849.2316 | 1675165.2634 | 1638468.1137 | 1604241.8623 | 1570728.9239 | 2581297.5298 | 0 | 95661.3
8517 | 2547274.264 | 0 | 98544.7 | 2226183.3218 | 2235749.5858 | 2211051.9674 | 2184167.9477 | 2153726.3513 | 2120462.6613 | 2081434.1868 | 2039203.1366 | 1986829.3662 | 1938616.1511 | 1892961.9783 | 1848460.8507 | 1805508.474 | 1764156.1019 | 1724239.7243 | 1685807.2785 | 1648597.0717 | 1612360.6763 | 1578562.6111 | 1545468.457 | 2547274.264 | 0 | 98544.7
8518 | 2446157.8206 | 0 | 99297.5 | 2133148.2604 | 2142334.7826 | 2118528.9922 | 2092623.5918 | 2063301.836 | 2031270.0124 | 1993702.2427 | 1953059.0266 | 1902675.7151 | 1856287.8016 | 1812357.347 | 1769534.1664 | 1728198.2575 | 1688398.8395 | 1649978.4128 | 1612983.0119 | 1577161.3321 | 1542274.8073 | 1509729.821 | 1477860.8033 | 2446157.8206 | 0 | 99297.5
8519 | 2301865.2105 | 0 | 99586.3 | 2001173.1796 | 2009817.8122 | 1987279.6347 | 1962765.6978 | 1935036.9276 | 1904757.9495 | 1869269.5768 | 1830887.1703 | 1783339.2118 | 1739550.9731 | 1698075.234 | 1657641.4535 | 1618607.2145 | 1581018.8326 | 1544728.099 | 1509778.3324 | 1475933.0521 | 1442967.7644 | 1412205.8938 | 1382080.1182 | 2301865.2105 | 0 | 99586.3
8520 | 2104407.8337 | 0 | 99376.7 | 1821176.5477 | 1829079.631 | 1808278.1609 | 1785670.415 | 1760123.6089 | 1732245.3555 | 1699604.5769 | 1664318.0191 | 1620652.1438 | 1580423.474 | 1542308.9341 | 1505146.9721 | 1469264.4969 | 1434703.8511 | 1401329.5393 | 1369181.1646 | 1338042.5315 | 1307708.4041 | 1279388.6814 | 1251650.4885 | 2104407.8337 | 0 | 99376.7
8521 | 2022523.1983 | 0 | 99827.2 | 1745995.38 | 1753590.9464 | 1733506.4751 | 1711686.0119 | 1687040.8504 | 1660154.9606 | 1628691.8602 | 1594685.9306 | 1552626.7311 | 1513870.992 | 1477147.1199 | 1441338.76 | 1406760.1007 | 1373451.8371 | 1341283.7461 | 1310293.8896 | 1280274.4848 | 1251028.2815 | 1223718.1003 | 1196966.8211 | 2022523.1983 | 0 | 99827.2
8522 | 1950892.9888 | 0 | 100134 | 1680316.4456 | 1687643.0055 | 1668187.8584 | 1647058.2017 | 1623203.887 | 1597188.2022 | 1566757.4146 | 1533873.8551 | 1493222.2426 | 1455757.0942 | 1420251.8517 | 1385629.6973 | 1352193.6921 | 1319983.09 | 1288872.2798 | 1258897.9755 | 1229859.7531 | 1201567.3483 | 1175142.399 | 1149256.5573 | 1950892.9888 | 0 | 100134
8523 | 1900175.169 | 0 | 100134 | 1634029.6604 | 1641165.7499 | 1622156.7852 | 1601516.8436 | 1578223.0775 | 1552824.1309 | 1523124.8619 | 1491036.5864 | 1451382.2058 | 1414831.4499 | 1380189.6479 | 1346407.9762 | 1313781.617 | 1282348.8039 | 1251987.191 | 1222732.5381 | 1194389.6315 | 1166773.1534 | 1140975.582 | 1115703.1031 | 1900175.169 | 0 | 100134
8524 | 1905778.6967 | 0 | 100134 | 1639143.6279 | 1646300.7614 | 1627244.059 | 1606551.5699 | 1583197.4303 | 1557731.9022 | 1527953.3703 | 1495778.7867 | 1456015.7859 | 1419365.5624 | 1384629.9221 | 1350756.9486 | 1318042.6946 | 1286525.5063 | 1256082.6773 | 1226750.0726 | 1198331.9029 | 1170642.3038 | 1144776.9754 | 1119438.2878 | 1905778.6967 | 0 | 100134
8525 | 1965067.8618 | 0 | 98817.4 | 1694569.5107 | 1701949.3041 | 1682372.9192 | 1661109.8581 | 1637102.342 | 1610917.7515 | 1580285.9789 | 1547183.613 | 1506256.7526 | 1468539.5086 | 1432796.4109 | 1397942.8178 | 1364283.9922 | 1331859.4732 | 1300542.7371 | 1270370.7645 | 1241141.6752 | 1212663.8225 | 1186066.994 | 1160013.1902 | 1965067.8618 | 0 | 98817.4
8526 | 1999043.8471 | 0 | 98942.7 | 1725451.8357 | 1732959.2256 | 1713081.9485 | 1691488.8325 | 1667103.81 | 1640504.0715 | 1609380.2592 | 1575743.1371 | 1534146.2351 | 1495814.4438 | 1459490.9317 | 1424072.3037 | 1389869.1007 | 1356921.5455 | 1325100.9266 | 1294444.8643 | 1264747.9877 | 1235815.3366 | 1208796.2324 | 1182329.5419 | 1999043.8471 | 0 | 98942.7
8527 | 2000015.0549 | 45071.088 | 98329 | 1681880.8045 | 1689391.8418 | 1363102.3214 | 1035096.1285 | 704296.6726 | 447880.8266 | 415241.3669 | 380087.3764 | 336969.7388 | 297118.7982 | 259277.1126 | 222340.7506 | 186620.4041 | 152156.3155 | 118819.7108 | 86648.2283 | 55436.3976 | 24989.1636 | -3543.5937 | -31523.669 | 2000015.0549 | 45071.088 | 98329
8528 | 2105573.8551 | 84539.04 | 97065 | 1740013.3579 | 1747920.8203 | 1152392.828 | 555057.559 | -45218.3987 | -504150.9568 | -539625.4341 | -577747.1567 | -624252.8396 | -667319.4126 | -708270.6841 | -748268.85 | -786986.8202 | -824382.2285 | -860590.6455 | -895572.4462 | -929543.9457 | -962710.4938 | -993861.521 | -1024430.6963 | 2105573.8551 | 84539.04 | 97065
8529 | 2182004.4224 | 96215.56 | 92914.3 | 1802240.6399 | 1810435.1365 | 1134853.3853 | 457398.7547 | -223103.309 | -742502.1221 | -779469.6931 | -819180.6022 | -867579.8024 | -912415.0558 | -955058.2242 | -996713.6899 | -1037042.4899 | -1076000.7201 | -1113728.8722 | -1150185.8829 | -1185595.9193 | -1220171.7852 | -1252658.9686 | -1284543.1792 | 2182004.4224 | 96215.56 | 92914.3
8530 | 2251675.972 | 100178.072 | 77882.5 | 1876894.5233 | 1885350.6708 | 1182216.0813 | 477148.8114 | -231063.1965 | -771514.7572 | -809621.0806 | -850558.3369 | -900461.302 | -946686.5233 | -990649.6661 | -1033593.5688 | -1075168.4453 | -1115328.9897 | -1154220.1795 | -1191799.6402 | -1228298.6967 | -1263936.9475 | -1297419.8241 | -1330280.4749 | 2251675.972 | 100178.072 | 77882.5
8531 | 2310090.7707 | 101731.064 | 64326.3 | 1942209.0381 | 1950884.5617 | 1236675.2645 | 520483.1477 | -198935.2904 | -748018.651 | -787022.463 | -828930.6503 | -880037.1421 | -927370.4791 | -972383.0529 | -1016349.9447 | -1058912.2939 | -1100023.6192 | -1139832.6593 | -1178295.9404 | -1215650.7885 | -1252122.4993 | -1286382.9193 | -1320004.9713 | 2310090.7707 | 101731.064 | 64326.3
8532 | 2326296.2879 | 102194.952 | 38491.3 | 1982369.8492 | 1991106.2325 | 1273594.9557 | 554086.9496 | -168670.0106 | -720321.4585 | -759580.2589 | -801763.8092 | -853210.1909 | -900856.9488 | -946166.6631 | -990423.3598 | -1033265.6609 | -1074646.7591 | -1114716.4364 | -1153430.914 | -1191029.1829 | -1227738.1192 | -1262220.2523 | -1296059.5391 | 2326296.2879 | 102194.952 | 38491.3
8533 | 2328259.8505 | 100722.112 | 23437.7 | 2000688.3023 | 2009432.0598 | 1301909.5978 | 592388.7212 | -120383.8521 | -664556.2154 | -703800.8847 | -745972.7726 | -797415.3104 | -845055.0172 | -890355.7079 | -934602.492 | -977433.6868 | -1018802.4452 | -1058858.6758 | -1097558.5629 | -1135141.2991 | -1171833.952 | -1206297.9221 | -1240118.5034 | 2328259.8505 | 100722.112 | 23437.7
8534 | 2329164.1077 | 98173.416 | 15368.5 | 2012131.4538 | 2020878.6072 | 1330668.9944 | 638460.1907 | -57001.5725 | -588195.6979 | -627374.3161 | -669481.2897 | -720862.5139 | -768439.4301 | -813676.4217 | -857859.0975 | -900625.6341 | -941929.1664 | -981919.661 | -1020553.2855 | -1058069.3251 | -1094694.9357 | -1129090.9979 | -1162843.4215 | 2329164.1077 | 98173.416 | 15368.5
8535 | 2325753.3858 | 92270.592 | 18538.1 | 2011751.9384 | 2020486.2829 | 1370430.2974 | 718378.0485 | 63077.6036 | -437983.4166 | -476921.319 | -518783.2887 | -569905.9282 | -617229.8305 | -662217.2347 | -706151.867 | -748672.4338 | -789732.1386 | -829480.7286 | -867874.4353 | -905152.1937 | -941540.8271 | -975703.1769 | -1009222.8305 | 2325753.3858 | 92270.592 | 18538.1
8536 | 2303098.6286 | 75495.392 | 24154.4 | 2002235.3464 | 2010884.6111 | 1475064.5366 | 937267.6439 | 396254.1955 | -19004.5868 | -57061.9184 | -98014.8345 | -148138.2137 | -194499.8587 | -238547.7649 | -281553.1542 | -323158.2521 | -363316.718 | -402176.8405 | -439695.2773 | -476108.6361 | -511641.5306 | -544969.8275 | -577661.6885 | 2303098.6286 | 75495.392 | 24154.4
8537 | 2345766.0286 | 26959.612 | 37153.6 | 2076711.6283 | 2085521.13 | 1879279.7394 | 1671024.908 | 1459493.9305 | 1291182.6192 | 1254123.5213 | 1214115.1951 | 1164766.5128 | 1119249.2551 | 1076088.6007 | 1033989.777 | 993317.1865 | 954118.0284 | 916241.267 | 879731.0475 | 844346.3788 | 809858.4858 | 777616.0331 | 746021.8069 | 2345766.0286 | 26959.612 | 37153.6
8538 | 2514221.0945 | 0 | 51068.1 | 2243494.4895 | 2252936.6227 | 2228500.361 | 2201906.0686 | 2171800.3623 | 2138909.1816 | 2100328.0196 | 2058585.8382 | 2006832.5475 | 1959185.8251 | 1914064.9392 | 1870082.1367 | 1827627.9886 | 1786753.0837 | 1747295.5399 | 1709302.6726 | 1672516.1846 | 1636690.872 | 1603272.2501 | 1570548.4053 | 2514221.0945 | 0 | 51068.1
8539 | 2572966.5233 | 0 | 52472.2 | 2295703.4403 | 2305366.1913 | 2280424.8857 | 2253275.1263 | 2222531.9079 | 2188938.1318 | 2149521.4265 | 2106869.8437 | 2053973.2396 | 2005279.1547 | 1959169.9232 | 1914225.3666 | 1870845.182 | 1829081.1398 | 1788767.5759 | 1749952.9109 | 1712372.8127 | 1675776.3479 | 1641642.8068 | 1608220.2765 | 2572966.5233 | 0 | 52472.2
8540 | 2552089.6698 | 0 | 53900.7 | 2275222.0229 | 2284806.3711 | 2260057.8687 | 2233118.8318 | 2202615.493 | 2169284.7257 | 2130178.276 | 2087863.1964 | 2035386.2227 | 1987077.6693 | 1941332.996 | 1896743.5477 | 1853705.778 | 1812271.0375 | 1772275.0062 | 1733765.7119 | 1696480.9671 | 1660171.8748 | 1626305.722 | 1593144.811 | 2552089.6698 | 0 | 53900.7
8541 | 2521754.7205 | 0 | 48311.9 | 2253126.1295 | 2262596.5551 | 2238122.3911 | 2211483.7299 | 2181323.1332 | 2148368.7158 | 2109707.2675 | 2067875.3282 | 2016002.2822 | 1968248.1094 | 1923027.3417 | 1878948.0674 | 1836402.0281 | 1795439.9639 | 1755899.5079 | 1717828.1171 | 1680966.7204 | 1645069.3792 | 1611585.9401 | 1578799.3599 | 2521754.7205 | 0 | 48311.9
8542 | 2434582.932 | 0 | 56139.3 | 2165742.8284 | 2174885.8812 | 2151181.4429 | 2125387.3297 | 2096193.0268 | 2064301.4797 | 2026900.182 | 1986437.9904 | 1936281.7923 | 1890102.0865 | 1846368.2112 | 1803736.3704 | 1762584.7638 | 1722962.3776 | 1684712.4576 | 1647880.8202 | 1612217.35 | 1577484.6099 | 1545082.3284 | 1513352.8169 | 2434582.932 | 0 | 56139.3
8543 | 2292697.1682 | 0 | 48821 | 2043571.4164 | 2052181.6186 | 2029723.7183 | 2005297.9279 | 1977670.1084 | 1947502.2383 | 1912145.7218 | 1873906.6982 | 1826538.6278 | 1782915.3027 | 1741595.2668 | 1701313.0396 | 1662424.7795 | 1624976.6181 | 1588820.9364 | 1554000.8809 | 1520280.9126 | 1487437.4321 | 1456788.5927 | 1426773.3148 | 2292697.1682 | 0 | 48821
8544 | 2163938.5257 | 0 | 66905.5 | 1907977.456 | 1916104.1063 | 1894781.3732 | 1871601.2673 | 1845398.9594 | 1816799.2509 | 1783302.2921 | 1747084.7089 | 1702250.7692 | 1660951.2686 | 1621825.7036 | 1583679.6637 | 1546849.3054 | 1511378.1691 | 1477126.9266 | 1444136.3011 | 1412183.9814 | 1381058.9258 | 1352005.2594 | 1323549.5735 | 2163938.5257 | 0 | 66905.5
8545 | 2071554.4247 | 0 | 64442.8 | 1826127.3234 | 1833907.0262 | 1813393.2273 | 1791101.3516 | 1765916.2996 | 1738436.1981 | 1706267.9227 | 1671495.1731 | 1628473.9215 | 1588836.2147 | 1551279.6327 | 1514660.7573 | 1479301.3936 | 1445243.2234 | 1412352.8664 | 1380669.3074 | 1349979.7264 | 1320082.0914 | 1292167.4127 | 1264825.1851 | 2071554.4247 | 0 | 64442.8
8546 | 2003669.7238 | 0 | 55925.4 | 1772690.8661 | 1780215.6284 | 1760298.3573 | 1738661.2769 | 1714225.8293 | 1687570.5408 | 1656380.7095 | 1622671.7526 | 1580984.5965 | 1542570.1067 | 1506168.5433 | 1470673.9579 | 1436397.6102 | 1403379.8158 | 1371491.5656 | 1340770.5667 | 1311010.9731 | 1282017.3736 | 1254941.749 | 1228419.8163 | 2003669.7238 | 0 | 55925.4
8547 | 1966214.1067 | 0 | 51871.2 | 1742561.8123 | 1749945.9105 | 1730358.6952 | 1709083.8199 | 1685062.8886 | 1658863.6132 | 1628214.5614 | 1595093.4753 | 1554143.3305 | 1516404.6744 | 1480641.3162 | 1445767.9813 | 1412090.1108 | 1379647.267 | 1348312.8522 | 1318123.8687 | 1288878.3185 | 1260384.4432 | 1233772.6891 | 1207704.2766 | 1966214.1067 | 0 | 51871.2
8548 | 1953840.4136 | 0 | 57333.2 | 1725807.1645 | 1733144.7934 | 1713667.2526 | 1692512.6724 | 1668629.3178 | 1642581.3275 | 1612111.5641 | 1579185.3232 | 1538479.2932 | 1500964.5415 | 1465412.6567 | 1430745.1942 | 1397265.673 | 1365013.4062 | 1333862.5928 | 1303850.0024 | 1274774.9081 | 1246446.7582 | 1219988.8852 | 1194070.9343 | 1953840.4136 | 0 | 57333.2
8549 | 2020916.375 | 0 | 69694.6 | 1774661.5391 | 1782251.0711 | 1762185.6651 | 1740385.6464 | 1715763.1735 | 1688901.7525 | 1657466.7573 | 1623490.9531 | 1581468.2771 | 1542746.437 | 1506054.8497 | 1470278.0472 | 1435729.9683 | 1402451.2758 | 1370311.8501 | 1339349.7229 | 1309357.2763 | 1280137.417 | 1252852.0418 | 1226125.1244 | 2020916.375 | 0 | 69694.6
8550 | 2044532.3527 | 0 | 63806.5 | 1802102.3733 | 1809780.5948 | 1789505.0109 | 1767474.5441 | 1742588.6405 | 1715437.6248 | 1683659.5893 | 1649311.0534 | 1606821.6118 | 1567671.5788 | 1530575.5238 | 1494404.9435 | 1459477.4454 | 1425834.1676 | 1393343.4697 | 1362043.8279 | 1331725.1983 | 1302188.1842 | 1274608.2601 | 1247593.3199 | 2044532.3527 | 0 | 63806.5
8551 | 2074343.2394 | 45621.664 | 81520 | 1765973.6254 | 1773763.8015 | 1443080.5793 | 1110616.8866 | 775256.1226 | 515132.3385 | 481405.6095 | 445070.9001 | 400476.5842 | 359270.3682 | 320148.0787 | 281964.7581 | 245042.6449 | 209423.4768 | 174973.6942 | 141732.3342 | 109486.2903 | 78033.2585 | 48565.8527 | 19671.6686 | 2074343.2394 | 45621.664 | 81520
8552 | 2206309.483 | 81593.072 | 92385.4 | 1839573.6423 | 1847859.4163 | 1271476.3369 | 693199.5164 | 111841.3178 | -333291.8287 | -370117.3493 | -409716.7656 | -458101.2508 | -502882.0908 | -545446.4284 | -587012.0615 | -627236.2513 | -666074.6048 | -703669.1785 | -739978.4517 | -775229.0884 | -809636.263 | -841931.4894 | -873617.0267 | 2206309.483 | 81593.072 | 92385.4
8553 | 2286285.7607 | 91617.84 | 69554.7 | 1925368.6106 | 1933954.7348 | 1288715.619 | 641514.1162 | -8880.4613 | -506101.2563 | -544416.0573 | -585605.3046 | -635898.0698 | -682456.5617 | -726718.2054 | -769944.9426 | -811781.6108 | -852182.2076 | -891293.939 | -929073.7791 | -965756.6084 | -1001565.4009 | -1035185.6896 | -1068174.1885 | 2286285.7607 | 91617.84 | 69554.7
8554 | 2352084.4775 | 96044.976 | 70314.5 | 1980231.7929 | 1989065.0235 | 1313148.422 | 635212.9564 | -46007.4797 | -566603.0064 | -606016.277 | -648386.7198 | -700122.6774 | -748016.8903 | -793548.1523 | -838014.7235 | -881051.2198 | -922610.3149 | -962843.4514 | -1001706.3651 | -1039440.6964 | -1076275.8363 | -1110859.4878 | -1144793.1668 | 2352084.4775 | 96044.976 | 70314.5
8555 | 2381121.4677 | 100583.976 | 59642.6 | 2012864.8251 | 2021807.1038 | 1314773.8622 | 605696.8331 | -106705.7202 | -650801.3938 | -690788.7182 | -733769.7218 | -786231.8594 | -834804.8252 | -880985.669 | -926088.6781 | -969743.9577 | -1011903.5973 | -1052720.909 | -1092151.0824 | -1130438.7406 | -1167816.1067 | -1202914.1894 | -1237354.2754 | 2381121.4677 | 100583.976 | 59642.6
8556 | 2389587.9633 | 100325.24 | 62776.4 | 2017716.5693 | 2026690.6439 | 1321335.6548 | 613929.6113 | -96813.7809 | -639699.4014 | -679806.4323 | -722917.7869 | -775543.9874 | -824267.1874 | -870589.7598 | -915830.6651 | -959618.6932 | -1001905.7634 | -1042845.7327 | -1082393.6315 | -1120794.9527 | -1158282.7452 | -1193483.1497 | -1228023.2181 | 2389587.9633 | 100325.24 | 62776.4
8557 | 2386733.5901 | 102357.232 | 41006.5 | 2034849.4804 | 2043812.8354 | 1324662.6617 | 603463.8836 | -121068.2568 | -674286.0437 | -714425.9484 | -757566.588 | -810210.7081 | -858956.4898 | -905304.5115 | -950572.1581 | -994388.663 | -1036706.0028 | -1077677.851 | -1117259.2914 | -1155695.5239 | -1193219.3188 | -1228458.4581 | -1263038.05 | 2386733.5901 | 102357.232 | 41006.5
8558 | 2379179.1981 | 98955.504 | 36687 | 2035676.3166 | 2044611.3012 | 1348647.0362 | 650640.6509 | -50688.546 | -586476.3388 | -626400.2334 | -669315.3653 | -721703.8974 | -770206.4301 | -816318.792 | -861354.1984 | -904943.0563 | -947037.4941 | -987790.699 | -1027157.8969 | -1065383.5117 | -1102699.577 | -1137738.2179 | -1172119.399 | 2379179.1981 | 98955.504 | 36687
8559 | 2365091.5034 | 93622.328 | 35257.3 | 2029582.2894 | 2038464.3678 | 1378874.6978 | 717254.9994 | 52332.1645 | -456097.52 | -495646.0429 | -538168.0912 | -590107.4455 | -638183.8103 | -683884.1571 | -728513.9252 | -771705.7102 | -813411.924 | -853784.8467 | -892779.9692 | -930640.2682 | -967596.4034 | -1002288.5993 | -1036327.2284 | 2365091.5034 | 93622.328 | 35257.3
8560 | 2328663.9715 | 77099.752 | 51471.1 | 1996646.0767 | 2005391.3519 | 1458440.8277 | 909491.5421 | 357289.9954 | -66458.56 | -104936.8123 | -146342.7913 | -197021.0295 | -243895.7765 | -288431.1013 | -331912.3368 | -373977.7371 | -414580.4473 | -453870.4018 | -491803.7775 | -528619.8082 | -564545.6012 | -598242.3246 | -631295.5475 | 2328663.9715 | 77099.752 | 51471.1
8561 | 2372023.6314 | 28420.002 | 71866.7 | 2064501.7082 | 2073409.8201 | 1857010.6403 | 1638575.4821 | 1416827.5058 | 1240752.0733 | 1203266.8756 | 1162799.4371 | 1112887.0903 | 1066849.0554 | 1023194.0027 | 980612.6665 | 939473.5283 | 899824.3154 | 861512.3017 | 824582.1264 | 788790.1008 | 753904.8892 | 721290.2524 | 689331.0982 | 2372023.6314 | 28420.002 | 71866.7
8562 | 2515898.7797 | 0 | 78475.7 | 2217618.0013 | 2227066.435 | 2202615.4832 | 2176005.0606 | 2145880.881 | 2112969.3683 | 2074364.0776 | 2032595.6582 | 1980809.4493 | 1933132.5489 | 1887983.1704 | 1843972.6348 | 1801491.7737 | 1760591.2094 | 1721108.9521 | 1683092.3486 | 1646282.9294 | 1610435.327 | 1576996.0212 | 1544251.9561 | 2515898.7797 | 0 | 78475.7
8563 | 2504812.9679 | 0 | 76880.3 | 2209096.1173 | 2218502.9183 | 2194158.3792 | 2167663.8846 | 2137671.1157 | 2104903.2956 | 2066466.7859 | 2024881.0852 | 1973321.7364 | 1925853.5893 | 1880901.8272 | 1837083.8897 | 1794788.8865 | 1754067.217 | 1714757.6049 | 1676907.1885 | 1640258.6371 | 1604567.6645 | 1571274.3769 | 1538673.2665 | 2504812.9679 | 0 | 76880.3
8564 | 2457752.744 | 0 | 74695.2 | 2168332.4768 | 2177562.5436 | 2153640.0748 | 2127608.0438 | 2098143.4636 | 2065955.9697 | 2028206.2891 | 1987366.5843 | 1936740.6155 | 1890128.9831 | 1845986.4581 | 1802956.4556 | 1761420.7746 | 1721428.8675 | 1682822.4883 | 1645647.8895 | 1609652.5753 | 1574596.8489 | 1541893.7598 | 1509869.8436 | 2457752.744 | 0 | 74695.2
8565 | 2416140.0013 | 0 | 76690.1 | 2128360.3906 | 2137434.1811 | 2113884.8014 | 2088261.5768 | 2059263.9203 | 2027589.4524 | 1990446.9723 | 1950266.7858 | 1900466.0288 | 1854611.6406 | 1811184.5547 | 1768851.1549 | 1727986.7761 | 1688640.0331 | 1650655.3594 | 1614078.2243 | 1578660.407 | 1544166.2692 | 1511984.9358 | 1480471.2759 | 2416140.0013 | 0 | 76690.1
8566 | 2369665.905 | 0 | 71417.3 | 2091219.3699 | 2100118.6274 | 2076982.616 | 2051812.6499 | 2023333.1586 | 1992228.3439 | 1955760.6935 | 1916313.7665 | 1867431.3192 | 1822419.3329 | 1779787.9601 | 1738229.2366 | 1698111.2776 | 1659481.763 | 1622188.1183 | 1586274.9386 | 1551498.7773 | 1517628.5287 | 1486026.598 | 1455079.4982 | 2369665.905 | 0 | 71417.3
8567 | 2281041.369 | 0 | 74869.4 | 2006885.5427 | 2015451.9716 | 1993096.1319 | 1968782.4066 | 1941282.931 | 1911256.318 | 1876067.4371 | 1838010.7034 | 1790871.334 | 1747457.672 | 1706335.5895 | 1666246.0396 | 1627543.3701 | 1590273.4779 | 1554289.4947 | 1519634.3476 | 1486073.6949 | 1453385.074 | 1422879.937 | 1393005.1404 | 2281041.369 | 0 | 74869.4
8568 | 2165108.2656 | 0 | 66673.6 | 1909276.8998 | 1917407.9431 | 1896074.9675 | 1872883.6151 | 1846668.427 | 1818054.5423 | 1784540.7602 | 1748304.8829 | 1703447.9915 | 1662127.4497 | 1622982.0188 | 1584816.6424 | 1547967.6588 | 1512478.632 | 1478210.1583 | 1445202.9831 | 1413234.6751 | 1382094.0782 | 1353025.9903 | 1324556.2061 | 2165108.2656 | 0 | 66673.6
8569 | 2070847.8673 | 0 | 66407.9 | 1823517.3954 | 1831294.4447 | 1810786.8326 | 1788501.7501 | 1763324.4781 | 1735852.9394 | 1703694.8258 | 1668933.1264 | 1625925.7383 | 1586300.741 | 1548756.1587 | 1512148.9631 | 1476800.8496 | 1442753.4857 | 1409873.5369 | 1378199.9744 | 1347520.0509 | 1317631.8032 | 1289725.8356 | 1262392.1238 | 2070847.8673 | 0 | 66407.9
8570 | 2008241.4532 | 0 | 80340.5 | 1752448.0798 | 1759990.0113 | 1740032.7092 | 1718351.6737 | 1693865.886 | 1667155.1926 | 1635899.61 | 1602119.1538 | 1560342.2949 | 1521845.5693 | 1485366.3631 | 1449796.2043 | 1415447.0627 | 1382359.3462 | 1350403.751 | 1319618.0705 | 1289795.989 | 1260741.6491 | 1233609.6604 | 1207032.6271 | 2008241.4532 | 0 | 80340.5
8571 | 1944869.323 | 0 | 66794.5 | 1708158.5461 | 1715462.4841 | 1696062.1681 | 1674992.513 | 1651206.6125 | 1625266.0154 | 1594923.9479 | 1562136.6817 | 1521605.3476 | 1484250.6388 | 1448849.7845 | 1414329.2916 | 1380991.2855 | 1348874.8989 | 1317854.9084 | 1287967.9147 | 1259014.1126 | 1230803.8253 | 1204455.2274 | 1178644.0726 | 1944869.323 | 0 | 66794.5
8572 | 1909500.125 | 0 | 65719.9 | 1676954.0284 | 1684125.1377 | 1665035.8496 | 1644307.5808 | 1620912.464 | 1595401.8357 | 1565569.7816 | 1533336.9971 | 1493500.9773 | 1456783.8132 | 1421984.9709 | 1388050.48 | 1355276.9712 | 1323702.8656 | 1293205.2173 | 1263819.9611 | 1235350.9256 | 1207611.8834 | 1181700.6741 | 1156317.1341 | 1909500.125 | 0 | 65719.9
8573 | 1915592.0327 | 0 | 80391 | 1667842.6079 | 1675036.5953 | 1655893.431 | 1635106.057 | 1611643.327 | 1586058.3363 | 1556138.1331 | 1523809.5405 | 1483853.4559 | 1447026.177 | 1412123.3401 | 1378087.612 | 1345216.57 | 1313548.7576 | 1282960.8367 | 1253488.8569 | 1224936.0208 | 1197115.5069 | 1171128.6573 | 1145671.1604 | 1915592.0327 | 0 | 80391
8574 | 1862248.7471 | 0 | 91280.2 | 1608270.5343 | 1615264.1916 | 1596584.7206 | 1576306.826 | 1553428.0758 | 1528486.1633 | 1499329.7605 | 1467832.0343 | 1428919.2181 | 1393048.0802 | 1359047.7945 | 1325890.4713 | 1293865.4013 | 1263010.0549 | 1233204.5282 | 1204483.867 | 1176656.7544 | 1149541.571 | 1124208.9901 | 1099391.021 | 1862248.7471 | 0 | 91280.2
8575 | 1910621.9806 | 41932.46 | 80404.6 | 1621360.7114 | 1628536.0339 | 1324365.9538 | 1018555.9299 | 710077.4914 | 470747.5261 | 439497.8781 | 405846.0892 | 364586.598 | 326447.7949 | 290228.4406 | 254873.9455 | 220681.1146 | 187688.3916 | 155772.7583 | 124970.1706 | 95084.342 | 65928.9355 | 38602.4359 | 11803.9155 | 1910621.9806 | 41932.46 | 80404.6
8576 | 1999509.0341 | 84621.248 | 65636.9 | 1674560.933 | 1682070.0699 | 1086911.9451 | 490037.5823 | -109629.3369 | -567695.6341 | -601647.3976 | -638113.0558 | -682540.3461 | -723701.766 | -762854.4393 | -801102.0179 | -838133.8887 | -873909.8195 | -908558.5517 | -942042.4565 | -974566.9522 | -1006327.0446 | -1036173.1448 | -1065466.7028 | 1999509.0341 | 84621.248 | 65636.9
8577 | 2070476.712 | 97157.368 | 88350.7 | 1704078.4986 | 1711854.154 | 1030846.4607 | 348061.6157 | -337614.9006 | -860463.9806 | -895858.793 | -933856.7245 | -980098.8667 | -1022959.2244 | -1063739.5401 | -1103582.637 | -1142166.8774 | -1179450.6013 | -1215567.1195 | -1250477.4675 | -1284394.3547 | -1317519.7079 | -1348663.1364 | -1379234.4115 | 2070476.712 | 97157.368 | 88350.7
8578 | 2114786.9812 | 101987.376 | 90621.9 | 1737416.3302 | 1745358.3923 | 1031122.6078 | 315071.6388 | -403932.8861 | -951950.3505 | -988147.9503 | -1027004.3785 | -1074281.4518 | -1118104.3671 | -1159802.7252 | -1200543.8073 | -1239999.092 | -1278126.0279 | -1315060.7787 | -1350763.5461 | -1385451.5916 | -1419331.1635 | -1451186.3955 | -1482457.2295 | 2114786.9812 | 101987.376 | 90621.9
8579 | 2150684.0779 | 104760.624 | 94174.7 | 1763851.1779 | 1771928.0513 | 1038519.3106 | 303264.5739 | -434993.8534 | -997591.7882 | -1034403.5138 | -1073919.1998 | -1121998.4656 | -1166564.9414 | -1208970.7972 | -1250403.1277 | -1290527.8353 | -1329301.6463 | -1366863.0357 | -1403171.5295 | -1438448.0771 | -1472902.428 | -1505298.0771 | -1537099.4084 | 2150684.0779 | 104760.624 | 94174.7
8580 | 2160468.3701 | 104545.664 | 92288.9 | 1774881.4114 | 1782995.0296 | 1050955.4092 | 317061.3945 | -419849.9756 | -981477.0228 | -1018428.8603 | -1058096.9594 | -1106367.5975 | -1151109.4644 | -1193680.8818 | -1235274.345 | -1275554.2366 | -1314477.0856 | -1352181.9973 | -1388628.3135 | -1424037.9889 | -1458621.7269 | -1491137.3974 | -1523056.0463 | 2160468.3701 | 104545.664 | 92288.9
8581 | 2140745.4273 | 103249.76 | 93547 | 1756919.3956 | 1764958.9445 | 1041895.2024 | 316993.9948 | -410897.0228 | -965684.2868 | -1002315.9653 | -1041639.1088 | -1089486.2585 | -1133836.8513 | -1176036.8086 | -1217267.7394 | -1257197.0902 | -1295781.787 | -1333159.665 | -1369290.4372 | -1404394.0321 | -1438679.2297 | -1470915.2391 | -1502559.6772 | 2140745.4273 | 103249.76 | 93547
8582 | 2113448.414 | 100731.88 | 89527.1 | 1738545.0048 | 1746482.04 | 1040768.593 | 333241.1104 | -377238.0586 | -918862.4299 | -955023.4845 | -993841.6848 | -1041075.2003 | -1084856.744 | -1126515.0753 | -1167216.7365 | -1206633.4142 | -1244722.5839 | -1281620.3231 | -1317286.8586 | -1351939.3145 | -1385783.8085 | -1417605.244 | -1448842.6514 | 2113448.414 | 100731.88 | 89527.1
8583 | 2120377.4538 | 94793.896 | 93075.7 | 1747258.0631 | 1755221.1202 | 1089809.7846 | 422578.4658 | -247614.2166 | -759051.5249 | -795119.4052 | -833853.1427 | -881029.7854 | -924743.1389 | -966326.3191 | -1006949.6925 | -1046283.8696 | -1084286.1864 | -1121093.1665 | -1156664.9064 | -1191219.2419 | -1224962.9667 | -1256677.0002 | -1287805.0909 | 2120377.4538 | 94793.896 | 93075.7
8584 | 2121940.4088 | 77691.752 | 98481.8 | 1760380.5124 | 1768349.4392 | 1219184.5561 | 668198.3484 | 114248.5942 | -310013.024 | -345537.788 | -383730.3742 | -430372.0889 | -473547.9617 | -514592.0909 | -554675.7058 | -593469.1743 | -630929.8006 | -667194.2092 | -702222.467 | -736232.5706 | -769431.4659 | -800599.1738 | -831180.5069 | 2121940.4088 | 77691.752 | 98481.8
8585 | 2214055.2174 | 22896.64 | 99603 | 1898121.4916 | 1906436.3547 | 1728968.7269 | 1549600.7098 | 1367140.4966 | 1221140.7514 | 1186110.7573 | 1148297.1291 | 1101667.5901 | 1058654.3476 | 1017865.3891 | 978078.6413 | 939638.0462 | 902588.1527 | 866786.4056 | 832274.4713 | 798824.8899 | 766221.732 | 735737.9366 | 705865.9709 | 2214055.2174 | 22896.64 | 99603
8586 | 2393994.3062 | 0 | 99310.2 | 2085529.3857 | 2094520.0083 | 2071136.4772 | 2045698.1096 | 2016916.2393 | 1985482.0924 | 1948630.0518 | 1908768.1475 | 1859373.8523 | 1813889.7545 | 1770810.7111 | 1728815.3294 | 1688275.5038 | 1649239.404 | 1611552.889 | 1575261.0115 | 1540117.8259 | 1505889.8535 | 1473953.4869 | 1442678.6742 | 2393994.3062 | 0 | 99310.2
8587 | 2399497.5161 | 0 | 96460.1 | 2093401.8998 | 2102413.1897 | 2078990.8144 | 2053508.8791 | 2024675.7551 | 1993184.2577 | 1956262.412 | 1916323.7839 | 1866830.852 | 1821257.1063 | 1778093.9435 | 1736016.9335 | 1695398.8256 | 1656287.9002 | 1618529.662 | 1582169.2672 | 1546960.2048 | 1512668.4595 | 1480673.5879 | 1449341.7909 | 2399497.5161 | 0 | 96460.1
8588 | 2364263.3696 | 0 | 88416.8 | 2069289.3347 | 2078168.303 | 2055064.4465 | 2029931.2724 | 2001496.1184 | 1970441.6264 | 1934036.5253 | 1894658.94 | 1845867.3461 | 1800937.3892 | 1758382.6182 | 1716898.051 | 1676850.9635 | 1638288.9269 | 1601059.7148 | 1565207.8202 | 1530490.3519 | 1496676.7308 | 1465126.2561 | 1434229.1195 | 2364263.3696 | 0 | 88416.8
8589 | 2334837.8867 | 0 | 94583.5 | 2036267.951 | 2045036.4123 | 2022198.9306 | 1997357.3881 | 1969254.962 | 1938565.798 | 1902592.6182 | 1863683.9496 | 1815478.4387 | 1771086.5029 | 1729040.1917 | 1688050.7646 | 1648480.9264 | 1610377.6563 | 1573590.6224 | 1538163.764 | 1503857.2128 | 1470443.2597 | 1439264.286 | 1408730.5189 | 2334837.8867 | 0 | 94583.5
8590 | 2282239.3865 | 0 | 98620.6 | 1984227.6937 | 1992798.6217 | 1970428.135 | 1946098.7343 | 1918581.9101 | 1888536.6213 | 1853326.3533 | 1815246.7264 | 1768079.6934 | 1724640.3245 | 1683493.7388 | 1643380.228 | 1604654.326 | 1567361.9538 | 1531356.1659 | 1496679.912 | 1463098.7273 | 1430390.0326 | 1399865.9684 | 1369972.5757 | 2282239.3865 | 0 | 98620.6
8591 | 2220374.1482 | 0 | 100009 | 1926379 | 1934717.5937 | 1912892.9687 | 1889162.5306 | 1862331.0713 | 1833039.687 | 1798723.3321 | 1761615.3985 | 1715666.3935 | 1673344.006 | 1633252.2505 | 1594165.5661 | 1556428.8762 | 1520086.8571 | 1484996.5465 | 1451199.7299 | 1418468.2983 | 1386585.7057 | 1356828.5244 | 1327684.9189 | 2220374.1482 | 0 | 100009
8592 | 2133799.274 | 0 | 98984.8 | 1848392.0629 | 1856405.5255 | 1835346.6979 | 1812456.3669 | 1786585.927 | 1758351.4775 | 1725287.9864 | 1689541.7635 | 1645299.1925 | 1604541.833 | 1565928.1308 | 1528280.3107 | 1491929.8475 | 1456919.6752 | 1423112.4059 | 1390548.1958 | 1359007.8302 | 1328283.2064 | 1299601.1217 | 1271508.6888 | 2133799.274 | 0 | 98984.8
8593 | 2036782.4806 | 0 | 99483.8 | 1759352.2797 | 1767001.3967 | 1746792.0682 | 1724834.5086 | 1700032.3359 | 1672973.6372 | 1641305.4575 | 1607076.521 | 1564737.5371 | 1525725.3038 | 1488759.2627 | 1452715.1883 | 1417909.4842 | 1384383.1324 | 1352004.9917 | 1320813.3924 | 1290599.0866 | 1261163.4337 | 1233677.4523 | 1206754.3132 | 2036782.4806 | 0 | 99483.8
8594 | 1959861.5278 | 0 | 99153.6 | 1689481.8355 | 1696842.0766 | 1677308.3991 | 1656092.5141 | 1632139.4454 | 1606015.0704 | 1575455.2958 | 1542431.4736 | 1501603.8875 | 1463977.4141 | 1428319.8566 | 1393549.4469 | 1359970.6393 | 1327622.8681 | 1296379.9448 | 1266278.752 | 1237117.9444 | 1208706.3831 | 1182170.8622 | 1156176.9273 | 1959861.5278 | 0 | 99153.6
8595 | 1904990.4986 | 0 | 99239.9 | 1639318.3919 | 1646472.5654 | 1627421.4367 | 1606735.1979 | 1583388.4094 | 1557931.1056 | 1528162.5818 | 1495998.9974 | 1456250.1341 | 1419612.7607 | 1384889.1787 | 1351027.9067 | 1318324.875 | 1286818.4139 | 1256385.8677 | 1227063.0867 | 1198654.3625 | 1170973.9076 | 1145116.9688 | 1119786.4532 | 1904990.4986 | 0 | 99239.9
8596 | 1874516.3941 | 0 | 98916.2 | 1611830.4009 | 1618870.1292 | 1600087.1659 | 1579695.2494 | 1556685.3439 | 1531598.685 | 1502269.7726 | 1470584.1134 | 1431434.5169 | 1395346.6358 | 1361141.9312 | 1327785.7423 | 1295569.2653 | 1264530.2174 | 1234547.905 | 1205657.6048 | 1177666.7394 | 1150392.4931 | 1124912.5922 | 1099950.6932 | 1874516.3941 | 0 | 98916.2
8597 | 1857805.312 | 0 | 97120.2 | 1598375.3063 | 1605352.2763 | 1586715.1044 | 1566483.3229 | 1543656.8915 | 1518772.2207 | 1489683.1156 | 1458258.2737 | 1419436.0347 | 1383648.2163 | 1349726.786 | 1316646.307 | 1284695.3796 | 1253911.3846 | 1224174.7044 | 1195520.3013 | 1167757.3146 | 1140704.5585 | 1115430.1515 | 1090669.1283 | 1857805.312 | 0 | 97120.2
8598 | 1789862.9146 | 0 | 83984.1 | 1549504.8932 | 1556226.7061 | 1538181.0604 | 1518599.122 | 1496517.4236 | 1472452.7582 | 1444337.4202 | 1413971.7665 | 1376479.2482 | 1341910.1777 | 1309139.2392 | 1277178.4971 | 1246305.9975 | 1216557.754 | 1187818.5237 | 1160121.9901 | 1133284.2727 | 1107130.8118 | 1082690.6633 | 1058745.1237 | 1789862.9146 | 0 | 83984.1
8599 | 1804506.9251 | 39781.968 | 59783.1 | 1547288.5409 | 1554065.3493 | 1265443.6866 | 975273.1621 | 682582.4252 | 455502.9123 | 425850.7858 | 393929.9323 | 354823.9049 | 318665.2438 | 284319.4263 | 250790.4341 | 218358.5879 | 187060.1961 | 156779.0729 | 127549.1773 | 99185.1244 | 71510.9264 | 45564.0585 | 20115.8462 | 1804506.9251 | 39781.968 | 59783.1
8600 | 1888717.481 | 83142.384 | 33479.6 | 1607085.0056 | 1614178.066 | 1030043.5151 | 444287.8219 | -144105.6939 | -593289.2081 | -625598.4778 | -660282.3488 | -702486.7028 | -741606.1463 | -778828.1465 | -815195.2029 | -850413.913 | -884446.274 | -917413.8938 | -949281.2284 | -980242.3143 | -1010481.3521 | -1038912.4506 | -1066821.623 | 1888717.481 | 83142.384 | 33479.6
8601 | 1950811.789 | 97254.68 | 29559.2 | 1653562.4601 | 1660888.715 | 980267.2961 | 297971.4374 | -387048.966 | -908943.9738 | -942620.9746 | -978750.6452 | -1022648.0455 | -1063359.1144 | -1102110.3589 | -1139978.552 | -1176660.6453 | -1212117.3865 | -1246474.3816 | -1279694.9181 | -1311979.4117 | -1343518.1187 | -1373189.4479 | -1402321.6919 | 1950811.789 | 97254.68 | 29559.2
8602 | 1982161.5506 | 102226.336 | 25684.7 | 1681076.149 | 1688520.1377 | 973821.1757 | 257420.8655 | -461747.7732 | -1009376.2989 | -1043674.3872 | -1080464.5598 | -1125147.2905 | -1166592.485 | -1206046.3605 | -1244602.994 | -1281954.4668 | -1318060.8961 | -1353049.9062 | -1386884.1947 | -1419767.3979 | -1451892.8297 | -1482120.8748 | -1511801.1714 | 1982161.5506 | 102226.336 | 25684.7
8603 | 2002128.9682 | 104085.896 | 24266.7 | 1698857.5248 | 1706376.5009 | 978855.4055 | 249615.8233 | -482419.9743 | -1039777.4135 | -1074430.2064 | -1111600.1879 | -1156742.2335 | -1198614.1295 | -1238474.6468 | -1277428.8836 | -1315165.8196 | -1351645.17 | -1386995.8448 | -1421180.1658 | -1454403.8208 | -1486862.0709 | -1517403.8208 | -1547392.3046 | 2002128.9682 | 104085.896 | 24266.7
8604 | 2016200.604 | 104427.968 | 14409.8 | 1721214.6001 | 1728786.4221 | 998810.1488 | 267103.3105 | -467419.3958 | -1026697.974 | -1061571.0234 | -1098978.9531 | -1144414.9772 | -1186557.8679 | -1226675.2434 | -1265879.9687 | -1303858.8376 | -1340571.2821 | -1376147.1184 | -1410548.4034 | -1443982.2704 | -1476645.353 | -1507378.4656 | -1537554.4236 | 2016200.604 | 104427.968 | 14409.8
8605 | 2005519.0274 | 103037.424 | 15855.4 | 1711411.1786 | 1718942.886 | 998506.6948 | 276349.107 | -448609.4308 | -1000675.2696 | -1035355.0542 | -1072556.2895 | -1117743.0875 | -1159654.1987 | -1199550.5256 | -1238539.0374 | -1276308.1873 | -1312817.6221 | -1348196.4702 | -1382406.9898 | -1415655.2166 | -1448136.7425 | -1478698.5232 | -1508706.1009 | 2005519.0274 | 103037.424 | 15855.4
8606 | 2000980.405 | 100011.64 | 23424.9 | 1702725.3635 | 1710240.0261 | 1010407.6333 | 308857.7395 | -395486.7656 | -932075.9362 | -966595.5586 | -1003630.9255 | -1048633.7832 | -1090368.3673 | -1130092.7266 | -1168911.3252 | -1206513.3214 | -1242858.4534 | -1278075.5573 | -1312126.9766 | -1345218.2809 | -1377544.6194 | -1407955.5572 | -1437813.5462 | 2000980.405 | 100011.64 | 23424.9
8607 | 1990462.5487 | 93201.608 | 23933.1 | 1699428.2467 | 1706903.4096 | 1053454.1632 | 398296.4435 | -259641.1979 | -761385.666 | -795532.2537 | -832181.3623 | -876756.0817 | -918079.7067 | -957403.6734 | -995826.6404 | -1033039.3998 | -1069001.9016 | -1103842.3046 | -1137523.1502 | -1170248.9276 | -1202213.76 | -1232273.2598 | -1261782.7173 | 1990462.5487 | 93201.608 | 23933.1
8608 | 1981031.4613 | 9722.665 | 21851.2 | 1776381.9626 | 1783821.7072 | 1697951.0666 | 1610380.0477 | 1520042.2788 | 1444033.6535 | 1412790.8127 | 1379057.3084 | 1337435.7458 | 1299049.8736 | 1262654.185 | 1227155.227 | 1192860.7424 | 1159810.5917 | 1127877.223 | 1097097.9175 | 1067269.1551 | 1038197.7322 | 1011022.6141 | 984394.9322 | 1981031.4613 | 9722.665 | 21851.2
8609 | 2100816.3043 | 956.0882 | 23703.9 | 1892615.5091 | 1900505.1045 | 1873183.0093 | 1844057.721 | 1811998.3885 | 1779236.4826 | 1746563.1396 | 1711248.5328 | 1667568.9093 | 1627320.625 | 1589182.8626 | 1551996.0525 | 1516086.5453 | 1481496.6117 | 1448090.9874 | 1415909.2078 | 1384735.4466 | 1354364.8181 | 1326005.1564 | 1298226.0319 | 2100816.3043 | 956.0882 | 23703.9
8610 | 2342121.9048 | 0 | 24307.2 | 2113191.8905 | 2121987.7068 | 2099058.3811 | 2074118.7426 | 2045908.0475 | 2015102.5445 | 1978996.5412 | 1939945.8912 | 1891569.3954 | 1847018.372 | 1804820.2909 | 1763682.391 | 1723968.5088 | 1685725.7699 | 1648803.3734 | 1613245.3958 | 1578811.2205 | 1545272.4279 | 1513975.5873 | 1483325.9661 | 2342121.9048 | 0 | 24307.2
8611 | 2413016.0925 | 0 | 11335.3 | 2190864.2066 | 2199926.2653 | 2176385.5186 | 2150773.6084 | 2121791.6293 | 2090136.2996 | 2053020.0276 | 2012869.9767 | 1963111.794 | 1917294.8778 | 1873902.1256 | 1831601.6454 | 1790768.2867 | 1751450.6018 | 1713493.225 | 1676941.567 | 1641547.7279 | 1607076.374 | 1574914.8342 | 1543420.1047 | 2413016.0925 | 0 | 11335.3
8612 | 2430071.1173 | 0 | 3142.13 | 2214622.3648 | 2223748.4736 | 2200068.3908 | 2174302.5057 | 2145142.7323 | 2113290.7133 | 2075939.1544 | 2035532.3741 | 1985449.5524 | 1939335.8537 | 1895663.4529 | 1853091.0442 | 1811996.1266 | 1772427.5953 | 1734228.9868 | 1697446.0326 | 1661829.0806 | 1627141.1339 | 1594779.3269 | 1563089.0431 | 2430071.1173 | 0 | 3142.13
8613 | 2426057.0354 | 0 | 1492.52 | 2212608.589 | 2221719.6228 | 2198083.4075 | 2172364.8352 | 2143257.9807 | 2111463.3277 | 2074178.2193 | 2033842.9362 | 1983847.5948 | 1937814.8203 | 1894219.3108 | 1851721.9766 | 1810699.6928 | 1771201.2741 | 1733070.5151 | 1696353.0721 | 1660799.7053 | 1626173.8092 | 1593870.2103 | 1562237.0255 | 2426057.0354 | 0 | 1492.52
8614 | 2369505.1607 | 0 | 4504.41 | 2157985.5593 | 2166884.2131 | 2143749.6092 | 2118581.1885 | 2090103.4673 | 2059000.6006 | 2022535.262 | 1983090.849 | 1934211.5557 | 1889202.4608 | 1846573.8181 | 1805017.7517 | 1764902.3521 | 1726275.2961 | 1688984.0193 | 1653073.1138 | 1618299.1496 | 1584431.0367 | 1552831.0877 | 1521885.9254 | 2369505.1607 | 0 | 4504.41
8615 | 2256842.0107 | 0 | 49708.1 | 2009961.6957 | 2018437.2442 | 1996293.2991 | 1972212.2393 | 1944979.2267 | 1915245.8868 | 1880405.045 | 1842726.7753 | 1796062.2266 | 1753083.8596 | 1712372.7611 | 1672683.2411 | 1634365.8882 | 1597466.1124 | 1561838.6035 | 1527525.8331 | 1494295.9458 | 1461928.8391 | 1431722.0517 | 1402138.9177 | 2256842.0107 | 0 | 49708.1
8616 | 2054812.1246 | 0 | 61117.6 | 1814172.9383 | 1821889.7654 | 1801522.5656 | 1779391.6594 | 1754390.9594 | 1727113.7586 | 1695186.2737 | 1660675.364 | 1617982.6166 | 1578646.0683 | 1541373.8251 | 1505031.7099 | 1469938.9271 | 1436136.8214 | 1403493.0908 | 1372046.4049 | 1341585.6636 | 1311910.4677 | 1284202.202 | 1257061.7608 | 2054812.1246 | 0 | 61117.6
8617 | 1961930.4703 | 0 | 28918.6 | 1761605.0219 | 1768973.0329 | 1749419.124 | 1728181.2318 | 1704203.2663 | 1678051.7025 | 1647460.0566 | 1614401.7621 | 1573531.4655 | 1535865.6609 | 1500170.8507 | 1465364.1248 | 1431750.259 | 1399368.7292 | 1368093.2134 | 1337960.6336 | 1308769.4316 | 1280328.2669 | 1253765.1231 | 1227744.137 | 1961930.4703 | 0 | 28918.6
8618 | 1890790.3825 | 0 | 26282.9 | 1699315.8891 | 1706416.7342 | 1687487.8579 | 1666936.06 | 1643743.5445 | 1618456.2458 | 1588889.8637 | 1556946.2741 | 1517473.9477 | 1481089.9175 | 1446605.413 | 1412976.7907 | 1380497.775 | 1349206.4105 | 1318980.9557 | 1289856.9937 | 1261640.275 | 1234146.397 | 1208462.4424 | 1183300.9867 | 1890790.3825 | 0 | 26282.9
8619 | 1879197.2166 | 0 | 30689.6 | 1684328.8767 | 1691386.1837 | 1672560.9063 | 1652122.658 | 1629059.8834 | 1603915.1695 | 1574517.6089 | 1542757.4164 | 1503514.6486 | 1467341.2416 | 1433055.7135 | 1399620.8199 | 1367328.4842 | 1336216.5177 | 1306163.9255 | 1277206.0724 | 1249149.8999 | 1221812.1361 | 1196273.1983 | 1171253.5558 | 1879197.2166 | 0 | 30689.6
8620 | 1877675.729 | 0 | 28198.2 | 1685431.716 | 1692483.3092 | 1673672.682 | 1653250.39 | 1630205.6966 | 1605080.7496 | 1575706.3991 | 1543971.3297 | 1504759.7432 | 1468615.0324 | 1434356.6721 | 1400948.2574 | 1368681.4756 | 1337594.1074 | 1307565.2557 | 1278630.2567 | 1250596.2083 | 1223279.9869 | 1197761.1351 | 1172761.1583 | 1877675.729 | 0 | 28198.2
8621 | 1962381.0594 | 0 | 23023.9 | 1767910.9446 | 1775280.6478 | 1755727.7891 | 1734490.5603 | 1710512.629 | 1684360.6 | 1653767.4694 | 1620707.1235 | 1579832.9815 | 1542164.0674 | 1506466.6003 | 1471657.4216 | 1438041.3769 | 1405657.9512 | 1374380.7936 | 1344246.8343 | 1315054.4692 | 1286612.3136 | 1260048.6101 | 1234027.189 | 1962381.0594 | 0 | 23023.9
8622 | 2034166.3255 | 0 | 15163.3 | 1841285.1888 | 1848924.4808 | 1828739.664 | 1806808.8617 | 1782037.1 | 1755011.7107 | 1723382.7611 | 1689196.3439 | 1646910.2963 | 1607946.7261 | 1571026.72 | 1535027.4963 | 1500265.0523 | 1466780.3174 | 1434442.3187 | 1403289.3373 | 1373112.3942 | 1343713.1038 | 1316260.9806 | 1289370.9769 | 2034166.3255 | 0 | 15163.3
8623 | 2078263.1466 | 40448.632 | 15396 | 1840848.0964 | 1848652.9936 | 1553102.2188 | 1255767.6089 | 955530.4531 | 721734.2416 | 688122.7872 | 651898.4241 | 607398.8463 | 566293.7708 | 527276.5599 | 489200.0922 | 452387.2152 | 416879.7456 | 382543.8712 | 349418.7031 | 317290.7319 | 285957.2713 | 256613.1889 | 227843.4116 | 2078263.1466 | 40448.632 | 15396
8624 | 2198184.2735 | 83227.568 | 16399 | 1906510.2073 | 1914765.4672 | 1327342.0722 | 738031.9102 | 145651.718 | -307716.555 | -344479.4533 | -384006.0318 | -432285.3263 | -476974.2468 | -519454.8277 | -560940.382 | -601089.4332 | -639857.7516 | -677386.8708 | -713635.4229 | -748829.2372 | -783182.6955 | -815431.9835 | -847073.8275 | 2198184.2735 | 83227.568 | 16399
8625 | 2296008.7351 | 97149.352 | 13201.6 | 1985063.7116 | 1993686.3503 | 1310758.3456 | 625859.6083 | -62245.7829 | -587787.2255 | -626425.4103 | -667950.2657 | -718617.3538 | -765534.2878 | -810144.6058 | -853715.616 | -895890.6456 | -936623.4966 | -976062.0009 | -1014162.9498 | -1051162.2226 | -1087283.7416 | -1121207.4496 | -1154496.6809 | 2296008.7351 | 97149.352 | 13201.6
8626 | 2364743.605 | 101201.832 | 8190.94 | 2048751.6416 | 2057632.4135 | 1346548.1612 | 633434.1791 | -82982.4535 | -630024.0005 | -669790.4513 | -712529.9902 | -764685.4498 | -812978.4881 | -858895.8579 | -903742.8067 | -947151.9837 | -989075.8081 | -1029666.5374 | -1068879.6694 | -1106958.1447 | -1144132.5891 | -1179043.4274 | -1213300.795 | 2364743.605 | 101201.832 | 8190.94
8627 | 2421983.283 | 103069.912 | 3278.09 | 2104035.2637 | 2113130.9986 | 1388840.3295 | 662470.8002 | -67281.3219 | -624546.9263 | -665204.4203 | -708906.9672 | -762253.3514 | -811643.8228 | -858601.1215 | -904462.089 | -948850.483 | -991717.5708 | -1033219.2952 | -1073310.077 | -1112238.7372 | -1150241.4841 | -1185925.8332 | -1220940.8941 | 2421983.283 | 103069.912 | 3278.09
8628 | 2445163.0209 | 103571.784 | 0 | 2127966.0888 | 2137148.875 | 1409236.9397 | 679226.2483 | -54199.4091 | -614311.2858 | -655325.333 | -699413.576 | -753237.9532 | -803068.5572 | -850442.7018 | -896710.0227 | -941490.6767 | -984735.4647 | -1026601.8221 | -1067043.7333 | -1106312.4008 | -1144646.2935 | -1180639.6 | -1215957.2128 | 2445163.0209 | 103571.784 | 0
8629 | 2444090.6799 | 102310.936 | 0 | 2128248.2824 | 2137427.0414 | 1418089.3619 | 696653.8466 | -28195.137 | -581871.9935 | -622835.281 | -666871.4161 | -720639.4157 | -770415.3935 | -817735.9891 | -863950.2465 | -908678.489 | -951871.539 | -993686.763 | -1034078.1654 | -1073296.8387 | -1111581.1472 | -1147525.8959 | -1182795.2473 | 2444090.6799 | 102310.936 | 0
8630 | 2434841.1893 | 100276.848 | 0 | 2121840.9747 | 2130984.9974 | 1425550.7204 | 718026.5469 | 7101.823 | -536097.5081 | -576865.7874 | -620695.2852 | -674219.8179 | -723767.4364 | -770868.965 | -816868.3422 | -861387.3282 | -904376.9316 | -945993.9232 | -986192.4816 | -1025222.7491 | -1063322.1876 | -1099090.9204 | -1134186.8118 | 2434841.1893 | 100276.848 | 0
8631 | 2394953.5289 | 93379.728 | 0 | 2092335.2766 | 2101329.5015 | 1443127.5716 | 782869.9819 | 119267.5498 | -388287.1203 | -428257.0738 | -471238.0968 | -523755.3303 | -572360.7996 | -618560.2509 | -663675.6063 | -707334.8223 | -749489.71 | -790294.4722 | -829704.0381 | -867964.4519 | -905309.2857 | -940361.5955 | -974752.0864 | 2394953.5289 | 93379.728 | 0
8632 | 2362691.9636 | 75683.824 | 3928.21 | 2076659.9829 | 2085533.0498 | 1547910.1848 | 1008259.351 | 465308.732 | 48367.0013 | 9446.336 | -32444.8378 | -83743.7631 | -131183.6182 | -176249.8659 | -220246.6212 | -262806.8522 | -303883.0192 | -343627.2478 | -381995.0741 | -419229.2283 | -455560.1359 | -489629.4013 | -523045.7629 | 2362691.9636 | 75683.824 | 3928.21
8633 | 2387585.4489 | 27115.966 | 10299.7 | 2141574.9813 | 2150541.5355 | 1942871.0558 | 1733151.2405 | 1520096.8733 | 1350481.5684 | 1312815.8285 | 1272148.2827 | 1221973.8646 | 1175699.1762 | 1131823.1036 | 1089027.7918 | 1047684.1395 | 1007840.1873 | 969342.2071 | 932235.1309 | 896273.6713 | 861224.975 | 828461.7497 | 796358.3073 | 2387585.4489 | 27115.966 | 10299.7
8634 | 2569802.9129 | 0 | 10534.8 | 2334753.6232 | 2344404.4933 | 2319481.5458 | 2292352.86 | 2261635.1335 | 2228070.3543 | 2188689.8055 | 2146078.3567 | 2093234.4833 | 2044587.962 | 1998523.1158 | 1953621.5126 | 1910282.3578 | 1868557.3583 | 1828281.0536 | 1789501.8049 | 1751955.6049 | 1715391.829 | 1681287.9484 | 1647894.2044 | 2569802.9129 | 0 | 10534.8
8635 | 2637211.394 | 0 | 17288.5 | 2389519.1664 | 2399423.1885 | 2373919.3414 | 2346151.8974 | 2314701.2686 | 2280328.9061 | 2239988.2206 | 2196331.8853 | 2142174.7189 | 2092325.0052 | 2045124.6865 | 1999118.1238 | 1954714.9941 | 1911968.3606 | 1870708.4226 | 1830984.8099 | 1792526.5899 | 1755076.564 | 1720150.959 | 1685954.1181 | 2637211.394 | 0 | 17288.5
8636 | 2611136.5473 | 0 | 25691.8 | 2357319.0858 | 2367125.184 | 2341859.655 | 2314352.9098 | 2283199.3965 | 2249153.0375 | 2209197.3659 | 2165958.8274 | 2112323.2823 | 2062952.601 | 2016205.1195 | 1970639.5909 | 1926661.6416 | 1884323.8104 | 1843457.9753 | 1804113.2754 | 1766021.4569 | 1728927.8643 | 1694333.7327 | 1660461.1599 | 2611136.5473 | 0 | 25691.8
8637 | 2566649.657 | 0 | 6839.15 | 2335571.506 | 2345210.5341 | 2320343.2608 | 2293272.9556 | 2262618.0137 | 2229119.5125 | 2189812.378 | 2147278.3079 | 2094524.3688 | 2045962.6314 | 1999979.4014 | 1955157.987 | 1911897.1037 | 1870248.3952 | 1830046.6039 | 1791340.0316 | 1753864.995 | 1717371.177 | 1683334.2359 | 1650006.5601 | 2566649.657 | 0 | 6839.15
8638 | 2456402.2806 | 0 | 4967.33 | 2236827.8686 | 2246052.8637 | 2222157.3707 | 2196153.4746 | 2166718.9155 | 2134562.9387 | 2096847.8316 | 2056044.398 | 2005460.0778 | 1958887.8883 | 1914783.4494 | 1871790.9217 | 1830291.8944 | 1790335.7928 | 1751764.4577 | 1714624.1164 | 1678662.4116 | 1643639.7784 | 1610968.4899 | 1578976.0009 | 2456402.2806 | 0 | 4967.33
8639 | 2308317.5004 | 0 | 2915.92 | 2103732.136 | 2112401.0002 | 2089806.3251 | 2065230.3524 | 2037430.535 | 2007073.3613 | 1971492.1907 | 1933008.8742 | 1885334.3139 | 1841430.0122 | 1799844.6922 | 1759304.2515 | 1720167.2753 | 1682480.2091 | 1646094.4284 | 1611053.3737 | 1577119.9012 | 1544068.8881 | 1513227.4683 | 1483023.9265 | 2308317.5004 | 0 | 2915.92
8640 | 2192988.7919 | 0 | 1969.44 | 1999425.7643 | 2007661.5126 | 1986084.4094 | 1962624.9986 | 1936102.8137 | 1907151.0437 | 1873236.2793 | 1836564.3667 | 1791160.4256 | 1749338.3723 | 1709719.4393 | 1671093.1811 | 1633800.2671 | 1597884.8224 | 1563205.6482 | 1529804.0143 | 1497454.6254 | 1465943.6062 | 1436531.784 | 1407725.9701 | 2192988.7919 | 0 | 1969.44
8641 | 2099523.854 | 0 | 0 | 1916095.9638 | 1923980.7054 | 1903222.0004 | 1880661.2117 | 1855168.1839 | 1827349.1196 | 1794778.5833 | 1759568.4081 | 1715998.3624 | 1675857.5449 | 1637825.9509 | 1600744.7241 | 1564940.0145 | 1530454.0666 | 1497151.6994 | 1465072.424 | 1434000.547 | 1403731.3084 | 1375471.7995 | 1347792.4707 | 2099523.854 | 0 | 0
8642 | 2023357.6231 | 0 | 135.873 | 1846448.231 | 1854046.9311 | 1833957.2687 | 1812130.8982 | 1787478.664 | 1760584.7771 | 1729111.7912 | 1695094.9269 | 1653021.4704 | 1614252.837 | 1577516.909 | 1541696.8709 | 1507107.0407 | 1473788.1303 | 1441609.8629 | 1410610.3161 | 1380581.6214 | 1351326.4472 | 1324008.0939 | 1297248.8731 | 2023357.6231 | 0 | 135.873
8643 | 1960184.9736 | 0 | 2294.79 | 1786635.833 | 1793997.2888 | 1774462.8658 | 1753245.9578 | 1729291.4143 | 1703165.2062 | 1672602.8664 | 1639576.0724 | 1598744.2266 | 1561114.0218 | 1525453.0578 | 1490679.3881 | 1457097.5171 | 1424746.8857 | 1393501.2845 | 1363397.6022 | 1334234.4603 | 1305820.6884 | 1279283.2665 | 1253287.52 | 1960184.9736 | 0 | 2294.79
8644 | 1959888.7363 | 0 | 4212.68 | 1784447.5869 | 1791807.9302 | 1772277.429 | 1751064.6971 | 1727114.7433 | 1700993.4532 | 1670436.7018 | 1637415.8687 | 1596591.1633 | 1558967.6151 | 1523313.01 | 1488545.5652 | 1454969.7389 | 1422624.9662 | 1391385.0566 | 1361286.8935 | 1332129.1286 | 1303720.6203 | 1277188.1786 | 1251197.3304 | 1959888.7363 | 0 | 4212.68
8645 | 2039681.3154 | 0 | 17889.2 | 1843592.4537 | 1851252.4573 | 1831022.7415 | 1809042.3067 | 1784213.2101 | 1757124.3759 | 1725419.5004 | 1691150.2233 | 1648759.3565 | 1609699.9749 | 1572689.6978 | 1536602.6996 | 1501755.8341 | 1468190.1418 | 1435774.2948 | 1404546.6779 | 1374297.7455 | 1344828.5741 | 1317311.8491 | 1290358.7675 | 2039681.3154 | 0 | 17889.2
8646 | 2089998.0494 | 0 | 17547.1 | 1889855.2946 | 1897704.2622 | 1877030.5713 | 1854562.9728 | 1829176.4393 | 1801474.4228 | 1769042.4923 | 1733982.8992 | 1690601.3655 | 1650633.5012 | 1612765.2905 | 1575843.1351 | 1540191.7051 | 1505853.0535 | 1472692.6125 | 1440749.714 | 1409809.6432 | 1379668.5692 | 1351528.1063 | 1323965.1913 | 2089998.0494 | 0 | 17547.1
8647 | 2106503.5995 | 32743.154 | 7067.27 | 1882655.4898 | 1890566.4438 | 1647150.9731 | 1401927.4276 | 1153761.8951 | 958910.3737 | 925148.4434 | 888738.0989 | 843940.0919 | 802582.7136 | 763341.5706 | 725053.9543 | 688047.0989 | 652363.3894 | 617867.1953 | 584598.1591 | 552339.8703 | 520886.8883 | 491450.3171 | 462595.8549 | 2106503.5995 | 32743.154 | 7067.27
8648 | 2206995.9469 | 78903.96 | 1146.74 | 1934127.9042 | 1942416.2563 | 1384308.009 | 824305.4315 | 261220.5171 | -170210.3165 | -206956.4799 | -246477.4021 | -294786.1265 | -339490.0846 | -381976.8506 | -423464.6013 | -463610.4914 | -502370.1139 | -539885.5697 | -576115.3251 | -611286.1147 | -645613.1796 | -677827.6394 | -709432.2202 | 2206995.9469 | 78903.96 | 1146.74
8649 | 2292025.39 | 93979.584 | 0 | 1997799.745 | 2006407.4243 | 1345062.6875 | 681750.6371 | 15237.496 | -494094.3806 | -532570.0972 | -573927.4763 | -624411.2272 | -671151.3302 | -715588.8188 | -758988.8029 | -800995.2281 | -841561.9768 | -880836.6244 | -918776.0372 | -955615.6851 | -991579.1019 | -1025348.5208 | -1058484.5638 | 2292025.39 | 93979.584 | 0
8650 | 2353138.9869 | 99778.776 | 1847.67 | 2045927.2035 | 2054764.3944 | 1353455.8266 | 650127.4895 | -56487.2908 | -596132.6468 | -635684.9783 | -678195.8079 | -730076.351 | -778113.4271 | -823786.4929 | -868394.3906 | -911571.5722 | -953270.6903 | -993643.2553 | -1032644.9833 | -1070517.6227 | -1107490.6677 | -1142211.2149 | -1176281.4982 | 2353138.9869 | 99778.776 | 1847.67
8651 | 2374309.1724 | 102475.856 | 4597.05 | 2059801.3656 | 2068718.0609 | 1348883.2862 | 627010.5713 | -98178.1536 | -651837.1558 | -691789.281 | -734726.5205 | -787117.769 | -835630.9723 | -881758.8974 | -926812.0715 | -970421.6579 | -1012539.8834 | -1053319.6213 | -1092716.1894 | -1130973.511 | -1168323.1449 | -1203400.0162 | -1237820.7734 | 2374309.1724 | 102475.856 | 4597.05
8652 | 2386581.7235 | 102822.624 | 14471.3 | 2060780.6898 | 2069743.4745 | 1347437.3512 | 623082.7538 | -104604.9938 | -660187.2746 | -700333.9374 | -743481.1443 | -796131.2268 | -844883.2191 | -891237.6038 | -936511.6822 | -980334.7113 | -1022658.6707 | -1063637.2241 | -1103225.4581 | -1141668.5571 | -1179199.2766 | -1214445.4858 | -1249032.1896 | 2386581.7235 | 102822.624 | 14471.3
8653 | 2379562.0124 | 102461.4 | 19355.6 | 2049851.1898 | 2058787.6121 | 1338992.0901 | 617154.1192 | -108007.1979 | -661669.1802 | -701709.3986 | -744741.3355 | -797248.197 | -845868.4337 | -892098.1152 | -937250.6678 | -980956.4391 | -1023167.5499 | -1064037.212 | -1103520.6442 | -1141862.3094 | -1179294.2789 | -1214448.4575 | -1248945.0705 | 2379562.0124 | 102461.4 | 19355.6
8654 | 2377559.6646 | 100067.416 | 36391.3 | 2033382.064 | 2042310.9664 | 1338801.9973 | 633252.2979 | -75617.9511 | -617055.2806 | -656992.7783 | -699919.4769 | -752313.1273 | -800823.4234 | -846945.1758 | -891990.7058 | -935590.6719 | -977697.2352 | -1018463.4786 | -1057844.6586 | -1096085.0324 | -1133416.4759 | -1168472.0453 | -1202870.6024 | 2377559.6646 | 100067.416 | 36391.3
8655 | 2365674.2411 | 92695.616 | 79342.4 | 1986955.7274 | 1995839.9942 | 1342545.0993 | 687219.6757 | 28590.3019 | -475121.5367 | -514647.6905 | -557148.1023 | -609068.1405 | -657124.2373 | -702803.7308 | -747412.3819 | -790582.6954 | -832267.0718 | -872617.8284 | -911590.4455 | -949427.9595 | -986361.0868 | -1021029.7171 | -1055044.6195 | 2365674.2411 | 92695.616 | 79342.4
8656 | 2333925.7324 | 26537.194 | 82025 | 2021456.7944 | 2030221.83 | 1826954.383 | 1621683.6582 | 1413153.3237 | 1247137.8635 | 1210261.7005 | 1170451.1956 | 1121347.4802 | 1076055.8503 | 1033108.9285 | 991218.4779 | 950747.0616 | 911741.6405 | 874051.9413 | 837721.8863 | 802511.7008 | 768193.7647 | 736109.9349 | 704671.0596 | 2333925.7324 | 26537.194 | 82025
8657 | 2369771.7502 | 2216.7765 | 53138.3 | 2107378.1913 | 2116277.8464 | 2078030.4409 | 2037748.9899 | 1994157.8659 | 1951708.7663 | 1915125.43 | 1875562.6841 | 1826563.9963 | 1781435.9425 | 1738688.6085 | 1697013.9717 | 1656780.1637 | 1618034.8667 | 1580625.4993 | 1544596.6584 | 1509704.8868 | 1475719.0683 | 1444001.669 | 1412939.13 | 2369771.7502 | 2216.7765 | 53138.3
8658 | 2537910.1185 | 0 | 39568.1 | 2276613.8882 | 2286144.9853 | 2261501.2976 | 2234679.2462 | 2204312.6963 | 2171134.4273 | 2132212.5659 | 2090099.9019 | 2037881.8038 | 1989808.9662 | 1944285.7635 | 1899911.3673 | 1857080.0285 | 1815842.8124 | 1776036.312 | 1737708.2881 | 1700598.0102 | 1664457.9638 | 1630747.284 | 1597737.9275 | 2537910.1185 | 0 | 39568.1
8659 | 2585042.904 | 0 | 65291.7 | 2293905.2508 | 2303613.3546 | 2278566.3056 | 2251300.4374 | 2220424.2441 | 2186684.1138 | 2147093.724 | 2104253.2737 | 2051119.7163 | 2002208.403 | 1955894.0752 | 1910749.8889 | 1867177.4169 | 1825228.6729 | 1784737.215 | 1745751.6913 | 1708006.5287 | 1671249.6165 | 1636967.1877 | 1603399.107 | 2585042.904 | 0 | 65291.7
8660 | 2548249.7022 | 0 | 86736.1 | 2238882.1394 | 2248452.0667 | 2223737.1879 | 2196835.0705 | 2166374.0142 | 2133089.7836 | 2094038.5609 | 2051783.5362 | 1999381.9073 | 1951142.4268 | 1905462.9687 | 1860936.9973 | 1817960.3698 | 1776584.3596 | 1736644.8939 | 1698189.9281 | 1660957.6694 | 1624699.5951 | 1590880.7846 | 1557766.1548 | 2548249.7022 | 0 | 86736.1
8661 | 2496806.9247 | 0 | 91727.3 | 2186942.5334 | 2196319.2678 | 2172063.5518 | 2145664.7522 | 2115778.8596 | 2083126.7856 | 2044824.1406 | 2003382.3703 | 1951998.8303 | 1904693.4154 | 1859896.3425 | 1816229.4702 | 1774080.6645 | 1733500.1637 | 1694327.207 | 1656608.782 | 1620088.3807 | 1584522.4973 | 1551346.6353 | 1518860.7382 | 2496806.9247 | 0 | 91727.3
8662 | 2417859.1656 | 0 | 91958.2 | 2114661.2577 | 2123741.5046 | 2100183.503 | 2074550.1811 | 2045540.0262 | 2013851.1552 | 1976690.3814 | 1936489.7399 | 1886661.6823 | 1840782.8016 | 1797332.9503 | 1754977.5633 | 1714092.2425 | 1674725.6375 | 1636722.0708 | 1600127.0442 | 1564692.1604 | 1530181.6133 | 1497985.5161 | 1466457.5677 | 2417859.1656 | 0 | 91958.2
8663 | 2278591.5748 | 0 | 86919.9 | 1992599.2782 | 2001156.5069 | 1978822.1182 | 1954531.9464 | 1927059.4459 | 1897062.5221 | 1861908.8746 | 1823890.4542 | 1776799.1527 | 1733429.5573 | 1692349.0803 | 1652300.027 | 1613636.3646 | 1576403.9407 | 1540456.0448 | 1505835.5577 | 1472308.3897 | 1439652.317 | 1409177.383 | 1379332.1126 | 2278591.5748 | 0 | 86919.9
8664 | 2127516.5739 | 0 | 87522.2 | 1854120.8599 | 1862110.7279 | 1841106.9129 | 1818276.9871 | 1792475.7271 | 1764317.4178 | 1731344.2856 | 1695696.3205 | 1651577.0237 | 1610932.6766 | 1572425.6751 | 1534881.7118 | 1498631.2855 | 1463717.2037 | 1430002.4833 | 1397527.1619 | 1366072.6705 | 1335431.519 | 1306826.8926 | 1278810.1819 | 2127516.5739 | 0 | 87522.2
8665 | 2024734.7598 | 0 | 69158.6 | 1778682.3253 | 1786286.1972 | 1766182.361 | 1744340.6347 | 1719671.1213 | 1692758.4294 | 1661263.5221 | 1627223.0049 | 1585120.4119 | 1546324.8915 | 1509563.4599 | 1473718.5416 | 1439104.6684 | 1405762.5802 | 1373561.9112 | 1342540.7652 | 1312491.1319 | 1283215.5457 | 1255878.0986 | 1229100.1645 | 2024734.7598 | 0 | 69158.6
8666 | 1946928.4774 | 0 | 64129.8 | 1712702.4995 | 1720014.1707 | 1700593.7376 | 1679502.1979 | 1655691.5371 | 1629723.8983 | 1599350.1289 | 1566528.5722 | 1525954.7482 | 1488560.9129 | 1453123.0007 | 1418566.3821 | 1385193.5022 | 1353043.5352 | 1321991.1252 | 1292072.9114 | 1263088.8774 | 1234849.1453 | 1208473.0738 | 1182635.0144 | 1946928.4774 | 0 | 64129.8
8667 | 1957423.3187 | 0 | 59012 | 1727398.244 | 1734749.3284 | 1715239.0871 | 1694048.7311 | 1670124.5966 | 1644031.8571 | 1613509.2359 | 1580525.6326 | 1539747.9738 | 1502167.4453 | 1466553.3832 | 1431825.3653 | 1398287.467 | 1365979.0737 | 1334774.1537 | 1304709.5438 | 1275584.1492 | 1247207.0688 | 1220703.6948 | 1194741.2332 | 1957423.3187 | 0 | 59012
8668 | 1957055.4034 | 0 | 53712.8 | 1732361.6721 | 1739711.3749 | 1720205.683 | 1699020.1922 | 1675101.4367 | 1649014.4839 | 1618498.482 | 1585521.9605 | 1544752.8485 | 1507180.2659 | 1471573.7801 | 1436853.172 | 1403322.4597 | 1371021.0213 | 1339822.8488 | 1309764.7722 | 1280645.7343 | 1252274.8698 | 1225777.3598 | 1199820.6603 | 1957055.4034 | 0 | 53712.8
8669 | 2038355.9441 | 0 | 41654.6 | 1818617.4754 | 1826272.5015 | 1806054.3911 | 1784086.699 | 1759272.1963 | 1732199.4243 | 1700513.6105 | 1666265.0615 | 1623900.2001 | 1584864.6591 | 1547876.8911 | 1511811.8021 | 1476986.04 | 1443440.6185 | 1411044.2952 | 1379835.4298 | 1349604.6131 | 1320153.0506 | 1292652.6659 | 1265715.5583 | 2038355.9441 | 0 | 41654.6
8670 | 2074133.7871 | 0 | 26414.2 | 1866509.9362 | 1874299.3257 | 1853764.5455 | 1831449.4746 | 1806237.625 | 1778727.8682 | 1746524.1001 | 1711712.6149 | 1668642.3572 | 1628959.8573 | 1591361.0735 | 1554701.1638 | 1519302.3341 | 1485206.3179 | 1452279.5692 | 1420561.1211 | 1389837.8886 | 1359907.5881 | 1331962.713 | 1304591.0018 | 2074133.7871 | 0 | 26414.2
8671 | 2062200.555 | 5071.602 | 28802.8 | 1848159.0659 | 1855903.6402 | 1800989.9778 | 1744306.2673 | 1684742.4442 | 1631513.2447 | 1599306.6844 | 1564507.4102 | 1521496.8792 | 1481854.6149 | 1444284.0784 | 1407647.0143 | 1372263.7748 | 1338175.8533 | 1305250.472 | 1273526.4395 | 1242791.8968 | 1212845.7241 | 1184873.5539 | 1157471.25 | 2062200.555 | 5071.602 | 28802.8
8672 | 2174464.0287 | 26646.332 | 31254.3 | 1926588.2514 | 1934754.4301 | 1732183.4388 | 1527746.0403 | 1320271.7397 | 1155674.4616 | 1121130.1883 | 1083852.057 | 1037915.659 | 995530.8918 | 955330.6344 | 916114.6665 | 878220.7796 | 841692.7262 | 806390.5001 | 772355.0227 | 739362.9016 | 707202.0683 | 677122.6997 | 647644.2201 | 2174464.0287 | 26646.332 | 31254.3
8673 | 2286001.0741 | 38269.248 | 36296.1 | 2011715.988 | 2020301.0431 | 1737733.2984 | 1453203.411 | 1165480.8466 | 940265.1604 | 903724.6649 | 864310.0809 | 815793.1126 | 771009.9526 | 728523.3548 | 687071.5346 | 647009.6104 | 608383.5787 | 571046.252 | 535040.6507 | 500131.9236 | 466097.1244 | 434250.5566 | 403035.6999 | 2286001.0741 | 38269.248 | 36296.1
8674 | 2353034.2147 | 47604.5 | 33886.3 | 2065967.2309 | 2074804.0282 | 1728182.1426 | 1379540.5777 | 1027612.7159 | 753982.9532 | 716163.3734 | 675385.4273 | 625238.1848 | 578934.2382 | 534994.1967 | 492119.2759 | 450675.0074 | 410708.7366 | 372068.9599 | 334799.9591 | 298659.9966 | 263419.5885 | 230431.578 | 198093.8024 | 2353034.2147 | 47604.5 | 33886.3
8675 | 2356771.6384 | 56177.144 | 44242.3 | 2050449.4853 | 2059300.3185 | 1654362.2196 | 1247401.2335 | 837148.7307 | 519759.6018 | 481595.9864 | 440469.3059 | 389958.4473 | 343296.9891 | 299003.1906 | 255776.2046 | 213982.1433 | 173668.4273 | 134683.3123 | 97071.1505 | 60589.8202 | 25009.4732 | -8314.8988 | -40988.0029 | 2356771.6384 | 56177.144 | 44242.3
8676 | 2365366.0197 | 104146.776 | 66072.7 | 1988492.9742 | 1997376.0835 | 1266254.0162 | 533101.6848 | -203354.1664 | -765430.6181 | -805316.0911 | -848175.4347 | -900453.1773 | -948867.482 | -994905.493 | -1039872.8011 | -1083401.9591 | -1125445.3735 | -1166155.3419 | -1205487.3504 | -1243684.4036 | -1280977.188 | -1316005.7704 | -1350380.7101 | 2365366.0197 | 104146.776 | 66072.7
8677 | 2376623.1835 | 102528.104 | 91427.4 | 1975030.6119 | 1983955.9974 | 1263732.7481 | 541469.5725 | -184112.8449 | -738079.3066 | -778079.4717 | -821067.6603 | -873519.0718 | -922088.6586 | -968270.6425 | -1013376.8279 | -1057038.0188 | -1099206.3952 | -1140034.9795 | -1179479.046 | -1217782.7557 | -1255177.893 | -1290298.0527 | -1324761.4589 | 2376623.1835 | 102528.104 | 91427.4
8678 | 2366442.4196 | 99184.816 | 97651.8 | 1962858.1929 | 1971745.3446 | 1274333.7204 | 574890.9082 | -127856.9271 | -664659.5262 | -704407.8474 | -747131.3925 | -799277.6226 | -847558.6567 | -893462.3157 | -938294.7845 | -981688.4488 | -1023595.6934 | -1064168.8852 | -1103363.49 | -1141422.623 | -1178577.0757 | -1213466.2961 | -1247701.5763 | 2366442.4196 | 99184.816 | 97651.8
8679 | 2359604.1195 | 92305.544 | 98502.7 | 1962645.7026 | 1971507.1732 | 1320917.1766 | 668301.8615 | 12391.0739 | -489258.3903 | -528684.2992 | -571076.8345 | -622864.8262 | -670798.7911 | -716362.2508 | -760857.6157 | -803918.3339 | -845496.9276 | -885745.3235 | -924619.1161 | -962360.7181 | -999200.2541 | -1033781.1036 | -1067709.9026 | 2359604.1195 | 92305.544 | 98502.7
8680 | 2333087.2168 | 73121.904 | 97466.3 | 1958665.5269 | 1967427.4135 | 1447479.9533 | 925529.9348 | 400321.4778 | -3199.3371 | -41609.2125 | -82952.3756 | -133585.4104 | -180407.7294 | -224886.1826 | -268308.5441 | -310312.3812 | -350850.7498 | -390073.8691 | -427937.8328 | -464682.3293 | -500534.8969 | -534154.161 | -567128.7021 | 2333087.2168 | 73121.904 | 97466.3
8681 | 2383303.557 | 24978.446 | 96390.3 | 2053714.103 | 2062664.5766 | 1869562.6573 | 1674415.0777 | 1475938.9264 | 1317273.8144 | 1279740.5845 | 1239210.9321 | 1189191.457 | 1143064.7179 | 1099332.2929 | 1056678.6904 | 1015474.144 | 975766.6083 | 937402.6305 | 900427.0624 | 864595.0564 | 829674.1766 | 797034.6692 | 765053.7613 | 2383303.557 | 24978.446 | 96390.3
8682 | 2543474.3219 | 0 | 94895.7 | 2226364.3671 | 2235916.3604 | 2211223.9515 | 2184348.4029 | 2153920.5846 | 2120674.8828 | 2081672.9961 | 2039473.3112 | 1987146.0367 | 1938973.1108 | 1893355.4099 | 1848889.034 | 1805969.0987 | 1764646.7811 | 1724758.3158 | 1686351.5687 | 1649165.2372 | 1612951.2645 | 1579171.9845 | 1546095.5656 | 2543474.3219 | 0 | 94895.7
8683 | 2582834.9808 | 0 | 89087.8 | 2268094.126 | 2277793.9379 | 2252766.222 | 2225521.582 | 2194669.7004 | 2160956.328 | 2121397.693 | 2078591.7733 | 2025501.538 | 1976629.9405 | 1930353.1105 | 1885245.4224 | 1841708.1063 | 1799793.1313 | 1759334.1978 | 1720379.9121 | 1682664.9283 | 1645937.3506 | 1611682.143 | 1578140.6732 | 2582834.9808 | 0 | 89087.8
8684 | 2566283.8004 | 0 | 75532.1 | 2266544.663 | 2276182.3172 | 2251309.528 | 2224234.0212 | 2193574.3886 | 2160071.6019 | 2120761.0099 | 2078223.9424 | 2025468.4626 | 1976904.587 | 1930918.8511 | 1886094.7653 | 1842830.9882 | 1801179.156 | 1760974.0347 | 1722263.9194 | 1684785.1642 | 1648287.4878 | 1614246.338 | 1580914.3524 | 2566283.8004 | 0 | 75532.1
8685 | 2532781.8077 | 0 | 94316 | 2217185.7195 | 2226697.5573 | 2202126.8378 | 2175382.1563 | 2145100.1386 | 2112012.0834 | 2073192.0418 | 2031187.6452 | 1979098.2344 | 1931145.7077 | 1885737.6641 | 1841476.1055 | 1798754.4863 | 1757623.7686 | 1717920.8755 | 1679693.4716 | 1642681.3527 | 1606637.505 | 1573018.1148 | 1540098.6309 | 2532781.8077 | 0 | 94316
8686 | 2436710.8799 | 0 | 84707.5 | 2139116.6652 | 2148267.7094 | 2124544.6384 | 2098730.0659 | 2069512.3319 | 2037594.9962 | 2000163.0939 | 1959667.6225 | 1909469.6714 | 1863251.6884 | 1819481.6736 | 1776814.6565 | 1735629.1674 | 1695974.2354 | 1657692.9691 | 1620831.2252 | 1585138.6695 | 1550377.6574 | 1517949.1407 | 1486193.9821 | 2436710.8799 | 0 | 84707.5
8687 | 2289722.0481 | 0 | 89836.4 | 1999840.8218 | 2008439.851 | 1986008.0015 | 1961610.8154 | 1934015.7555 | 1903883.941 | 1868570.2132 | 1830377.7187 | 1783068.0238 | 1739498.2148 | 1698228.7061 | 1657995.6594 | 1619154.771 | 1581752.1124 | 1545640.2564 | 1510862.2935 | 1477182.9902 | 1444379.0373 | 1413766.8777 | 1383787.4573 | 2289722.0481 | 0 | 89836.4
8688 | 2083202.6404 | 0 | 77457.5 | 1823743.1762 | 1831566.6237 | 1810950.8306 | 1788546.9628 | 1763233.6504 | 1735612.3837 | 1703276.5817 | 1668321.6608 | 1625071.8571 | 1585224.6236 | 1547470.217 | 1510658.7896 | 1475113.9561 | 1440877.6325 | 1407815.6888 | 1375967.3288 | 1345118.5359 | 1315066.142 | 1287007.8544 | 1259525.2369 | 2083202.6404 | 0 | 77457.5
8689 | 2001569.5794 | 0 | 86628.3 | 1740071.3038 | 1747588.1791 | 1727687.1819 | 1706068.1781 | 1681653.7402 | 1655021.7882 | 1623860.0462 | 1590181.819 | 1548533.755 | 1510154.927 | 1473786.9156 | 1438324.9316 | 1404079.9082 | 1371092.1192 | 1339232.6903 | 1308539.2893 | 1278806.286 | 1249838.4737 | 1222786.6261 | 1196287.8901 | 2001569.5794 | 0 | 86628.3
8690 | 1927663.112 | 0 | 67134.6 | 1692115.4801 | 1699354.8004 | 1680103.0589 | 1659196.7467 | 1635598.2199 | 1609864.0589 | 1579767.3672 | 1547247.1095 | 1507051.2953 | 1470004.0031 | 1434893.2795 | 1400655.129 | 1367589.0037 | 1335733.6903 | 1304965.0732 | 1275319.4293 | 1246598.721 | 1218614.9498 | 1192476.3976 | 1166870.5338 | 1927663.112 | 0 | 67134.6
8691 | 1878212.1126 | 0 | 40748.3 | 1673371.1377 | 1680424.7452 | 1661608.0935 | 1641179.3165 | 1618127.3891 | 1592994.6137 | 1563611.221 | 1531866.435 | 1492642.9962 | 1456487.3091 | 1422218.5113 | 1388799.902 | 1356523.2517 | 1325426.3519 | 1295388.271 | 1266444.3553 | 1238401.6475 | 1211076.9719 | 1185550.1792 | 1160542.4098 | 1878212.1126 | 0 | 40748.3
8692 | 1882671.0668 | 0 | 35775.1 | 1682413.729 | 1689484.0821 | 1670629.7147 | 1650159.3948 | 1627059.697 | 1601874.2113 | 1572428.0171 | 1540614.8235 | 1501305.2224 | 1465070.6561 | 1430727.4586 | 1397236.468 | 1364890.1475 | 1333726.3782 | 1303623.9415 | 1274618.2675 | 1246515.9411 | 1219133.3514 | 1193552.913 | 1168492.7299 | 1882671.0668 | 0 | 35775.1
8693 | 1935959.7613 | 0 | 34186.6 | 1732635.2809 | 1739905.7591 | 1720584.2508 | 1699601.0505 | 1675914.0483 | 1650082.2202 | 1619869.085 | 1587221.9529 | 1546866.2287 | 1509672.5777 | 1474423.8304 | 1440051.4115 | 1406856.0624 | 1374876.7365 | 1343988.784 | 1314228.6379 | 1285397.4085 | 1257306.2878 | 1231068.328 | 1205365.3492 | 1935959.7613 | 0 | 34186.6
8694 | 1965780.9632 | 0 | 42948.6 | 1751089.111 | 1758471.5825 | 1738885.562 | 1717612.2533 | 1693593.4936 | 1667396.8695 | 1636751.4494 | 1603634.5395 | 1562690.2957 | 1524956.833 | 1489198.233 | 1454329.4604 | 1420655.8888 | 1388217.0718 | 1356886.4396 | 1326700.9864 | 1297458.7587 | 1268968.0402 | 1242359.0285 | 1216293.2385 | 1965780.9632 | 0 | 42948.6
8695 | 1961028.9316 | 30207.012 | 29088.9 | 1730404.9354 | 1737769.5607 | 1512868.8343 | 1286284.8985 | 1056962.1484 | 876804.3446 | 845218.809 | 811167.758 | 769308.2947 | 730651.8509 | 693965.4958 | 658166.817 | 623560.45 | 590185.8527 | 557916.7614 | 526790.0807 | 496604.3453 | 467168.3025 | 439609.4177 | 412592.4414 | 1961028.9316 | 30207.012 | 29088.9
8696 | 2067296.9109 | 7216.715 | 19136.1 | 1860331.7584 | 1868095.4721 | 1798547.2701 | 1727224.6457 | 1653014.791 | 1588779.585 | 1556421.3195 | 1521463.9326 | 1478274.9963 | 1438462.6508 | 1400727.1529 | 1363927.4344 | 1328384.639 | 1294140.3628 | 1261061.4998 | 1229186.9546 | 1198304.3444 | 1168212.0526 | 1140098.6417 | 1112556.5055 | 2067296.9109 | 7216.715 | 19136.1
8697 | 2147631.7714 | 95661.512 | 32145.3 | 1832194.0524 | 1840259.4629 | 1168745.1575 | 495387.4758 | -180969.6334 | -697127.029 | -733581.8626 | -772736.819 | -820443.2016 | -864641.7796 | -906682.804 | -947751.6848 | -987514.7986 | -1025928.9329 | -1063132.3663 | -1099084.6822 | -1134006.5167 | -1168107.3211 | -1200152.3456 | -1231603.8958 | 2147631.7714 | 95661.512 | 32145.3
8698 | 2215473.4788 | 100958.648 | 31865 | 1889091.8365 | 1897412.0259 | 1189288.0019 | 479262.3711 | -233857.4364 | -777850.0808 | -815461.635 | -855858.6063 | -905077.1357 | -950677.052 | -994051.2596 | -1036422.6145 | -1077446.9544 | -1117079.7019 | -1155463.5034 | -1192556.6659 | -1228586.7949 | -1263769.9583 | -1296832.4016 | -1329282.6233 | 2215473.4788 | 100958.648 | 31865
8699 | 2271269.5649 | 104637.136 | 27017.8 | 1941181.9302 | 1949711.6612 | 1216086.5325 | 480511.9055 | -258234.8241 | -821664.5273 | -860206.4355 | -901603.9109 | -952045.1128 | -998776.5679 | -1043226.2604 | -1086647.8435 | -1128688.4876 | -1169302.4922 | -1208636.0967 | -1246646.5577 | -1283567.2129 | -1319619.5721 | -1353497.8013 | -1386748.3903 | 2271269.5649 | 104637.136 | 27017.8
8700 | 2283960.8488 | 105043.792 | 27905.6 | 1951469.9659 | 1960047.3589 | 1223540.0907 | 485072.4309 | -256585.0566 | -822248.4564 | -860992.9117 | -902608.8903 | -953319.1295 | -1000298.8928 | -1044984.1436 | -1088635.5402 | -1130898.2814 | -1171726.4115 | -1211266.9868 | -1249477.0253 | -1286591.1685 | -1322832.1637 | -1356886.8806 | -1390310.4501 | 2283960.8488 | 105043.792 | 27905.6
8701 | 2281799.3123 | 104237.64 | 39765.8 | 1938443.2271 | 1947012.5025 | 1215997.9599 | 483024.881 | -253135.0066 | -814668.4867 | -853361.605 | -894923.5291 | -945571.107 | -992491.7395 | -1037120.031 | -1080715.4468 | -1122923.5213 | -1163698.3425 | -1203186.8274 | -1241346.0347 | -1278410.3839 | -1314602.4115 | -1348610.2297 | -1381987.498 | 2281799.3123 | 104237.64 | 39765.8
8702 | 2281407.5367 | 102384.296 | 61015.2 | 1918689.6236 | 1927257.4276 | 1208840.0124 | 488464.3973 | -235097.4795 | -787182.3174 | -825813.8181 | -867313.6319 | -917897.5395 | -964755.1417 | -1009320.7964 | -1052853.7527 | -1094999.606 | -1135712.4521 | -1175139.1827 | -1213236.864 | -1250239.8751 | -1286370.7144 | -1320317.7194 | -1353634.2826 | 2281407.5367 | 102384.296 | 61015.2
8703 | 2280433.3058 | 94335.872 | 45336.4 | 1941527.7318 | 1950091.8771 | 1286392.7507 | 620736.2606 | -48105.1305 | -559146.8944 | -597501.526 | -638723.246 | -689025.1805 | -735602.4009 | -779888.6525 | -823142.6468 | -865010.1304 | -905445.2186 | -944594.7407 | -982415.7809 | -1019142.6185 | -1054997.6566 | -1088669.793 | -1121711.7569 | 2280433.3058 | 94335.872 | 45336.4
8704 | 2260906.0568 | 76088.088 | 35918.5 | 1951372.1927 | 1959863.0036 | 1420383.1713 | 878962.7361 | 334384.672 | -83384.68 | -120854.858 | -161167.5735 | -210482.7502 | -256105.1072 | -299456.113 | -341783.7005 | -382736.65 | -422269.4697 | -460527.7315 | -497468.8872 | -533325.2097 | -568317.1981 | -601144.9768 | -633347.9792 | 2260906.0568 | 76088.088 | 35918.5
8705 | 2304375.006 | 23793.046 | 54227.9 | 2025029.0573 | 2033683.1154 | 1849330.7745 | 1663000.5199 | 1473451.9269 | 1321787.2012 | 1285428.4686 | 1246172.5468 | 1197741.0795 | 1153073.4313 | 1110720.8041 | 1069411.2717 | 1029502.8066 | 991041.7752 | 953879.8068 | 918060.2676 | 883346.4189 | 849513.5225 | 817886.4454 | 786896.1569 | 2304375.006 | 23793.046 | 54227.9
8706 | 2471879.5972 | 0 | 93661.7 | 2162258.6174 | 2171541.7374 | 2147476.2266 | 2121289.0281 | 2091649.5506 | 2059271.5084 | 2021299.3088 | 1980219.3238 | 1929296.8246 | 1882411.7359 | 1838009.9465 | 1794727.0743 | 1752947.1128 | 1712719.7987 | 1673885.9762 | 1636492.1639 | 1600284.4145 | 1565021.6535 | 1532125.0526 | 1499911.5283 | 2471879.5972 | 0 | 93661.7
8707 | 2535188.1544 | 0 | 90423.9 | 2223273.9323 | 2232794.8071 | 2208184.2966 | 2181397.7587 | 2151070.5238 | 2117934.5855 | 2079061.2149 | 2037000.4639 | 1984845.1171 | 1936830.5849 | 1891362.9531 | 1847042.8957 | 1804264.2407 | 1763077.9987 | 1723320.9378 | 1685040.7679 | 1647977.0378 | 1611882.4987 | 1578214.7206 | 1545247.5136 | 2535188.1544 | 0 | 90423.9
8708 | 2516746.6435 | 0 | 84152.8 | 2212714.6904 | 2222166.3082 | 2197727.2766 | 2171128.0466 | 2141013.8753 | 2108111.4317 | 2069513.2912 | 2027750.956 | 1975967.4554 | 1928294.648 | 1883150.2144 | 1839145.0074 | 1796669.9904 | 1755775.8029 | 1716300.4003 | 1678291.1454 | 1641489.4816 | 1605649.9588 | 1572219.5441 | 1539484.6045 | 2516746.6435 | 0 | 84152.8
8709 | 2485691.8513 | 0 | 58638.9 | 2209886.9443 | 2219221.9361 | 2195063.546 | 2168771.6126 | 2139008.1098 | 2106490.7399 | 2068347.9537 | 2027080.0167 | 1975914.568 | 1928809.0897 | 1884200.7869 | 1840717.6534 | 1798745.8286 | 1758335.3269 | 1719326.1034 | 1681764.9364 | 1645396.4598 | 1609978.252 | 1576939.4258 | 1544587.493 | 2485691.8513 | 0 | 58638.9
8710 | 2399921.9935 | 0 | 75317.6 | 2114931.7921 | 2123944.6761 | 2100543.7362 | 2075082.8718 | 2046270.226 | 2014798.7363 | 1977895.9379 | 1937975.8233 | 1888499.7148 | 1842943.4857 | 1799798.266 | 1757739.3913 | 1717139.6768 | 1678047.4113 | 1640308.0723 | 1603966.824 | 1568777.1118 | 1534504.879 | 1502529.9262 | 1471218.1653 | 2399921.9935 | 0 | 75317.6
8711 | 2260026.7241 | 0 | 59537.2 | 2003039.0721 | 2011526.5808 | 1989354.7496 | 1965243.0704 | 1937974.9903 | 1908203.0547 | 1873316.4099 | 1835588.3331 | 1788861.2965 | 1745825.6433 | 1705060.4579 | 1665318.2927 | 1626950.2309 | 1590001.7466 | 1554327.3245 | 1519969.4963 | 1486696.0792 | 1454286.6602 | 1424040.609 | 1394419.0913 | 2260026.7241 | 0 | 59537.2
8712 | 1890823.417 | 0 | 52301.1 | 1673327.8376 | 1680428.8067 | 1661497.5258 | 1640943.295 | 1617748.3004 | 1592458.4861 | 1562889.5136 | 1530943.292 | 1491468.2021 | 1455081.4624 | 1420594.2816 | 1386962.9979 | 1354481.3409 | 1323187.3558 | 1292959.2991 | 1263832.7544 | 1235613.4689 | 1208117.0366 | 1182430.5594 | 1157266.5903 | 1890823.417 | 0 | 52301.1
8713 | 1817598.5844 | 0 | 39628.6 | 1619172.8967 | 1625998.8707 | 1607708.7615 | 1587858.5535 | 1565469.8491 | 1541067.4498 | 1512551.6087 | 1481750.5811 | 1443712.2512 | 1408642.6708 | 1375399.0861 | 1342978.2527 | 1311662.5251 | 1281488.4751 | 1252339.0739 | 1224248.527 | 1197030.1045 | 1170506.5417 | 1145722.8408 | 1121441.4132 | 1817598.5844 | 0 | 39628.6
8714 | 1758544.9571 | 0 | 30268 | 1574639.1736 | 1581243.3723 | 1563472.4642 | 1544192.1447 | 1522455.8044 | 1498771.1939 | 1471106.7871 | 1441231.4392 | 1404353.9284 | 1370348.7127 | 1338110.1662 | 1306667.64 | 1276294.3147 | 1247025.574 | 1218748.1913 | 1191495.261 | 1165086.1196 | 1139349.2621 | 1115295.7385 | 1091728.1694 | 1758544.9571 | 0 | 30268
8715 | 1740703.9679 | 0 | 39658.5 | 1548966.3878 | 1555503.5848 | 1537890.9828 | 1518784.2828 | 1497246.4791 | 1473780.1711 | 1446374.443 | 1416780.2046 | 1380254.8423 | 1346572.6348 | 1314639.1732 | 1283493.6559 | 1253406.4921 | 1224412.7066 | 1196400.2216 | 1169401.7953 | 1143238.5977 | 1117740.8633 | 1093909.3849 | 1070558.9308 | 1740703.9679 | 0 | 39658.5
8716 | 1735841.1474 | 0 | 44164.5 | 1540022.4146 | 1546541.3493 | 1528972.6551 | 1509914.0367 | 1488431.1062 | 1465025.0588 | 1437690.5965 | 1408173.7376 | 1371745.1176 | 1338151.7098 | 1306302.1626 | 1275238.3585 | 1245229.9513 | 1216311.868 | 1188372.3437 | 1161444.0454 | 1135348.6424 | 1109916.8436 | 1086146.646 | 1062856.1288 | 1735841.1474 | 0 | 44164.5
8717 | 1793190.7045 | 0 | 41939.3 | 1594586.7459 | 1601321.0563 | 1583249.6633 | 1563639.1213 | 1541524.1715 | 1517422.5681 | 1489262.7608 | 1458848.4539 | 1421294.0318 | 1386668.493 | 1353844.4292 | 1321832.0683 | 1290909.9731 | 1261114.2244 | 1232329.3648 | 1204589.1406 | 1177709.3292 | 1151515.0466 | 1127037.2619 | 1103055.0057 | 1793190.7045 | 0 | 41939.3
8718 | 1815239.9485 | 0 | 29919.5 | 1626729.4264 | 1633546.5426 | 1615278.6903 | 1595452.7635 | 1573091.6345 | 1548719.4238 | 1520239.1092 | 1489476.5733 | 1451486.1268 | 1416460.5774 | 1383258.6542 | 1350878.4146 | 1319601.8467 | 1289465.4749 | 1260352.4223 | 1232296.8499 | 1205112.2702 | 1178621.6485 | 1153868.631 | 1129617.2349 | 1815239.9485 | 0 | 29919.5
8719 | 1949874.2049 | 28270.092 | 16790.5 | 1734460.0773 | 1741782.8111 | 1530147.127 | 1316837.8077 | 1100805.2533 | 930658.161 | 899297.3252 | 865484.9985 | 823908.6753 | 785517.1522 | 749084.5115 | 713534.4977 | 679170.0138 | 646030.293 | 613989.7897 | 583085.1989 | 553116.2011 | 523892.6315 | 496535.5421 | 469717.2789 | 1949874.2049 | 28270.092 | 16790.5
8720 | 2123267.6517 | 74518.816 | 7837.6 | 1855408.9348 | 1863382.846 | 1335818.3732 | 806431.4366 | 274079.0999 | -133979.0526 | -169375.5143 | -207441.4669 | -253961.8329 | -297014.189 | -337933.4682 | -377891.6323 | -416558.843 | -453892.3779 | -490028.9468 | -524928.5918 | -558809.4456 | -591878.5838 | -622915.2642 | -653365.203 | 2123267.6517 | 74518.816 | 7837.6
8721 | 2229954.6379 | 93592.048 | 5020.9 | 1936518.5285 | 1944893.1017 | 1286726.3764 | 626645.6146 | -36549.5486 | -543153.3067 | -580723.4523 | -621097.2217 | -670350.21 | -715960.9327 | -759331.3986 | -801692.4567 | -842697.6953 | -882302.2455 | -920649.6862 | -957698.0517 | -993676.4354 | -1028802.3174 | -1061793.6174 | -1094168.6942 | 2229954.6379 | 93592.048 | 5020.9
8722 | 2303225.0683 | 100169.904 | 2734.37 | 1999096.2575 | 2007745.9971 | 1304215.56 | 598708.1962 | -110015.9 | -651050.5414 | -689897.9812 | -731641.1644 | -782555.3143 | -829707.5234 | -874545.8667 | -918341.6358 | -960737.0367 | -1001685.7262 | -1041336.001 | -1079644.5164 | -1116847.8932 | -1153170.7573 | -1187288.9027 | -1220770.5774 | 2303225.0683 | 100169.904 | 2734.37
8723 | 2316501.6422 | 104504.872 | 0 | 2009612.3066 | 2018311.9063 | 1285189.8596 | 550079.4907 | -188266.1531 | -751569.6682 | -790757.7228 | -832858.2128 | -884182.5341 | -931723.2295 | -976936.7212 | -1021101.6289 | -1063858.0962 | -1105159.5128 | -1145155.0301 | -1183801.0538 | -1221335.5683 | -1257984.4947 | -1292415.9937 | -1326207.353 | 2316501.6422 | 104504.872 | 0
8724 | 2318387.1221 | 104267.864 | 0 | 2011570.0669 | 2020276.7474 | 1288742.869 | 555219.05 | -181542.6771 | -743667.1653 | -782880.9981 | -825009.6369 | -876369.6145 | -923942.8865 | -969187.0608 | -1013381.7975 | -1056166.9475 | -1097495.8624 | -1137517.8151 | -1176189.1758 | -1213748.1227 | -1250420.7606 | -1284874.1662 | -1318686.9112 | 2318387.1221 | 104267.864 | 0
8725 | 2308000.8007 | 103622.792 | 0 | 2002736.2332 | 2011403.908 | 1284339.7358 | 555294.5379 | -176974.0624 | -735690.2324 | -774739.783 | -816691.0813 | -867832.3623 | -915203.9021 | -960256.7783 | -1004264.9185 | -1046869.7869 | -1088024.9441 | -1127878.9943 | -1166388.5031 | -1203790.5816 | -1240310.3218 | -1274620.7719 | -1308293.4315 | 2308000.8007 | 103622.792 | 0
8726 | 2289056.0518 | 101137.016 | 0 | 1987932.3953 | 1996528.9233 | 1286523.666 | 574553.6438 | -140613.3222 | -686431.5054 | -725131.6211 | -766709.6661 | -817402.2596 | -864356.0551 | -909010.2193 | -952628.223 | -994854.4733 | -1035642.9121 | -1075140.9238 | -1113305.4304 | -1150371.597 | -1186562.6677 | -1220562.5827 | -1253929.9424 | 2289056.0518 | 101137.016 | 0
8727 | 2265966.1666 | 94301.552 | 0 | 1973695.2548 | 1982205.0689 | 1318865.9305 | 653581.8459 | -14866.9347 | -525558.3876 | -563703.8116 | -604698.1352 | -654715.0681 | -701030.9165 | -745070.3302 | -788084.0352 | -829720.0256 | -869932.7078 | -908867.9795 | -946483.1972 | -983011.154 | -1018672.842 | -1052165.4768 | -1085031.9369 | 2265966.1666 | 94301.552 | 0
8728 | 2224657.463 | 74383.16 | 0 | 1955913.9369 | 1964268.6166 | 1436696.4496 | 907214.7929 | 374626.1329 | -34011.222 | -70903.4939 | -110592.7296 | -159140.092 | -204053.8409 | -246732.6546 | -288404.4584 | -328723.6633 | -367645.5071 | -405313.2276 | -441684.9589 | -476989.25 | -511443.0646 | -543767.3678 | -575476.9115 | 2224657.463 | 74383.16 | 0
8729 | 2244379.8895 | 25740.67 | 9279.97 | 2013275.8055 | 2021704.5526 | 1824637.4053 | 1625643.84 | 1423515.7266 | 1262647.9825 | 1227087.4835 | 1188705.2245 | 1141386.3082 | 1097733.2188 | 1056334.878 | 1015952.4748 | 976934.6617 | 939326.5979 | 902983.7756 | 867948.4319 | 833989.9918 | 800889.5679 | 769937.5344 | 739605.7104 | 2244379.8895 | 25740.67 | 9279.97
8730 | 2301860.4798 | 0 | 11659.8 | 2089095.3622 | 2097739.9771 | 2075163.1888 | 2050610.6452 | 2022843.2749 | 1992525.702 | 1956998.7451 | 1918577.7604 | 1870991.2426 | 1827164.4367 | 1785650.1258 | 1745177.7713 | 1706104.9554 | 1668477.9938 | 1632148.6776 | 1597160.3258 | 1563276.4579 | 1530272.581 | 1499472.1165 | 1469307.7457 | 2301860.4798 | 0 | 11659.8
8731 | 2272707.8604 | 0 | 15581.4 | 2058568.1029 | 2067103.2354 | 2044791.0566 | 2020528.1449 | 1993091.1218 | 1963136.1938 | 1928037.8578 | 1890082.1462 | 1843076.9812 | 1799783.9122 | 1758774.0507 | 1718792.9496 | 1680193.6621 | 1643021.9174 | 1607131.3838 | 1572564.8315 | 1539088.775 | 1506481.5646 | 1476049.8608 | 1446246.1947 | 2272707.8604 | 0 | 15581.4
8732 | 2207956.0177 | 0 | 20523.6 | 1994531.1972 | 2002823.1547 | 1981087.9576 | 1957457.6062 | 1930743.5771 | 1901583.3808 | 1867426.3176 | 1830493.2886 | 1784768.6345 | 1742650.3149 | 1702750.1519 | 1663849.4388 | 1626291.1699 | 1590119.7717 | 1555193.0815 | 1521552.6509 | 1488971.6469 | 1457234.7345 | 1427611.3463 | 1398598.1023 | 2207956.0177 | 0 | 20523.6
8733 | 2164991.5438 | 0 | 34151.6 | 1941692.3756 | 1949822.9806 | 1928472.7085 | 1905264.1598 | 1879031.9385 | 1850401.1499 | 1816870.728 | 1780618.3576 | 1735745.4379 | 1694408.6773 | 1655246.9102 | 1617065.1448 | 1580199.7011 | 1544694.141 | 1510409.0683 | 1477385.226 | 1445400.1948 | 1414242.8302 | 1385157.8628 | 1356671.1669 | 2164991.5438 | 0 | 34151.6
8734 | 2115346.3995 | 0 | 49063.1 | 1881473.0501 | 1889417.2131 | 1868508.0758 | 1845783.2737 | 1820104.1345 | 1792081.4292 | 1759271.4435 | 1723801.926 | 1679909.5358 | 1639472.2175 | 1601160.0182 | 1563805.3484 | 1527736.8159 | 1492996.9836 | 1459449.6518 | 1427134.6294 | 1395834.5973 | 1365343.2526 | 1336876.7833 | 1308994.8665 | 2115346.3995 | 0 | 49063.1
8735 | 2038093.008 | 0 | 52098 | 1807934.111 | 1815588.1497 | 1795359.616 | 1773381.7265 | 1748557.3934 | 1721475.0825 | 1689780.3247 | 1655523.1623 | 1613150.7344 | 1574107.1976 | 1537111.1695 | 1501037.7015 | 1466203.4005 | 1432649.275 | 1400244.0993 | 1369026.2285 | 1338786.2801 | 1309325.4855 | 1281815.6169 | 1254868.9528 | 2038093.008 | 0 | 52098
8736 | 1941043.9768 | 0 | 62522.2 | 1708939.7066 | 1716229.2786 | 1696858.2561 | 1675821.1779 | 1652073.1969 | 1626174.7574 | 1595883.5045 | 1563151.8626 | 1522691.3843 | 1485401.2834 | 1450061.1939 | 1415599.7343 | 1382318.4356 | 1350256.3536 | 1319288.5113 | 1289451.4372 | 1260545.7193 | 1232382.0537 | 1206076.4159 | 1180307.164 | 1941043.9768 | 0 | 62522.2
8737 | 1849604.5845 | 0 | 70233.5 | 1617777.7471 | 1624723.9193 | 1606153.559 | 1585995.6281 | 1563254.5006 | 1538464.2191 | 1509488.0626 | 1478186.4797 | 1439520.1532 | 1403874.8528 | 1370087.702 | 1337137.7903 | 1305312.4441 | 1274648.8792 | 1245028.0062 | 1216484.6328 | 1188828.7409 | 1161879.9445 | 1136701.6471 | 1112034.4676 | 1849604.5845 | 0 | 70233.5
8738 | 1787989.5952 | 0 | 65920.4 | 1565858.939 | 1572573.7167 | 1554544.9853 | 1534981.5692 | 1512921.0094 | 1488879.558 | 1460791.6736 | 1430455.8287 | 1393000.5784 | 1358465.7161 | 1325727.1038 | 1293797.8401 | 1262955.6797 | 1233236.5988 | 1204525.4751 | 1176855.9568 | 1150044.3557 | 1123916.295 | 1099499.7535 | 1075577.3032 | 1787989.5952 | 0 | 65920.4
8739 | 1751265.129 | 0 | 78803.1 | 1519460.258 | 1526037.1173 | 1508332.0396 | 1489123.799 | 1467469.7047 | 1443875.4055 | 1416317.7851 | 1386558.3762 | 1349825.7912 | 1315953.6108 | 1283840.7862 | 1252520.6866 | 1222265.3618 | 1193110.0489 | 1164941.9902 | 1137794.1428 | 1111486.5914 | 1085848.5409 | 1061886.8558 | 1038409.1134 | 1751265.129 | 0 | 78803.1
8740 | 1727631.6586 | 0 | 70011.6 | 1506683.0594 | 1513171.1635 | 1495674.3532 | 1476694.6653 | 1455302.1308 | 1431995.5745 | 1404779.1825 | 1375390.7152 | 1339123.1754 | 1305677.4388 | 1273967.3154 | 1243039.2191 | 1213161.5283 | 1184369.0048 | 1156550.4123 | 1129738.2633 | 1103755.0704 | 1078432.3434 | 1054763.3592 | 1031571.7868 | 1727631.6586 | 0 | 70011.6
8741 | 1728445.94 | 0 | 72094.8 | 1505343 | 1511834.1621 | 1494329.6875 | 1475341.6364 | 1453939.6014 | 1430622.6426 | 1403394.0052 | 1373992.2688 | 1337708.2175 | 1304247.2995 | 1272522.8127 | 1241580.7216 | 1211689.5311 | 1182884.0193 | 1155052.8976 | 1128228.6937 | 1102233.8367 | 1076899.7569 | 1053220.1992 | 1030018.2785 | 1728445.94 | 0 | 72094.8
8742 | 1685785.0784 | 0 | 82110 | 1456394.0652 | 1462725.0149 | 1445590.6961 | 1427009.4179 | 1406073.7368 | 1383270.3954 | 1356651.9219 | 1327913.9851 | 1292463.6002 | 1259766.669 | 1228763.3111 | 1198523.038 | 1169307.7276 | 1141151.2996 | 1113945.2122 | 1087721.1902 | 1062306.0455 | 1037535.3689 | 1014378.3781 | 991687.2355 | 1685785.0784 | 0 | 82110
8743 | 1745597.2606 | 38267.092 | 77746.4 | 1477077.179 | 1483632.7527 | 1205825.1886 | 926519.3264 | 644775.5264 | 426133.6473 | 397379.0358 | 366429.7619 | 328529.88 | 293481.1453 | 260186.0724 | 227681.1587 | 196237.5738 | 165890.4407 | 136527.3666 | 108181.202 | 80672.6138 | 53831.3596 | 28661.0454 | 3973.1077 | 1745597.2606 | 38267.092 | 77746.4
8744 | 1868991.0459 | 83505.672 | 72622.6 | 1549575.7106 | 1556594.6885 | 970163.1995 | 382127.4999 | -208518.4719 | -659315.1708 | -691352.7863 | -725740.2019 | -767569.5539 | -806346.2153 | -843245.251 | -879298.2722 | -914214.9409 | -947957.6511 | -980646.7406 | -1012247.0368 | -1042950.5494 | -1072939.5552 | -1101139.5045 | -1128822.9789 | 1868991.0459 | 83505.672 | 72622.6
8745 | 1982474.8522 | 98379.088 | 81770.9 | 1629123.1266 | 1636568.2918 | 948025.7905 | 257781.672 | -435231.2124 | -963242.8219 | -997412.5162 | -1034074.6887 | -1078630.6668 | -1119948.597 | -1159274.8935 | -1197703.8061 | -1234927.3676 | -1270905.6887 | -1305766.414 | -1339472.2352 | -1372226.8208 | -1404223.5152 | -1434322.5229 | -1463873.6957 | 1982474.8522 | 98379.088 | 81770.9
8746 | 2050334.9924 | 103493.76 | 77111.7 | 1690599.0971 | 1698299.1104 | 974387.137 | 248715.3001 | -479820.0777 | -1034736.8535 | -1070057.4789 | -1107955.9002 | -1154018.3322 | -1196731.8777 | -1237385.616 | -1277111.2528 | -1315590.2795 | -1352781.4411 | -1388816.7516 | -1423657.6256 | -1457514.7032 | -1490587.947 | -1521698.5463 | -1552242.5582 | 2050334.9924 | 103493.76 | 77111.7
8747 | 2083767.368 | 105812.144 | 62769.4 | 1733134.5216 | 1740960.0899 | 1000988.9513 | 259229.2532 | -485440.6782 | -1052588.8972 | -1088473.1072 | -1126977.1462 | -1173778.3165 | -1217175.9943 | -1258480.2779 | -1298841.3266 | -1337935.438 | -1375720.6849 | -1412331.2335 | -1447727.8693 | -1482124.6672 | -1515724.8502 | -1547330.3862 | -1578360.0961 | 2083767.368 | 105812.144 | 62769.4
8748 | 2087273.8328 | 106496.704 | 72138.6 | 1726280.8791 | 1734119.6159 | 989457.5437 | 243003.9023 | -506364.8696 | -1077052.3876 | -1113016.2686 | -1151604.387 | -1198503.5988 | -1241993.5907 | -1283386.6658 | -1323834.9189 | -1363014.1027 | -1400882.2194 | -1437573.6612 | -1473049.1475 | -1507523.1133 | -1541199.1238 | -1572877.1307 | -1603978.3427 | 2087273.8328 | 106496.704 | 72138.6
8749 | 2062027.7854 | 105303.184 | 51354.6 | 1725218.0086 | 1732961.9341 | 996628.0854 | 258524.3368 | -482459.283 | -1046762.0953 | -1082329.7805 | -1120489.9624 | -1166860.7131 | -1209863.4793 | -1250794.6913 | -1290792.5091 | -1329536.6073 | -1366985.4961 | -1403271.9421 | -1438357.1398 | -1472452.9307 | -1505760.4177 | -1537094.0675 | -1567857.8987 | 2062027.7854 | 105303.184 | 51354.6
8750 | 2034695.6318 | 103280.328 | 53292.9 | 1700358.3235 | 1707999.6033 | 985651.1365 | 261556.2298 | -465380.3755 | -1019043.7849 | -1054156.7667 | -1091827.8816 | -1137600.7345 | -1180050.2453 | -1220455.6605 | -1259940.0535 | -1298187.3451 | -1335156.5951 | -1370978.8105 | -1405615.7003 | -1439276.2977 | -1472159.0402 | -1503094.1087 | -1533466.9116 | 2034695.6318 | 103280.328 | 53292.9
8751 | 2025154.8335 | 96045.144 | 57895.8 | 1694283.3546 | 1701888.8041 | 1028805.1526 | 353983.2505 | -323667.0253 | -840329.905 | -875069.7969 | -912355.8267 | -957705.605 | -999747.6246 | -1039755.1334 | -1078845.9387 | -1116705.4435 | -1153292.8995 | -1188738.6994 | -1223004.7317 | -1256299.0496 | -1288819.1599 | -1319400.729 | -1349422.669 | 2025154.8335 | 96045.144 | 57895.8
8752 | 2019537.0075 | 76596.864 | 68260.8 | 1698239.618 | 1705823.9698 | 1164998.9063 | 622440.4141 | 77061.3942 | -340376.8268 | -374392.4779 | -410947.2038 | -455543.3091 | -496840.8315 | -536109.4869 | -574463.9818 | -611590.5918 | -647448.6817 | -682168.2825 | -715711.3884 | -748285.4755 | -780087.5026 | -809956.3661 | -839267.1528 | 2019537.0075 | 76596.864 | 68260.8
8753 | 2084466.3235 | 29716.322 | 79268.2 | 1793369.4339 | 1801197.6271 | 1578503.8499 | 1354020.9133 | 1126626.7672 | 947426.8732 | 914034.3573 | 878021.1337 | 833707.9956 | 792799.4918 | 753985.0843 | 716114.2281 | 679510.734 | 644216.5437 | 610097.4456 | 577192.6674 | 545288.0626 | 514180.3399 | 485067.9332 | 456531.5457 | 2084466.3235 | 29716.322 | 79268.2
8754 | 2200553.9417 | 0 | 58364.8 | 1949934.614 | 1958198.7732 | 1936509.0458 | 1912930.5176 | 1886278.6495 | 1857188.815 | 1823118.8654 | 1786282.2561 | 1740683.4955 | 1698678.9792 | 1658885.1832 | 1620087.4864 | 1582627.7335 | 1546550.2018 | 1511713.2052 | 1478158.1562 | 1445658.982 | 1414001.0697 | 1384449.5961 | 1355506.2212 | 2200553.9417 | 0 | 58364.8
8755 | 2224573.0459 | 0 | 71360.2 | 1958859.855 | 1967214.2177 | 1945323.5172 | 1921523.3994 | 1894616.3963 | 1865244.8163 | 1830838.763 | 1793635.852 | 1747575.1505 | 1705147.9246 | 1664955.549 | 1625770.1452 | 1587937.2889 | 1551501.7407 | 1516320.2682 | 1482434.7358 | 1449616.603 | 1417648.9145 | 1387810.6566 | 1358587.1348 | 2224573.0459 | 0 | 71360.2
8756 | 2172108.4229 | 0 | 83806.2 | 1898532.8785 | 1906690.2108 | 1885268.9026 | 1861983.2092 | 1835663.9035 | 1806938.1459 | 1773296.6486 | 1736924.2552 | 1691902.9744 | 1650429.477 | 1611138.1228 | 1572829.9919 | 1535842.5098 | 1500219.3816 | 1465820.7527 | 1432687.5003 | 1400596.4739 | 1369335.8347 | 1340154.4054 | 1311573.2141 | 2172108.4229 | 0 | 83806.2
8757 | 2142546.6572 | 0 | 55756.9 | 1899603.1185 | 1907649.4319 | 1886495.6919 | 1863502.9403 | 1837517.8632 | 1809159.0852 | 1775951.4693 | 1740050.1239 | 1695617.6002 | 1654684.5753 | 1615903.9955 | 1578093.2575 | 1541585.1947 | 1506422.9173 | 1472468.4742 | 1439762.1861 | 1408083.9396 | 1377224.7791 | 1348416.5309 | 1320200.3517 | 2142546.6572 | 0 | 55756.9
8758 | 2101165.5782 | 0 | 42299.3 | 1875294.9564 | 1883185.8635 | 1862400.8964 | 1839812.4363 | 1814289.4443 | 1786438.5971 | 1753832.5623 | 1718584.8245 | 1674970.6793 | 1634788.4438 | 1596717.0811 | 1559596.8287 | 1523754.0917 | 1489231.1476 | 1455892.7097 | 1423778.3201 | 1392672.1164 | 1362369.1789 | 1334077.5425 | 1306366.54 | 2101165.5782 | 0 | 42299.3
8759 | 2037928.7674 | 0 | 42130.6 | 1817751.6196 | 1825405.0415 | 1805177.9459 | 1783201.6354 | 1758379.1109 | 1731298.7903 | 1699606.3947 | 1665351.8009 | 1622982.5957 | 1583942.0132 | 1546948.7744 | 1510878.0214 | 1476046.3355 | 1442494.722 | 1410091.9657 | 1378876.4186 | 1348638.7151 | 1319180.1026 | 1291672.2589 | 1264727.5743 | 2037928.7674 | 0 | 42130.6

## Load Profile__Water Heating (hidden)
Year | FY 2027 | FY 2021 | FY 2022 | FY 2023 | FY 2024 | FY 2025 | FY 2026 | FY 2027 | FY 2028 | FY 2029 | FY 2030 | FY 2031 | FY 2032 | FY 2033 | FY 2034 | FY 2035 | FY 2036 | FY 2037 | FY 2038 | FY 2039 | FY 2040
Total Residential Load (GWh) | 6467.5868 | 6562.2539 | 6560.3675 | 6556.1262 | 6548.362 | 6532.3281 | 6508.019 | 6467.5868 | 6417.0081 | 6336.9988 | 6265.4899 | 6200.8392 | 6139.0658 | 6081.4224 | 6027.9774 | 5978.6943 | 5934.0701 | 5893.2228 | 5855.4677 | 5827.4457 | 5801.6449
End Use | Water Heating Residential | Water Heating Residential | Water Heating Residential | Water Heating Residential | Water Heating Residential | Water Heating Residential | Water Heating Residential | Water Heating Residential | Water Heating Residential | Water Heating Residential | Water Heating Residential | Water Heating Residential | Water Heating Residential | Water Heating Residential | Water Heating Residential | Water Heating Residential | Water Heating Residential | Water Heating Residential | Water Heating Residential | Water Heating Residential | Water Heating Residential
% of Energy Load | 33% | 33% | 33% | 33% | 33% | 33% | 33% | 33% | 33% | 33% | 33% | 33% | 33% | 33% | 33% | 33% | 33% | 33% | 33% | 33% | 33%
Total Energy Load (GWh) | 2134.3036 | 2165.5438 | 2164.9213 | 2163.5216 | 2160.9595 | 2155.6683 | 2147.6463 | 2134.3036 | 2117.6127 | 2091.2096 | 2067.6117 | 2046.2769 | 2025.8917 | 2006.8694 | 1989.2325 | 1972.9691 | 1958.2431 | 1944.7635 | 1932.3043 | 1923.0571 | 1914.5428
Average Daily Load (GWh) | 5.8474 | 5.933 | 5.9313 | 5.9275 | 5.9204 | 5.9059 | 5.884 | 5.8474 | 5.8017 | 5.7293 | 5.6647 | 5.6062 | 5.5504 | 5.4983 | 5.45 | 5.4054 | 5.365 | 5.3281 | 5.294 | 5.2686 | 5.2453
Scaling Factor | 0.45356 | 0.4602 | 0.46007 | 0.45977 | 0.45922 | 0.4581 | 0.4564 | 0.45356 | 0.45001 | 0.4444 | 0.43939 | 0.43485 | 0.43052 | 0.42648 | 0.42273 | 0.41928 | 0.41615 | 0.41328 | 0.41063 | 0.40867 | 0.40686
Estimated Max Power Available (MW) | 162.6785 | 167.4757 | 167.3794 | 167.163 | 166.7674 | 165.9517 | 164.7188 | 162.6785 | 160.1441 | 156.1755 | 152.6707 | 149.5363 | 146.5717 | 143.8322 | 141.3152 | 139.0139 | 136.9465 | 135.0677 | 133.3426 | 132.0694 | 130.9025
Hour | FY 2027: 0
1 | 132.048 | 133.9808 | 133.9423 | 133.8557 | 133.6972 | 133.3698 | 132.8735 | 132.048 | 131.0153 | 129.3818 | 127.9218 | 126.6018 | 125.3406 | 124.1637 | 123.0726 | 122.0663 | 121.1553 | 120.3213 | 119.5504 | 118.9783 | 118.4515
2 | 132.048 | 133.9808 | 133.9423 | 133.8557 | 133.6972 | 133.3698 | 132.8735 | 132.048 | 131.0153 | 129.3818 | 127.9218 | 126.6018 | 125.3406 | 124.1637 | 123.0726 | 122.0663 | 121.1553 | 120.3213 | 119.5504 | 118.9783 | 118.4515
3 | 104.7291 | 106.2621 | 106.2315 | 106.1628 | 106.0371 | 105.7775 | 105.3838 | 104.7291 | 103.9101 | 102.6145 | 101.4566 | 100.4097 | 99.4094 | 98.476 | 97.6106 | 96.8125 | 96.0899 | 95.4285 | 94.8171 | 94.3634 | 93.9456
4 | 99.8682 | 101.33 | 101.3009 | 101.2354 | 101.1155 | 100.8679 | 100.4926 | 99.8682 | 99.0872 | 97.8518 | 96.7476 | 95.7493 | 94.7954 | 93.9053 | 93.0801 | 92.3191 | 91.63 | 90.9993 | 90.4163 | 89.9836 | 89.5852
5 | 125.2136 | 127.0464 | 127.0099 | 126.9278 | 126.7775 | 126.467 | 125.9964 | 125.2136 | 124.2344 | 122.6854 | 121.301 | 120.0494 | 118.8534 | 117.7374 | 116.7027 | 115.7486 | 114.8847 | 114.0938 | 113.3629 | 112.8204 | 112.3209
6 | 180.8393 | 183.4862 | 183.4335 | 183.3149 | 183.0978 | 182.6495 | 181.9698 | 180.8393 | 179.425 | 177.1879 | 175.1885 | 173.3808 | 171.6535 | 170.0418 | 168.5474 | 167.1694 | 165.9217 | 164.7795 | 163.7239 | 162.9404 | 162.219
7 | 254.6454 | 258.3726 | 258.2984 | 258.1314 | 257.8257 | 257.1944 | 256.2373 | 254.6454 | 252.6539 | 249.5038 | 246.6883 | 244.1428 | 241.7107 | 239.4411 | 237.3368 | 235.3964 | 233.6395 | 232.0312 | 230.5447 | 229.4414 | 228.4255
8 | 310.5336 | 315.079 | 314.9884 | 314.7847 | 314.4119 | 313.6421 | 312.4749 | 310.5336 | 308.1051 | 304.2636 | 300.8302 | 297.726 | 294.7601 | 291.9924 | 289.4263 | 287.06 | 284.9174 | 282.9562 | 281.1434 | 279.798 | 278.5592
9 | 358.6702 | 363.9201 | 363.8155 | 363.5802 | 363.1497 | 362.2605 | 360.9124 | 358.6702 | 355.8652 | 351.4282 | 347.4626 | 343.8772 | 340.4515 | 337.2548 | 334.2909 | 331.5579 | 329.0832 | 326.8179 | 324.7241 | 323.1701 | 321.7393
10 | 357.7004 | 362.9361 | 362.8318 | 362.5972 | 362.1678 | 361.281 | 359.9366 | 357.7004 | 354.9031 | 350.478 | 346.5231 | 342.9475 | 339.531 | 336.343 | 333.3871 | 330.6614 | 328.1934 | 325.9343 | 323.8462 | 322.2964 | 320.8694
11 | 334.072 | 338.9619 | 338.8645 | 338.6454 | 338.2443 | 337.4161 | 336.1605 | 334.072 | 331.4595 | 327.3267 | 323.6331 | 320.2936 | 317.1028 | 314.1254 | 311.3648 | 308.8191 | 306.5141 | 304.4042 | 302.4541 | 301.0066 | 299.674
12 | 308.2949 | 312.8075 | 312.7175 | 312.5154 | 312.1453 | 311.381 | 310.2222 | 308.2949 | 305.8839 | 302.0701 | 298.6614 | 295.5797 | 292.6351 | 289.8873 | 287.3397 | 284.9905 | 282.8634 | 280.9163 | 279.1166 | 277.7809 | 276.551
13 | 283.8947 | 288.0501 | 287.9673 | 287.7811 | 287.4403 | 286.7365 | 285.6695 | 283.8947 | 281.6745 | 278.1625 | 275.0237 | 272.1858 | 269.4743 | 266.944 | 264.598 | 262.4348 | 260.476 | 258.683 | 257.0257 | 255.7957 | 254.6632
14 | 264.1451 | 268.0115 | 267.9344 | 267.7612 | 267.4441 | 266.7892 | 265.7964 | 264.1451 | 262.0794 | 258.8117 | 255.8912 | 253.2508 | 250.7279 | 248.3736 | 246.1909 | 244.1781 | 242.3556 | 240.6873 | 239.1453 | 238.0009 | 236.9471
15 | 249.4329 | 253.0839 | 253.0111 | 252.8475 | 252.5481 | 251.9297 | 250.9922 | 249.4329 | 247.4822 | 244.3965 | 241.6387 | 239.1453 | 236.7629 | 234.5398 | 232.4786 | 230.5779 | 228.8569 | 227.2816 | 225.8255 | 224.7448 | 223.7498
16 | 242.6507 | 246.2024 | 246.1316 | 245.9725 | 245.6812 | 245.0797 | 244.1676 | 242.6507 | 240.7531 | 237.7513 | 235.0684 | 232.6429 | 230.3253 | 228.1626 | 226.1574 | 224.3084 | 222.6342 | 221.1017 | 219.6852 | 218.6339 | 217.6659
17 | 245.6663 | 249.2622 | 249.1905 | 249.0294 | 248.7345 | 248.1255 | 247.2021 | 245.6663 | 243.7451 | 240.706 | 237.9898 | 235.5341 | 233.1877 | 230.9982 | 228.9681 | 227.0961 | 225.4011 | 223.8495 | 222.4154 | 221.351 | 220.371
18 | 257.6763 | 261.4479 | 261.3728 | 261.2038 | 260.8945 | 260.2557 | 259.2872 | 257.6763 | 255.6612 | 252.4735 | 249.6245 | 247.0487 | 244.5876 | 242.291 | 240.1617 | 238.1982 | 236.4204 | 234.7929 | 233.2887 | 232.1723 | 231.1444
19 | 274.4355 | 278.4525 | 278.3724 | 278.1924 | 277.863 | 277.1826 | 276.1511 | 274.4355 | 272.2893 | 268.8943 | 265.86 | 263.1167 | 260.4955 | 258.0496 | 255.7818 | 253.6906 | 251.7971 | 250.0638 | 248.4618 | 247.2727 | 246.178
20 | 288.9172 | 293.1461 | 293.0619 | 292.8724 | 292.5256 | 291.8093 | 290.7234 | 288.9172 | 286.6578 | 283.0836 | 279.8892 | 277.0012 | 274.2417 | 271.6666 | 269.2792 | 267.0776 | 265.0842 | 263.2595 | 261.5729 | 260.3211 | 259.1686
21 | 293.686 | 297.9848 | 297.8991 | 297.7065 | 297.3539 | 296.6259 | 295.522 | 293.686 | 291.3893 | 287.7562 | 284.509 | 281.5733 | 278.7683 | 276.1507 | 273.7239 | 271.486 | 269.4596 | 267.6048 | 265.8904 | 264.6179 | 263.4463
22 | 283.3206 | 287.4676 | 287.385 | 287.1992 | 286.8591 | 286.1567 | 285.0918 | 283.3206 | 281.1049 | 277.6 | 274.4675 | 271.6354 | 268.9293 | 266.4042 | 264.063 | 261.9041 | 259.9493 | 258.1599 | 256.506 | 255.2784 | 254.1482
23 | 255.2239 | 258.9597 | 258.8852 | 258.7179 | 258.4115 | 257.7788 | 256.8195 | 255.2239 | 253.228 | 250.0707 | 247.2488 | 244.6975 | 242.2598 | 239.9851 | 237.8761 | 235.9313 | 234.1703 | 232.5584 | 231.0685 | 229.9627 | 228.9445
24 | 209.6952 | 212.7646 | 212.7034 | 212.5659 | 212.3142 | 211.7943 | 211.0061 | 209.6952 | 208.0553 | 205.4612 | 203.1427 | 201.0466 | 199.0438 | 197.1748 | 195.442 | 193.8441 | 192.3973 | 191.0729 | 189.8488 | 188.9403 | 188.1037
Raw Data | FY 2022: EPRI End Use Load Profiles; FY 2023: https://loadshape.epri.com/enduse; FY 2024: NERC region: SERC-FL
1 | FY 2021: 0.29114; FY 2023: Residential; FY 2024: Residential; FY 2025: Residential; FY 2026: Residential; FY 2027: Residential; FY 2028: Residential
2 | FY 2021: 0.29114; FY 2022: Water Heating; FY 2023: Peak Season Peak Weekday (avg kWh); FY 2024: Peak Season Average Weekend; FY 2025: Off Peak Season Average Weekday; FY 2026: Peak Season Average Weekday; FY 2027: Off Peak Season Average Weekend; FY 2028: Off Peak Season Peak Weekday; FY 2029: James Created Average Year Round Daily Profile
3 | FY 2021: 0.2309; FY 2022: 1; FY 2023: 0.2323; FY 2024: 0.2543; FY 2025: 0.3318; FY 2026: 0.2474; FY 2027: 0.3368; FY 2029: 0.29114
4 | FY 2021: 0.22019; FY 2022: 2; FY 2023: 0.2323; FY 2024: 0.2543; FY 2025: 0.3318; FY 2026: 0.2474; FY 2027: 0.3368; FY 2029: 0.29114; FY 2032: 313
5 | FY 2021: 0.27607; FY 2022: 3; FY 2023: 0.1781; FY 2024: 0.208; FY 2025: 0.2621; FY 2026: 0.1893; FY 2027: 0.2808; FY 2029: 0.2309; FY 2032: 156.5
6 | FY 2021: 0.39871; FY 2022: 4; FY 2023: 0.1733; FY 2024: 0.1844; FY 2025: 0.2551; FY 2026: 0.1864; FY 2027: 0.254; FY 2029: 0.22019
7 | FY 2021: 0.56144; FY 2022: 5; FY 2023: 0.2284; FY 2024: 0.1933; FY 2025: 0.3353; FY 2026: 0.2546; FY 2027: 0.2652; FY 2029: 0.27607
8 | FY 2021: 0.68466; FY 2022: 6; FY 2023: 0.3375; FY 2024: 0.2432; FY 2025: 0.5008; FY 2026: 0.3886; FY 2027: 0.3251; FY 2029: 0.39871
9 | FY 2021: 0.79079; FY 2022: 7; FY 2023: 0.4713; FY 2024: 0.336; FY 2025: 0.7096; FY 2026: 0.5519; FY 2027: 0.4414; FY 2029: 0.56144
10 | FY 2021: 0.78865; FY 2022: 8; FY 2023: 0.5808; FY 2024: 0.4586; FY 2025: 0.8829; FY 2026: 0.6085; FY 2027: 0.6072; FY 2029: 0.68466
11 | FY 2021: 0.73655; FY 2022: 9; FY 2023: 0.625; FY 2024: 0.5799; FY 2025: 0.9473; FY 2026: 0.7201; FY 2027: 0.7895; FY 2029: 0.79079
12 | FY 2021: 0.67972; FY 2022: 10; FY 2023: 0.6048; FY 2024: 0.6652; FY 2025: 0.8957; FY 2026: 0.6732; FY 2027: 0.9362; FY 2029: 0.78865
13 | FY 2021: 0.62593; FY 2022: 11; FY 2023: 0.5581; FY 2024: 0.6984; FY 2025: 0.7898; FY 2026: 0.5946; FY 2027: 1; FY 2029: 0.73655
14 | FY 2021: 0.58238; FY 2022: 12; FY 2023: 0.5162; FY 2024: 0.6982; FY 2025: 0.694; FY 2026: 0.5314; FY 2027: 1; FY 2029: 0.67972
15 | FY 2021: 0.54994; FY 2022: 13; FY 2023: 0.4831; FY 2024: 0.6468; FY 2025: 0.6287; FY 2026: 0.4909; FY 2027: 0.9391; FY 2029: 0.62593
16 | FY 2021: 0.53499; FY 2022: 14; FY 2023: 0.4536; FY 2024: 0.5983; FY 2025: 0.5868; FY 2026: 0.4624; FY 2027: 0.8585; FY 2029: 0.58238
17 | FY 2021: 0.54164; FY 2022: 15; FY 2023: 0.431; FY 2024: 0.5547; FY 2025: 0.5619; FY 2026: 0.4438; FY 2027: 0.7835; FY 2029: 0.54994
18 | FY 2021: 0.56812; FY 2022: 16; FY 2023: 0.4239; FY 2024: 0.5243; FY 2025: 0.5567; FY 2026: 0.4412; FY 2027: 0.7285; FY 2029: 0.53499
19 | FY 2021: 0.60507; FY 2022: 17; FY 2023: 0.4352; FY 2024: 0.5106; FY 2025: 0.5762; FY 2026: 0.4567; FY 2027: 0.7011; FY 2029: 0.54164
20 | FY 2021: 0.637; FY 2022: 18; FY 2023: 0.4607; FY 2024: 0.5127; FY 2025: 0.62; FY 2026: 0.4863; FY 2027: 0.7008; FY 2029: 0.56812
21 | FY 2021: 0.64751; FY 2022: 19; FY 2023: 0.4919; FY 2024: 0.5255; FY 2025: 0.6764; FY 2026: 0.5226; FY 2027: 0.7149; FY 2029: 0.60507
22 | FY 2021: 0.62466; FY 2022: 20; FY 2023: 0.5179; FY 2024: 0.5395; FY 2025: 0.724; FY 2026: 0.5552; FY 2027: 0.7239; FY 2029: 0.637
23 | FY 2021: 0.56271; FY 2022: 21; FY 2023: 0.5273; FY 2024: 0.5433; FY 2025: 0.7408; FY 2026: 0.5711; FY 2027: 0.7119; FY 2029: 0.64751
24 | FY 2021: 0.46233; FY 2022: 22; FY 2023: 0.5105; FY 2024: 0.5258; FY 2025: 0.7134; FY 2026: 0.5577; FY 2027: 0.6713; FY 2029: 0.62466
|  |  | 23 | 0.4613 | 0.4776 | 0.6392 | 0.5058 | 0.6009 |  | 0.56271
|  |  | 24 | 0.3779 | 0.3903 | 0.5259 | 0.4117 | 0.5037 |  | 0.46233
|  |  | Scale | 4832.0542 | 4832.0542 | 4832.0542 | 4832.0542 | 4832.0542 | 4832.0542 | 4832.0542
Water Heating | FY 2021: kW; FY 2022: Source; FY 2023: Date; FY 2024: Notes; FY 2025: EF
Electric Tank Water Heater | FY 2021: 3.8; FY 2022: https://www.homedepot.com/b/Plumbing-Water-Heaters-Tank-Water-Heaters-Electric-Tank-Water-Heaters/Pick-Up-Today/N-5yc1vZ2fkoqeqZ1z175a5&storeSelection=6401,6405,6408,6402,6403; FY 2023: 2021-04-16; FY 2024: 4 Rheem units in stock at Home Depot Bayamon compared; FY 2025: 0.79; FY 2026: (poorly insulated); FY 2027: 0.87; FY 2028: 1.5" insulation, heat traps; FY 2029: 0.9; FY 2030: 3" insulation, heat traps
Electric Tankless Water Heater | FY 2021: 10.2143; FY 2022: Calculated Average of Below; FY 2025: 0.91
|  | 24 | https://www.homedepot.com/b/Plumbing-Water-Heaters-Tankless-Water-Heaters-Tankless-Electric-Water-Heaters/Pick-Up-Today/N-5yc1vZc1tyZ1z175a5&storeSelection=6401,6405,6408,6402,6403?storeSelection=6401,6405,6408,6402,6403 | 2021-04-16 | Unit 1 in stock at Home Depot Bayamon
|  | 13 | https://www.homedepot.com/b/Plumbing-Water-Heaters-Tankless-Water-Heaters-Tankless-Electric-Water-Heaters/Pick-Up-Today/N-5yc1vZc1tyZ1z175a5&storeSelection=6401,6405,6408,6402,6403?storeSelection=6401,6405,6408,6402,6404 | 0 | Unit 2 in stock at Home Depot Bayamon
|  | 8 | https://www.homedepot.com/b/Plumbing-Water-Heaters-Tankless-Water-Heaters-Tankless-Electric-Water-Heaters/Pick-Up-Today/N-5yc1vZc1tyZ1z175a5&storeSelection=6401,6405,6408,6402,6403?storeSelection=6401,6405,6408,6402,6405 | 2021-04-16 | Unit 3 in stock at Home Depot Bayamon
|  | 6 | https://www.homedepot.com/b/Plumbing-Water-Heaters-Tankless-Water-Heaters-Tankless-Electric-Water-Heaters/Pick-Up-Today/N-5yc1vZc1tyZ1z175a5&storeSelection=6401,6405,6408,6402,6403?storeSelection=6401,6405,6408,6402,6406 | 0 | Unit 4 in stock at Home Depot Bayamon
|  | 8.5 | https://www.homedepot.com/b/Plumbing-Water-Heaters-Tankless-Water-Heaters-Tankless-Electric-Water-Heaters/Pick-Up-Today/N-5yc1vZc1tyZ1z175a5&storeSelection=6401,6405,6408,6402,6403?storeSelection=6401,6405,6408,6402,6407 | 2021-04-16 | Unit 5 in stock at Home Depot Bayamon
|  | 3.2 | https://www.homedepot.com/b/Plumbing-Water-Heaters-Tankless-Water-Heaters-Tankless-Electric-Water-Heaters/Pick-Up-Today/N-5yc1vZc1tyZ1z175a5&storeSelection=6401,6405,6408,6402,6403?storeSelection=6401,6405,6408,6402,6408 | 0 | Unit 6 in stock at Home Depot Bayamon
|  | 8.8 | https://www.homedepot.com/b/Plumbing-Water-Heaters-Tankless-Water-Heaters-Tankless-Electric-Water-Heaters/Pick-Up-Today/N-5yc1vZc1tyZ1z175a5&storeSelection=6401,6405,6408,6402,6403?storeSelection=6401,6405,6408,6402,6409 | 2021-04-16 | Unit 7 in stock at Home Depot Bayamon
Hour | FY 2021: Load Profile Fraction of Total Daily Usage (water); FY 2022: Water heater (summer in 5B); FY 2023: Source
1 | FY 2021: 0.037; FY 2022: 0.014042; FY 2023: https://www.energy.gov/sites/default/files/2014/03/f13/house_simulation_protocols_2014.pdf
2 | FY 2021: 0.031; FY 2022: 0.01003; FY 2023: https://www.energy.gov/eere/buildings/building-america-analysis-spreadsheets
3 | FY 2021: 0.024; FY 2022: 0.013039
4 | FY 2021: 0.017; FY 2022: 0.016048
5 | FY 2021: 0.014; FY 2022: 0.033099
6 | FY 2021: 0.012; FY 2022: 0.05015
7 | FY 2021: 0.02; FY 2022: 0.06319
8 | FY 2021: 0.028; FY 2022: 0.076229
9 | FY 2021: 0.04; FY 2022: 0.069208
10 | FY 2021: 0.053; FY 2022: 0.06319
11 | FY 2021: 0.057; FY 2022: 0.053159
12 | FY 2021: 0.06; FY 2022: 0.043129
13 | FY 2021: 0.059; FY 2022: 0.04012
14 | FY 2021: 0.058; FY 2022: 0.037111
15 | FY 2021: 0.055; FY 2022: 0.037111
16 | FY 2021: 0.051; FY 2022: 0.036108
17 | FY 2021: 0.047; FY 2022: 0.046138
18 | FY 2021: 0.044; FY 2022: 0.056169
19 | FY 2021: 0.048; FY 2022: 0.055165
20 | FY 2021: 0.053; FY 2022: 0.053159
21 | FY 2021: 0.051; FY 2022: 0.047141
22 | FY 2021: 0.05; FY 2022: 0.041123
23 | FY 2021: 0.047; FY 2022: 0.029087
24 | FY 2021: 0.044; FY 2022: 0.017051
Year | FY 2027 | FY 2021 | FY 2022 | FY 2023 | FY 2024 | FY 2025 | FY 2026 | FY 2027 | FY 2028 | FY 2029 | FY 2030 | FY 2031 | FY 2032 | FY 2033 | FY 2034 | FY 2035 | FY 2036 | FY 2037 | FY 2038 | FY 2039 | FY 2040
Total Commercial Load (GWh) | 9285.0055 | 9492.2077 | 9453.7063 | 9415.2928 | 9380.6575 | 9347.8856 | 9316.0494 | 9285.0055 | 9254.6708 | 9227.558 | 9199.5791 | 9172.09 | 9145.0763 | 9118.9982 | 9093.1426 | 9067.3807 | 9042.3799 | 9017.7755 | 8993.5165 | 8973.2742 | 8952.1322
End Use | Water Heating Commercial | Water Heating Commercial | Water Heating Commercial | Water Heating Commercial | Water Heating Commercial | Water Heating Commercial | Water Heating Commercial | Water Heating Commercial | Water Heating Commercial | Water Heating Commercial | Water Heating Commercial | Water Heating Commercial | Water Heating Commercial | Water Heating Commercial | Water Heating Commercial | Water Heating Commercial | Water Heating Commercial | Water Heating Commercial | Water Heating Commercial | Water Heating Commercial | Water Heating Commercial
% of Energy Load | 0.33 | 33% | 33% | 33% | 33% | 33% | 33% | 33% | 33% | 33% | 33% | 33% | 33% | 33% | 33% | 33% | 33% | 33% | 33% | 33% | 33%
Total Energy Load (GWh) | 3064.0518 | 3132.4286 | 3119.7231 | 3107.0466 | 3095.617 | 3084.8022 | 3074.2963 | 3064.0518 | 3054.0413 | 3045.0941 | 3035.8611 | 3026.7897 | 3017.8752 | 3009.2694 | 3000.7371 | 2992.2356 | 2983.9854 | 2975.8659 | 2967.8605 | 2961.1805 | 2954.2036
Average Daily Load (GWh) | 8.3947 | 8.582 | 8.5472 | 8.5125 | 8.4811 | 8.4515 | 8.4227 | 8.3947 | 8.3672 | 8.3427 | 8.3174 | 8.2926 | 8.2682 | 8.2446 | 8.2212 | 8.1979 | 8.1753 | 8.1531 | 8.1311 | 8.1128 | 8.0937
Scaling Factor | 0.6769 | 0.69201 | 0.6892 | 0.6864 | 0.68387 | 0.68148 | 0.67916 | 0.6769 | 0.67469 | 0.67271 | 0.67067 | 0.66867 | 0.6667 | 0.6648 | 0.66291 | 0.66104 | 0.65921 | 0.65742 | 0.65565 | 0.65417 | 0.65263
Estimated Max Power Available (MW) | 229.1533 | 237.696 | 236.6638 | 235.5498 | 234.4054 | 233.0145 | 231.3568 | 229.1533 | 226.6184 | 223.1372 | 219.9503 | 217.0303 | 214.2354 | 211.6187 | 209.1642 | 206.8663 | 204.7562 | 202.7934 | 200.9522 | 199.5404 | 198.1889
Hour | FY 2027: 0
1 | 119.3841 | 121.1316 | 121.0967 | 121.0184 | 120.8751 | 120.5792 | 120.1304 | 119.3841 | 118.4505 | 116.9736 | 115.6536 | 114.4603 | 113.32 | 112.256 | 111.2694 | 110.3597 | 109.536 | 108.782 | 108.0851 | 107.5679 | 107.0916
2 | 119.3841 | 121.1316 | 121.0967 | 121.0184 | 120.8751 | 120.5792 | 120.1304 | 119.3841 | 118.4505 | 116.9736 | 115.6536 | 114.4603 | 113.32 | 112.256 | 111.2694 | 110.3597 | 109.536 | 108.782 | 108.0851 | 107.5679 | 107.0916
3 | 122.6056 | 124.4002 | 124.3644 | 124.284 | 124.1369 | 123.8329 | 123.3721 | 122.6056 | 121.6468 | 120.1301 | 118.7745 | 117.5489 | 116.3779 | 115.2851 | 114.272 | 113.3377 | 112.4918 | 111.7174 | 111.0017 | 110.4705 | 109.9814
4 | 136.1578 | 138.1508 | 138.1111 | 138.0218 | 137.8583 | 137.5208 | 137.009 | 136.1578 | 135.093 | 133.4087 | 131.9032 | 130.5422 | 129.2417 | 128.0282 | 126.903 | 125.8655 | 124.9261 | 124.0661 | 123.2713 | 122.6814 | 122.1382
5 | 161.7186 | 164.0858 | 164.0386 | 163.9325 | 163.7384 | 163.3375 | 162.7296 | 161.7186 | 160.454 | 158.4534 | 156.6653 | 155.0488 | 153.5042 | 152.0628 | 150.7264 | 149.4941 | 148.3783 | 147.357 | 146.4129 | 145.7123 | 145.0671
6 | 198.4175 | 201.3218 | 201.2639 | 201.1338 | 200.8956 | 200.4037 | 199.6579 | 198.4175 | 196.8658 | 194.4112 | 192.2174 | 190.234 | 188.3389 | 186.5705 | 184.9308 | 183.4189 | 182.0499 | 180.7967 | 179.6385 | 178.7788 | 177.9872
7 | 241.4297 | 244.9636 | 244.8932 | 244.7348 | 244.445 | 243.8465 | 242.939 | 241.4297 | 239.5417 | 236.555 | 233.8856 | 231.4723 | 229.1663 | 227.0145 | 225.0195 | 223.1798 | 221.514 | 219.9892 | 218.5798 | 217.5338 | 216.5707
8 | 282.2447 | 286.3759 | 286.2936 | 286.1085 | 285.7697 | 285.07 | 284.0091 | 282.2447 | 280.0374 | 276.5458 | 273.4252 | 270.6039 | 267.9081 | 265.3925 | 263.0602 | 260.9095 | 258.9621 | 257.1795 | 255.5319 | 254.309 | 253.1831
9 | 312.4674 | 317.041 | 316.9498 | 316.7449 | 316.3698 | 315.5952 | 314.4207 | 312.4674 | 310.0238 | 306.1583 | 302.7035 | 299.58 | 296.5956 | 293.8107 | 291.2286 | 288.8476 | 286.6917 | 284.7182 | 282.8942 | 281.5403 | 280.2938
10 | 329.3632 | 334.1841 | 334.088 | 333.872 | 333.4767 | 332.6601 | 331.4222 | 329.3632 | 326.7874 | 322.7129 | 319.0713 | 315.779 | 312.6332 | 309.6977 | 306.976 | 304.4662 | 302.1937 | 300.1136 | 298.1909 | 296.7638 | 295.4499
11 | 336.5748 | 341.5013 | 341.4031 | 341.1824 | 340.7784 | 339.9439 | 338.6789 | 336.5748 | 333.9427 | 329.779 | 326.0576 | 322.6932 | 319.4785 | 316.4787 | 313.6974 | 311.1327 | 308.8105 | 306.6847 | 304.72 | 303.2617 | 301.919
12 | 338.5331 | 343.4882 | 343.3895 | 343.1675 | 342.7611 | 341.9218 | 340.6494 | 338.5331 | 335.8856 | 331.6977 | 327.9547 | 324.5707 | 321.3373 | 318.3201 | 315.5226 | 312.943 | 310.6072 | 308.4691 | 306.4929 | 305.0262 | 303.6757
13 | 336.9161 | 341.8476 | 341.7493 | 341.5283 | 341.1239 | 340.2886 | 339.0223 | 336.9161 | 334.2813 | 330.1133 | 326.3882 | 323.0204 | 319.8024 | 316.7996 | 314.0155 | 311.4482 | 309.1236 | 306.9957 | 305.0289 | 303.5692 | 302.2251
14 | 331.5973 | 336.451 | 336.3542 | 336.1368 | 335.7387 | 334.9166 | 333.6703 | 331.5973 | 329.0041 | 324.902 | 321.2357 | 317.921 | 314.7538 | 311.7984 | 309.0583 | 306.5315 | 304.2436 | 302.1493 | 300.2136 | 298.7769 | 297.454
15 | 322.3428 | 327.061 | 326.967 | 326.7556 | 326.3686 | 325.5695 | 324.3579 | 322.3428 | 319.822 | 315.8343 | 312.2703 | 309.0482 | 305.9694 | 303.0965 | 300.4328 | 297.9765 | 295.7525 | 293.7166 | 291.8349 | 290.4383 | 289.1524
16 | 308.5263 | 313.0423 | 312.9523 | 312.75 | 312.3796 | 311.6147 | 310.4551 | 308.5263 | 306.1135 | 302.2968 | 298.8856 | 295.8015 | 292.8547 | 290.1049 | 287.5554 | 285.2045 | 283.0757 | 281.1272 | 279.3261 | 277.9894 | 276.7586
17 | 289.3017 | 293.5363 | 293.4519 | 293.2622 | 292.9149 | 292.1977 | 291.1103 | 289.3017 | 287.0393 | 283.4604 | 280.2617 | 277.3698 | 274.6067 | 272.0282 | 269.6376 | 267.4331 | 265.437 | 263.6098 | 261.921 | 260.6676 | 259.5135
18 | 270.0521 | 274.0049 | 273.9261 | 273.749 | 273.4248 | 272.7553 | 271.7403 | 270.0521 | 267.9402 | 264.5994 | 261.6136 | 258.9141 | 256.3348 | 253.9279 | 251.6963 | 249.6385 | 247.7753 | 246.0697 | 244.4932 | 243.3232 | 242.2459
19 | 238.3786 | 241.8678 | 241.7983 | 241.642 | 241.3558 | 240.7648 | 239.8689 | 238.3786 | 236.5144 | 233.5655 | 230.9299 | 228.547 | 226.2702 | 224.1456 | 222.1758 | 220.3593 | 218.7146 | 217.209 | 215.8175 | 214.7847 | 213.8337
20 | 211.2216 | 214.3133 | 214.2517 | 214.1131 | 213.8596 | 213.3359 | 212.542 | 211.2216 | 209.5698 | 206.9568 | 204.6214 | 202.51 | 200.4926 | 198.61 | 196.8646 | 195.2551 | 193.7977 | 192.4637 | 191.2307 | 190.3155 | 189.4729
21 | 185.2852 | 187.9972 | 187.9432 | 187.8217 | 187.5993 | 187.1399 | 186.4435 | 185.2852 | 183.8362 | 181.5441 | 179.4955 | 177.6433 | 175.8736 | 174.2222 | 172.6911 | 171.2793 | 170.0009 | 168.8307 | 167.749 | 166.9463 | 166.2071
22 | 161.761 | 164.1287 | 164.0815 | 163.9755 | 163.7813 | 163.3802 | 162.7722 | 161.761 | 160.496 | 158.4949 | 156.7063 | 155.0894 | 153.5443 | 152.1026 | 150.7659 | 149.5333 | 148.4172 | 147.3956 | 146.4513 | 145.7504 | 145.1051
23 | 142.2153 | 144.2969 | 144.2555 | 144.1622 | 143.9915 | 143.6389 | 143.1044 | 142.2153 | 141.1031 | 139.3438 | 137.7714 | 136.3498 | 134.9915 | 133.724 | 132.5488 | 131.4651 | 130.4839 | 129.5857 | 128.7555 | 128.1393 | 127.572
24 | 129.001 | 130.8892 | 130.8516 | 130.767 | 130.6121 | 130.2923 | 129.8074 | 129.001 | 127.9921 | 126.3963 | 124.97 | 123.6805 | 122.4484 | 121.2986 | 120.2326 | 119.2496 | 118.3596 | 117.5448 | 116.7918 | 116.2329 | 115.7183
Raw Data | FY 2022: EPRI End Use Load Profiles; FY 2023: https://loadshape.epri.com/enduse; FY 2024: NERC region: SERC-FL
1 | FY 2021: 0.26322; FY 2023: Commercial; FY 2024: Commercial; FY 2025: Commercial; FY 2026: Commercial; FY 2027: Commercial; FY 2028: Commercial
2 | FY 2021: 0.26322; FY 2022: Water Heating; FY 2023: Peak Season Peak Weekday (avg kWh); FY 2024: Peak Season Average Weekend; FY 2025: Off Peak Season Average Weekday; FY 2026: Peak Season Average Weekday; FY 2027: Off Peak Season Average Weekend; FY 2028: Off Peak Season Peak Weekday; FY 2029: James Created Average Year Round Daily Profile
3 | FY 2021: 0.27032; FY 2022: 1; FY 2024: 0.2299; FY 2025: 0.2975; FY 2026: 0.2252; FY 2027: 0.3069; FY 2029: 0.26322
4 | FY 2021: 0.3002; FY 2022: 2; FY 2024: 0.2299; FY 2025: 0.2975; FY 2026: 0.2252; FY 2027: 0.3069; FY 2029: 0.26322; FY 2032: 313
5 | FY 2021: 0.35655; FY 2022: 3; FY 2024: 0.2409; FY 2025: 0.301; FY 2026: 0.2354; FY 2027: 0.3114; FY 2029: 0.27032; FY 2032: 156.5
6 | FY 2021: 0.43747; FY 2022: 4; FY 2024: 0.2721; FY 2025: 0.3266; FY 2026: 0.2725; FY 2027: 0.3327; FY 2029: 0.3002
7 | FY 2021: 0.5323; FY 2022: 5; FY 2024: 0.3214; FY 2025: 0.3835; FY 2026: 0.3359; FY 2027: 0.3773; FY 2029: 0.35655
8 | FY 2021: 0.62229; FY 2022: 6; FY 2024: 0.3822; FY 2025: 0.4746; FY 2026: 0.4198; FY 2027: 0.4456; FY 2029: 0.43747
9 | FY 2021: 0.68892; FY 2022: 7; FY 2024: 0.4431; FY 2025: 0.5915; FY 2026: 0.511; FY 2027: 0.5285; FY 2029: 0.5323
10 | FY 2021: 0.72617; FY 2022: 8; FY 2024: 0.491; FY 2025: 0.7126; FY 2026: 0.5909; FY 2027: 0.6082; FY 2029: 0.62229
11 | FY 2021: 0.74207; FY 2022: 9; FY 2024: 0.5183; FY 2025: 0.8112; FY 2026: 0.6446; FY 2027: 0.6667; FY 2029: 0.68892
12 | FY 2021: 0.74639; FY 2022: 10; FY 2024: 0.5278; FY 2025: 0.8729; FY 2026: 0.6709; FY 2027: 0.698; FY 2029: 0.72617
13 | FY 2021: 0.74283; FY 2022: 11; FY 2024: 0.5281; FY 2025: 0.9034; FY 2026: 0.6802; FY 2027: 0.7095; FY 2029: 0.74207
14 | FY 2021: 0.7311; FY 2022: 12; FY 2024: 0.5236; FY 2025: 0.9153; FY 2026: 0.6821; FY 2027: 0.7097; FY 2029: 0.74639
15 | FY 2021: 0.71069; FY 2022: 13; FY 2024: 0.5143; FY 2025: 0.9158; FY 2026: 0.6784; FY 2027: 0.702; FY 2029: 0.74283
16 | FY 2021: 0.68023; FY 2022: 14; FY 2024: 0.5; FY 2025: 0.9062; FY 2026: 0.6669; FY 2027: 0.6869; FY 2029: 0.7311
17 | FY 2021: 0.63785; FY 2022: 15; FY 2024: 0.4822; FY 2025: 0.8862; FY 2026: 0.6451; FY 2027: 0.6663; FY 2029: 0.71069
18 | FY 2021: 0.59541; FY 2022: 16; FY 2024: 0.4625; FY 2025: 0.8529; FY 2026: 0.6106; FY 2027: 0.6422; FY 2029: 0.68023
19 | FY 2021: 0.52557; FY 2022: 17; FY 2024: 0.4414; FY 2025: 0.8015; FY 2026: 0.5623; FY 2027: 0.6158; FY 2029: 0.63785
20 | FY 2021: 0.4657; FY 2022: 18; FY 2024: 0.4181; FY 2025: 0.7621; FY 2026: 0.5036; FY 2027: 0.5872; FY 2029: 0.59541
21 | FY 2021: 0.40851; FY 2022: 19; FY 2024: 0.3913; FY 2025: 0.6518; FY 2026: 0.4418; FY 2027: 0.5554; FY 2029: 0.52557
22 | FY 2021: 0.35665; FY 2022: 20; FY 2024: 0.3598; FY 2025: 0.5702; FY 2026: 0.3832; FY 2027: 0.5182; FY 2029: 0.4657
23 | FY 2021: 0.31355; FY 2022: 21; FY 2024: 0.3241; FY 2025: 0.494; FY 2026: 0.331; FY 2027: 0.4745; FY 2029: 0.40851
24 | FY 2021: 0.28442; FY 2022: 22; FY 2024: 0.2877; FY 2025: 0.4267; FY 2026: 0.2869; FY 2027: 0.4262; FY 2029: 0.35665
|  |  | 23 |  | 0.2563 | 0.3712 | 0.2532 | 0.3788 |  | 0.31355
|  |  | 24 |  | 0.2375 | 0.3319 | 0.2336 | 0.3408 |  | 0.28442
|  |  | Scale | 4832.0542 | 4832.0542 | 4832.0542 | 4832.0542 | 4832.0542 | 4832.0542 | 4832.0542
|  | EPRI "All Regions" Lighting | EPRI "All Regions" Lighting | EPRI "All Regions" Lighting | FL | FL | EPRI "All Regions" Lighting
|  | Residential | Residential | Residential | Commercial Internal Lighting | Commercial Internal Lighting | Commercial External (Peak Average Weekday)
Lighting | FY 2021: Average Weekday (avg kWh); FY 2022: Average Weekend; FY 2023: James Calc Average total; FY 2024: Average Weekday; FY 2025: Average Weekend
1 | FY 2021: 0.625; FY 2022: 0.1875; FY 2023: 0.56267; FY 2024: 0.2295; FY 2025: 0.225; FY 2026: 0.9935
2 | FY 2021: 0.625; FY 2022: 0.1875; FY 2023: 0.56267; FY 2024: 0.2295; FY 2025: 0.225; FY 2026: 0.9935
3 | FY 2021: 0.6361; FY 2022: 0.1889; FY 2023: 0.57239; FY 2024: 0.2307; FY 2025: 0.2267; FY 2026: 0.9435
4 | FY 2021: 0.625; FY 2022: 0.1875; FY 2023: 0.56267; FY 2024: 0.2393; FY 2025: 0.2381; FY 2026: 0.7648
5 | FY 2021: 0.6111; FY 2022: 0.1862; FY 2023: 0.55057; FY 2024: 0.2783; FY 2025: 0.2695; FY 2026: 0.5304
6 | FY 2021: 0.625; FY 2022: 0.1875; FY 2023: 0.56267; FY 2024: 0.3646; FY 2025: 0.3247; FY 2026: 0.3059
7 | FY 2021: 0.6936; FY 2022: 0.1931; FY 2023: 0.6223; FY 2024: 0.5009; FY 2025: 0.3983; FY 2026: 0.1417
8 | FY 2021: 0.8125; FY 2022: 0.2021; FY 2023: 0.72554; FY 2024: 0.6665; FY 2025: 0.4743; FY 2026: 0.0595
9 | FY 2021: 0.9332; FY 2022: 0.2112; FY 2023: 0.83034; FY 2024: 0.8206; FY 2025: 0.5329; FY 2026: 0.0424
10 | FY 2021: 1; FY 2022: 0.2168; FY 2023: 0.88842; FY 2024: 0.9271; FY 2025: 0.5639; FY 2026: 0.05
11 | FY 2021: 1; FY 2022: 0.2179; FY 2023: 0.88858; FY 2024: 0.98; FY 2025: 0.5722; FY 2026: 0.053
12 | FY 2021: 1; FY 2022: 0.2168; FY 2023: 0.88842; FY 2024: 0.9976; FY 2025: 0.5681; FY 2026: 0.05
13 | FY 2021: 1; FY 2022: 0.216; FY 2023: 0.88831; FY 2024: 0.9996; FY 2025: 0.5585; FY 2026: 0.0494
14 | FY 2021: 1; FY 2022: 0.2168; FY 2023: 0.88842; FY 2024: 0.9937; FY 2025: 0.5451; FY 2026: 0.05
15 | FY 2021: 0.9952; FY 2022: 0.2179; FY 2023: 0.88446; FY 2024: 0.976; FY 2025: 0.5273; FY 2026: 0.0469
16 | FY 2021: 1; FY 2022: 0.2168; FY 2023: 0.88842; FY 2024: 0.9353; FY 2025: 0.5039; FY 2026: 0.0595
17 | FY 2021: 1; FY 2022: 0.2112; FY 2023: 0.88762; FY 2024: 0.8634; FY 2025: 0.4756; FY 2026: 0.1354
18 | FY 2021: 1; FY 2022: 0.2021; FY 2023: 0.88633; FY 2024: 0.7647; FY 2025: 0.4451; FY 2026: 0.3059
19 | FY 2021: 0.928; FY 2022: 0.1931; FY 2023: 0.8233; FY 2024: 0.6556; FY 2025: 0.414; FY 2026: 0.54
20 | FY 2021: 0.8125; FY 2022: 0.1875; FY 2023: 0.72346; FY 2024: 0.5518; FY 2025: 0.3811; FY 2026: 0.7648
21 | FY 2021: 0.6987; FY 2022: 0.1862; FY 2023: 0.62569; FY 2024: 0.4605; FY 2025: 0.3446; FY 2026: 0.9214
22 | FY 2021: 0.625; FY 2022: 0.1875; FY 2023: 0.56267; FY 2024: 0.3828; FY 2025: 0.3055; FY 2026: 0.9935
23 | FY 2021: 0.6043; FY 2022: 0.1889; FY 2023: 0.54512; FY 2024: 0.319; FY 2025: 0.2689; FY 2026: 1
24 | FY 2021: 0.625; FY 2022: 0.1875; FY 2023: 0.56267; FY 2024: 0.272; FY 2025: 0.2437; FY 2026: 1
Scale | FY 2021: 5422.7754; FY 2022: 5422.7754; FY 2023: 5422.7754; FY 2026: 3942.7623
Note on C4: [Threaded comment] Your version of Excel allows you to read this threaded comment; however, any edits to it will get removed if the file is opened in a newer version of Excel. Learn more: https://go.microsoft.com/fwlink/?linkid=870924 Comment: Future Work: Could change year over year percentages ro reflect increased appliance efficiency
Note on C111: [Threaded comment] Your version of Excel allows you to read this threaded comment; however, any edits to it will get removed if the file is opened in a newer version of Excel. Learn more: https://go.microsoft.com/fwlink/?linkid=870924 Comment: Future Work: Could change year over year percentages ro reflect increased appliance efficiency

## Load Profile__AC (hidden)
Year | FY 2027 | FY 2021 | FY 2022 | FY 2023 | FY 2024 | FY 2025 | FY 2026 | FY 2027 | FY 2028 | FY 2029 | FY 2030 | FY 2031 | FY 2032 | FY 2033 | FY 2034 | FY 2035 | FY 2036 | FY 2037 | FY 2038 | FY 2039 | FY 2040
Total Residential Load (GWh) | 6467.5868 | 6562.2539 | 6560.3675 | 6556.1262 | 6548.362 | 6532.3281 | 6508.019 | 6467.5868 | 6417.0081 | 6336.9988 | 6265.4899 | 6200.8392 | 6139.0658 | 6081.4224 | 6027.9774 | 5978.6943 | 5934.0701 | 5893.2228 | 5855.4677 | 5827.4457 | 5801.6449
End Use | AC Residential | AC Residential | AC Residential | AC Residential | AC Residential | AC Residential | AC Residential | AC Residential | AC Residential | AC Residential | AC Residential | AC Residential | AC Residential | AC Residential | AC Residential | AC Residential | AC Residential | AC Residential | AC Residential | AC Residential | AC Residential
% of Energy Load | bar: FY 2027 to FY 2040
Total Energy Load (GWh) | 452.7311 | 459.3578 | 459.2257 | 458.9288 | 458.3853 | 457.263 | 455.5613 | 452.7311 | 449.1906 | 443.5899 | 438.5843 | 434.0587 | 429.7346 | 425.6996 | 421.9584 | 418.5086 | 415.3849 | 412.5256 | 409.8827 | 407.9212 | 406.1151
Average Daily Load (GWh) | 1.2404 | 1.2585 | 1.2582 | 1.2573 | 1.2559 | 1.2528 | 1.2481 | 1.2404 | 1.2307 | 1.2153 | 1.2016 | 1.1892 | 1.1774 | 1.1663 | 1.1561 | 1.1466 | 1.138 | 1.1302 | 1.123 | 1.1176 | 1.1126
Scaling Factor | 0.24844 | 0.25208 | 0.25201 | 0.25184 | 0.25155 | 0.25093 | 0.25 | 0.24844 | 0.2465 | 0.24343 | 0.24068 | 0.2382 | 0.23582 | 0.23361 | 0.23156 | 0.22966 | 0.22795 | 0.22638 | 0.22493 | 0.22385 | 0.22286
Estimated Max Power Available (MW) | 24.4803 | 25.2022 | 25.1877 | 25.1552 | 25.0956 | 24.9729 | 24.7874 | 24.4803 | 24.099 | 23.5018 | 22.9743 | 22.5027 | 22.0566 | 21.6443 | 21.2655 | 20.9192 | 20.6081 | 20.3254 | 20.0658 | 19.8742 | 19.6986
Hour | FY 2027: 0
1 | 30.4282 | 30.8736 | 30.8647 | 30.8448 | 30.8082 | 30.7328 | 30.6184 | 30.4282 | 30.1902 | 29.8138 | 29.4774 | 29.1732 | 28.8826 | 28.6114 | 28.36 | 28.1281 | 27.9182 | 27.726 | 27.5484 | 27.4165 | 27.2951
2 | 30.4282 | 30.8736 | 30.8647 | 30.8448 | 30.8082 | 30.7328 | 30.6184 | 30.4282 | 30.1902 | 29.8138 | 29.4774 | 29.1732 | 28.8826 | 28.6114 | 28.36 | 28.1281 | 27.9182 | 27.726 | 27.5484 | 27.4165 | 27.2951
3 | 25.4852 | 25.8582 | 25.8508 | 25.8341 | 25.8035 | 25.7403 | 25.6445 | 25.4852 | 25.2859 | 24.9706 | 24.6889 | 24.4341 | 24.1907 | 23.9636 | 23.753 | 23.5588 | 23.3829 | 23.222 | 23.0732 | 22.9628 | 22.8611
4 | 21.9859 | 22.3077 | 22.3013 | 22.2869 | 22.2605 | 22.206 | 22.1233 | 21.9859 | 21.814 | 21.542 | 21.2989 | 21.0791 | 20.8691 | 20.6732 | 20.4915 | 20.324 | 20.1723 | 20.0334 | 19.9051 | 19.8098 | 19.7221
5 | 19.6802 | 19.9683 | 19.9626 | 19.9497 | 19.926 | 19.8772 | 19.8033 | 19.6802 | 19.5263 | 19.2829 | 19.0653 | 18.8686 | 18.6806 | 18.5052 | 18.3426 | 18.1926 | 18.0568 | 17.9325 | 17.8176 | 17.7324 | 17.6538
6 | 18.4104 | 18.6799 | 18.6746 | 18.6625 | 18.6404 | 18.5947 | 18.5255 | 18.4104 | 18.2665 | 18.0387 | 17.8352 | 17.6511 | 17.4753 | 17.3112 | 17.1591 | 17.0188 | 16.8918 | 16.7755 | 16.668 | 16.5882 | 16.5148
7 | 18.2652 | 18.5325 | 18.5272 | 18.5152 | 18.4933 | 18.448 | 18.3794 | 18.2652 | 18.1223 | 17.8964 | 17.6944 | 17.5118 | 17.3374 | 17.1746 | 17.0237 | 16.8845 | 16.7585 | 16.6431 | 16.5365 | 16.4573 | 16.3845
8 | 19.5812 | 19.8678 | 19.8621 | 19.8493 | 19.8257 | 19.7772 | 19.7036 | 19.5812 | 19.4281 | 19.1858 | 18.9693 | 18.7736 | 18.5866 | 18.412 | 18.2502 | 18.101 | 17.9659 | 17.8423 | 17.7279 | 17.6431 | 17.565
9 | 22.9312 | 23.2668 | 23.2602 | 23.2451 | 23.2176 | 23.1607 | 23.0746 | 22.9312 | 22.7519 | 22.4682 | 22.2147 | 21.9854 | 21.7664 | 21.562 | 21.3725 | 21.1978 | 21.0396 | 20.8948 | 20.7609 | 20.6615 | 20.5701
10 | 28.7656 | 29.1867 | 29.1783 | 29.1594 | 29.1249 | 29.0536 | 28.9455 | 28.7656 | 28.5407 | 28.1848 | 27.8668 | 27.5792 | 27.3045 | 27.0481 | 26.8104 | 26.5912 | 26.3927 | 26.2111 | 26.0431 | 25.9185 | 25.8038
11 | 37.1397 | 37.6833 | 37.6724 | 37.6481 | 37.6035 | 37.5114 | 37.3718 | 37.1397 | 36.8492 | 36.3898 | 35.9791 | 35.6079 | 35.2532 | 34.9221 | 34.6152 | 34.3322 | 34.076 | 33.8414 | 33.6246 | 33.4637 | 33.3155
12 | 47.7698 | 48.469 | 48.4551 | 48.4237 | 48.3664 | 48.248 | 48.0684 | 47.7698 | 47.3962 | 46.8053 | 46.2771 | 45.7996 | 45.3433 | 44.9176 | 44.5228 | 44.1588 | 43.8292 | 43.5275 | 43.2487 | 43.0417 | 42.8511
13 | 59.906 | 60.7828 | 60.7654 | 60.7261 | 60.6542 | 60.5056 | 60.2805 | 59.906 | 59.4375 | 58.6964 | 58.0341 | 57.4352 | 56.8631 | 56.3291 | 55.8341 | 55.3776 | 54.9643 | 54.5859 | 54.2362 | 53.9767 | 53.7377
14 | 72.3937 | 73.4534 | 73.4322 | 73.3848 | 73.2979 | 73.1184 | 72.8463 | 72.3937 | 71.8276 | 70.932 | 70.1316 | 69.4079 | 68.7165 | 68.0713 | 67.473 | 66.9214 | 66.4219 | 65.9647 | 65.5421 | 65.2284 | 64.9396
15 | 83.878 | 85.1057 | 85.0813 | 85.0263 | 84.9256 | 84.7176 | 84.4024 | 83.878 | 83.222 | 82.1844 | 81.257 | 80.4186 | 79.6174 | 78.8698 | 78.1767 | 77.5376 | 76.9588 | 76.4291 | 75.9394 | 75.576 | 75.2414
16 | 92.9895 | 94.3506 | 94.3235 | 94.2625 | 94.1509 | 93.9204 | 93.5709 | 92.9895 | 92.2623 | 91.112 | 90.0838 | 89.1543 | 88.2661 | 87.4373 | 86.6689 | 85.9603 | 85.3187 | 84.7315 | 84.1886 | 83.7857 | 83.4148
17 | 98.2738 | 99.7123 | 99.6836 | 99.6192 | 99.5012 | 99.2576 | 98.8882 | 98.2738 | 97.5053 | 96.2896 | 95.203 | 94.2206 | 93.282 | 92.4061 | 91.594 | 90.8452 | 90.1671 | 89.5465 | 88.9728 | 88.547 | 88.155
18 | 98.5353 | 99.9775 | 99.9488 | 99.8842 | 99.7659 | 99.5216 | 99.1513 | 98.5353 | 97.7647 | 96.5457 | 95.4563 | 94.4713 | 93.5302 | 92.652 | 91.8377 | 91.0869 | 90.407 | 89.7847 | 89.2095 | 88.7826 | 88.3895
19 | 93.6956 | 95.0671 | 95.0397 | 94.9783 | 94.8658 | 94.6335 | 94.2814 | 93.6956 | 92.9629 | 91.8038 | 90.7679 | 89.8313 | 88.9364 | 88.1013 | 87.327 | 86.6131 | 85.9666 | 85.3748 | 84.8279 | 84.4219 | 84.0482
20 | 84.9752 | 86.219 | 86.1942 | 86.1385 | 86.0364 | 85.8258 | 85.5064 | 84.9752 | 84.3106 | 83.2594 | 82.3199 | 81.4705 | 80.6589 | 79.9015 | 79.1993 | 78.5518 | 77.9655 | 77.4288 | 76.9328 | 76.5646 | 76.2256
21 | 74.2238 | 75.3103 | 75.2886 | 75.2399 | 75.1508 | 74.9668 | 74.6878 | 74.2238 | 73.6434 | 72.7252 | 71.9045 | 71.1626 | 70.4536 | 69.7921 | 69.1788 | 68.6132 | 68.101 | 67.6323 | 67.199 | 66.8774 | 66.5813
22 | 63.1212 | 64.0451 | 64.0267 | 63.9853 | 63.9096 | 63.7531 | 63.5158 | 63.1212 | 62.6276 | 61.8467 | 61.1488 | 60.5179 | 59.915 | 59.3524 | 58.8308 | 58.3498 | 57.9143 | 57.5156 | 57.1472 | 56.8737 | 56.6219
23 | 52.9373 | 53.7121 | 53.6967 | 53.662 | 53.5984 | 53.4672 | 53.2682 | 52.9373 | 52.5233 | 51.8684 | 51.2831 | 50.7539 | 50.2483 | 49.7765 | 49.3391 | 48.9357 | 48.5704 | 48.2361 | 47.9271 | 47.6977 | 47.4865
24 | 44.5588 | 45.211 | 45.198 | 45.1688 | 45.1153 | 45.0048 | 44.8374 | 44.5588 | 44.2103 | 43.6591 | 43.1664 | 42.721 | 42.2954 | 41.8983 | 41.5301 | 41.1905 | 40.8831 | 40.6017 | 40.3416 | 40.1485 | 39.9708
Raw Data | FY 2022: EPRI End Use Load Profiles; FY 2023: https://loadshape.epri.com/enduse; FY 2024: NERC region: SERC-FL
1 | FY 2021: 0.12248; FY 2023: Residential; FY 2024: Residential
2 | FY 2021: 0.12248; FY 2022: AC; FY 2023: Peak Season Peak Weekday (avg kWh); FY 2024: Peak Season Average Weekend; FY 2025: Off Peak Season Average Weekday; FY 2026: Peak Season Average Weekday; FY 2027: Off Peak Season Average Weekend; FY 2028: Off Peak Season Peak Weekday; FY 2029: James Created Average Year Round Daily Profile
3 | FY 2021: 0.10258; FY 2022: 1; FY 2024: 0.2239; FY 2025: 0.0254; FY 2026: 0.2198; FY 2027: 0.0209; FY 2029: 0.12248
4 | FY 2021: 0.088495; FY 2022: 2; FY 2024: 0.2239; FY 2025: 0.0254; FY 2026: 0.2198; FY 2027: 0.0209; FY 2029: 0.12248; FY 2032: 261
5 | FY 2021: 0.079214; FY 2022: 3; FY 2024: 0.1865; FY 2025: 0.0205; FY 2026: 0.1852; FY 2027: 0.0177; FY 2029: 0.10258; FY 2032: 130.5
6 | FY 2021: 0.074103; FY 2022: 4; FY 2024: 0.1604; FY 2025: 0.0174; FY 2026: 0.1602; FY 2027: 0.0154; FY 2029: 0.088495
7 | FY 2021: 0.073519; FY 2022: 5; FY 2024: 0.1429; FY 2025: 0.0155; FY 2026: 0.1437; FY 2027: 0.0139; FY 2029: 0.079214
8 | FY 2021: 0.078816; FY 2022: 6; FY 2024: 0.1324; FY 2025: 0.0145; FY 2026: 0.1349; FY 2027: 0.0131; FY 2029: 0.074103
9 | FY 2021: 0.0923; FY 2022: 7; FY 2024: 0.1299; FY 2025: 0.0144; FY 2026: 0.1344; FY 2027: 0.013; FY 2029: 0.073519
10 | FY 2021: 0.11578; FY 2022: 8; FY 2024: 0.1398; FY 2025: 0.0151; FY 2026: 0.1443; FY 2027: 0.0137; FY 2029: 0.078816
11 | FY 2021: 0.14949; FY 2022: 9; FY 2024: 0.1683; FY 2025: 0.0169; FY 2026: 0.1682; FY 2027: 0.0154; FY 2029: 0.0923
12 | FY 2021: 0.19228; FY 2022: 10; FY 2024: 0.2192; FY 2025: 0.0203; FY 2026: 0.209; FY 2027: 0.0185; FY 2029: 0.11578
13 | FY 2021: 0.24113; FY 2022: 11; FY 2024: 0.2907; FY 2025: 0.0256; FY 2026: 0.2675; FY 2027: 0.0236; FY 2029: 0.14949
14 | FY 2021: 0.29139; FY 2022: 12; FY 2024: 0.3774; FY 2025: 0.0333; FY 2026: 0.342; FY 2027: 0.0311; FY 2029: 0.19228
15 | FY 2021: 0.33762; FY 2022: 13; FY 2024: 0.4715; FY 2025: 0.0434; FY 2026: 0.4272; FY 2027: 0.0409; FY 2029: 0.24113
16 | FY 2021: 0.37429; FY 2022: 14; FY 2024: 0.5637; FY 2025: 0.0553; FY 2026: 0.5148; FY 2027: 0.052; FY 2029: 0.29139
17 | FY 2021: 0.39556; FY 2022: 15; FY 2024: 0.6443; FY 2025: 0.0677; FY 2026: 0.5953; FY 2027: 0.0629; FY 2029: 0.33762
18 | FY 2021: 0.39661; FY 2022: 16; FY 2024: 0.7044; FY 2025: 0.0787; FY 2026: 0.6594; FY 2027: 0.0719; FY 2029: 0.37429
19 | FY 2021: 0.37713; FY 2022: 17; FY 2024: 0.7355; FY 2025: 0.0857; FY 2026: 0.6975; FY 2027: 0.077; FY 2029: 0.39556
20 | FY 2021: 0.34203; FY 2022: 18; FY 2024: 0.7311; FY 2025: 0.0868; FY 2026: 0.7011; FY 2027: 0.077; FY 2029: 0.39661
21 | FY 2021: 0.29876; FY 2022: 19; FY 2024: 0.6917; FY 2025: 0.0819; FY 2026: 0.6691; FY 2027: 0.0722; FY 2029: 0.37713
22 | FY 2021: 0.25407; FY 2022: 20; FY 2024: 0.6258; FY 2025: 0.073; FY 2026: 0.6093; FY 2027: 0.064; FY 2029: 0.34203
23 | FY 2021: 0.21308; FY 2022: 21; FY 2024: 0.5458; FY 2025: 0.0625; FY 2026: 0.5344; FY 2027: 0.0544; FY 2029: 0.29876
24 | FY 2021: 0.17935; FY 2022: 22; FY 2024: 0.4636; FY 2025: 0.0523; FY 2026: 0.456; FY 2027: 0.0451; FY 2029: 0.25407
|  |  | 23 |  | 0.388 | 0.0436 | 0.3833 | 0.0371 |  | 0.21308
|  |  | 24 |  | 0.3259 | 0.0369 | 0.3228 | 0.031 |  | 0.17935
|  |  | Scale | 4832.0542 | 4832.0542 | 4832.0542 | 4832.0542 | 4832.0542 | 4832.0542 | 4832.0542
Year | FY 2027 | FY 2021 | FY 2022 | FY 2023 | FY 2024 | FY 2025 | FY 2026 | FY 2027 | FY 2028 | FY 2029 | FY 2030 | FY 2031 | FY 2032 | FY 2033 | FY 2034 | FY 2035 | FY 2036 | FY 2037 | FY 2038 | FY 2039 | FY 2040
Total Commercial Load (GWh) | 9285.0055 | 9492.2077 | 9453.7063 | 9415.2928 | 9380.6575 | 9347.8856 | 9316.0494 | 9285.0055 | 9254.6708 | 9227.558 | 9199.5791 | 9172.09 | 9145.0763 | 9118.9982 | 9093.1426 | 9067.3807 | 9042.3799 | 9017.7755 | 8993.5165 | 8973.2742 | 8952.1322
End Use | AC Commercial | AC Commercial | AC Commercial | AC Commercial | AC Commercial | AC Commercial | AC Commercial | AC Commercial | AC Commercial | AC Commercial | AC Commercial | AC Commercial | AC Commercial | AC Commercial | AC Commercial | AC Commercial | AC Commercial | AC Commercial | AC Commercial | AC Commercial | AC Commercial
% of Energy Load | 0.46609 | 46.61% | 46.61% | 46.61% | 46.61% | 46.61% | 46.61% | 46.61% | 46.61% | 46.61% | 46.61% | 46.61% | 46.61% | 46.61% | 46.61% | 46.61% | 46.61% | 46.61% | 46.61% | 46.61% | 46.61%
Total Energy Load (GWh) | 4327.6742 | 4424.2497 | 4406.3044 | 4388.4002 | 4372.2569 | 4356.9822 | 4342.1436 | 4327.6742 | 4313.5354 | 4300.8983 | 4287.8576 | 4275.0451 | 4262.4542 | 4250.2994 | 4238.2483 | 4226.2408 | 4214.5882 | 4203.1202 | 4191.8133 | 4182.3785 | 4172.5243
Average Daily Load (GWh) | 11.8566 | 12.1212 | 12.0721 | 12.023 | 11.9788 | 11.9369 | 11.8963 | 11.8566 | 11.8179 | 11.7833 | 11.7476 | 11.7125 | 11.678 | 11.6447 | 11.6116 | 11.5787 | 11.5468 | 11.5154 | 11.4844 | 11.4586 | 11.4316
Scaling Factor | 1.9709 | 2.0149 | 2.0068 | 1.9986 | 1.9912 | 1.9843 | 1.9775 | 1.9709 | 1.9645 | 1.9587 | 1.9528 | 1.947 | 1.9412 | 1.9357 | 1.9302 | 1.9247 | 1.9194 | 1.9142 | 1.9091 | 1.9048 | 1.9003
Estimated Max Power Available (MW) | 206.2911 | 213.9815 | 213.0523 | 212.0494 | 211.0192 | 209.7671 | 208.2747 | 206.2911 | 204.0091 | 200.8752 | 198.0063 | 195.3776 | 192.8615 | 190.5058 | 188.2962 | 186.2277 | 184.3281 | 182.5611 | 180.9036 | 179.6326 | 178.4159
Hour | FY 2027: 0
1 | 26.6796 | 27.0702 | 27.0624 | 27.0449 | 27.0129 | 26.9467 | 26.8464 | 26.6796 | 26.471 | 26.141 | 25.846 | 25.5793 | 25.3245 | 25.0867 | 24.8662 | 24.6629 | 24.4788 | 24.3103 | 24.1546 | 24.039 | 23.9325
2 | 26.6796 | 27.0702 | 27.0624 | 27.0449 | 27.0129 | 26.9467 | 26.8464 | 26.6796 | 26.471 | 26.141 | 25.846 | 25.5793 | 25.3245 | 25.0867 | 24.8662 | 24.6629 | 24.4788 | 24.3103 | 24.1546 | 24.039 | 23.9325
3 | 25.5022 | 25.8754 | 25.868 | 25.8513 | 25.8207 | 25.7574 | 25.6616 | 25.5022 | 25.3027 | 24.9872 | 24.7053 | 24.4503 | 24.2068 | 23.9795 | 23.7687 | 23.5744 | 23.3985 | 23.2374 | 23.0885 | 22.978 | 22.8763
4 | 25.3733 | 25.7447 | 25.7373 | 25.7207 | 25.6902 | 25.6273 | 25.5319 | 25.3733 | 25.1749 | 24.861 | 24.5805 | 24.3268 | 24.0845 | 23.8583 | 23.6487 | 23.4553 | 23.2803 | 23.12 | 22.9719 | 22.8619 | 22.7607
5 | 27.6325 | 28.0369 | 28.0289 | 28.0107 | 27.9776 | 27.9091 | 27.8052 | 27.6325 | 27.4164 | 27.0745 | 26.769 | 26.4928 | 26.2289 | 25.9826 | 25.7543 | 25.5437 | 25.353 | 25.1785 | 25.0172 | 24.8975 | 24.7873
6 | 33.1878 | 33.6736 | 33.6639 | 33.6421 | 33.6023 | 33.52 | 33.3953 | 33.1878 | 32.9282 | 32.5177 | 32.1507 | 31.819 | 31.502 | 31.2062 | 30.932 | 30.6791 | 30.4501 | 30.2405 | 30.0468 | 29.903 | 29.7706
7 | 42.1968 | 42.8145 | 42.8022 | 42.7745 | 42.7238 | 42.6192 | 42.4606 | 42.1968 | 41.8668 | 41.3448 | 40.8783 | 40.4565 | 40.0534 | 39.6774 | 39.3287 | 39.0071 | 38.716 | 38.4495 | 38.2032 | 38.0203 | 37.852
8 | 53.6695 | 54.455 | 54.4394 | 54.4042 | 54.3398 | 54.2067 | 54.005 | 53.6695 | 53.2497 | 52.5858 | 51.9924 | 51.4559 | 50.9433 | 50.465 | 50.0215 | 49.6125 | 49.2422 | 48.9033 | 48.59 | 48.3574 | 48.1433
9 | 65.6542 | 66.6152 | 66.596 | 66.5529 | 66.4741 | 66.3114 | 66.0646 | 65.6542 | 65.1407 | 64.3285 | 63.6026 | 62.9463 | 62.3193 | 61.7341 | 61.1916 | 60.6913 | 60.2383 | 59.8236 | 59.4404 | 59.1559 | 58.894
10 | 76.4393 | 77.5582 | 77.5359 | 77.4857 | 77.394 | 77.2045 | 76.9172 | 76.4393 | 75.8415 | 74.8959 | 74.0508 | 73.2867 | 72.5566 | 71.8753 | 71.2436 | 70.6612 | 70.1338 | 69.651 | 69.2048 | 68.8736 | 68.5687
11 | 85.4683 | 86.7193 | 86.6944 | 86.6383 | 86.5357 | 86.3239 | 86.0026 | 85.4683 | 84.7999 | 83.7426 | 82.7976 | 81.9433 | 81.1269 | 80.3652 | 79.6589 | 79.0077 | 78.418 | 77.8782 | 77.3792 | 77.0089 | 76.668
12 | 93.0252 | 94.3868 | 94.3597 | 94.2987 | 94.187 | 93.9564 | 93.6067 | 93.0252 | 92.2977 | 91.1469 | 90.1184 | 89.1885 | 88.3 | 87.4709 | 86.7022 | 85.9933 | 85.3515 | 84.764 | 84.2209 | 83.8179 | 83.4468
13 | 99.1614 | 100.6129 | 100.5839 | 100.5189 | 100.3999 | 100.154 | 99.7813 | 99.1614 | 98.3859 | 97.1592 | 96.0629 | 95.0716 | 94.1245 | 93.2407 | 92.4213 | 91.6657 | 90.9815 | 90.3552 | 89.7764 | 89.3467 | 88.9512
14 | 103.3659 | 104.8789 | 104.8487 | 104.781 | 104.6569 | 104.4006 | 104.0121 | 103.3659 | 102.5576 | 101.2788 | 100.136 | 99.1027 | 98.1154 | 97.1942 | 96.34 | 95.5524 | 94.8392 | 94.1863 | 93.5829 | 93.1351 | 92.7227
15 | 104.6663 | 106.1983 | 106.1678 | 106.0992 | 105.9735 | 105.714 | 105.3206 | 104.6663 | 103.8478 | 102.553 | 101.3957 | 100.3495 | 99.3498 | 98.4169 | 97.552 | 96.7545 | 96.0323 | 95.3713 | 94.7603 | 94.3068 | 93.8892
16 | 102.0404 | 103.534 | 103.5042 | 103.4373 | 103.3148 | 103.0618 | 102.6783 | 102.0404 | 101.2424 | 99.9801 | 98.8519 | 97.8319 | 96.8573 | 95.9478 | 95.1046 | 94.3271 | 93.623 | 92.9786 | 92.3829 | 91.9408 | 91.5337
17 | 95.2396 | 96.6337 | 96.6059 | 96.5435 | 96.4291 | 96.193 | 95.835 | 95.2396 | 94.4948 | 93.3167 | 92.2636 | 91.3116 | 90.402 | 89.5531 | 88.7661 | 88.0404 | 87.3832 | 86.7817 | 86.2258 | 85.8131 | 85.4332
18 | 85.5415 | 86.7936 | 86.7686 | 86.7125 | 86.6098 | 86.3978 | 86.0763 | 85.5415 | 84.8725 | 83.8143 | 82.8685 | 82.0134 | 81.1964 | 80.434 | 79.7271 | 79.0753 | 78.4851 | 77.9448 | 77.4455 | 77.0749 | 76.7336
19 | 75.0984 | 76.1976 | 76.1757 | 76.1265 | 76.0363 | 75.8502 | 75.5679 | 75.0984 | 74.5111 | 73.5821 | 72.7518 | 72.0011 | 71.2838 | 70.6145 | 69.9939 | 69.4216 | 68.9035 | 68.4292 | 67.9908 | 67.6654 | 67.3658
20 | 65.4331 | 66.3908 | 66.3718 | 66.3288 | 66.2503 | 66.0881 | 65.8421 | 65.4331 | 64.9214 | 64.1119 | 63.3885 | 62.7344 | 62.1094 | 61.5262 | 60.9855 | 60.4869 | 60.0355 | 59.6222 | 59.2402 | 58.9567 | 58.6957
21 | 56.8773 | 57.7099 | 57.6933 | 57.656 | 57.5877 | 57.4467 | 57.2329 | 56.8773 | 56.4325 | 55.7289 | 55.1001 | 54.5315 | 53.9883 | 53.4813 | 53.0113 | 52.5779 | 52.1855 | 51.8263 | 51.4942 | 51.2478 | 51.0209
22 | 49.1028 | 49.8215 | 49.8072 | 49.775 | 49.7161 | 49.5943 | 49.4098 | 49.1028 | 48.7188 | 48.1114 | 47.5685 | 47.0776 | 46.6086 | 46.171 | 45.7652 | 45.3911 | 45.0523 | 44.7422 | 44.4555 | 44.2428 | 44.0469
23 | 41.749 | 42.36 | 42.3479 | 42.3205 | 42.2704 | 42.1669 | 42.01 | 41.749 | 41.4225 | 40.906 | 40.4444 | 40.0271 | 39.6283 | 39.2562 | 38.9112 | 38.5931 | 38.3051 | 38.0414 | 37.7977 | 37.6168 | 37.4502
24 | 34.7782 | 35.2873 | 35.2772 | 35.2544 | 35.2126 | 35.1264 | 34.9957 | 34.7782 | 34.5063 | 34.076 | 33.6915 | 33.3439 | 33.0117 | 32.7017 | 32.4143 | 32.1493 | 31.9094 | 31.6897 | 31.4867 | 31.336 | 31.1973
Raw Data | FY 2022: EPRI End Use Load Profiles; FY 2023: https://loadshape.epri.com/enduse; FY 2024: NERC region: SERC-FL
1 | FY 2021: 0.10739; FY 2023: Commercial; FY 2024: Commercial
2 | FY 2021: 0.10739; FY 2022: AC; FY 2023: Peak Season Peak Weekday (avg kWh); FY 2024: Peak Season Average Weekend; FY 2025: Off Peak Season Average Weekday; FY 2026: Peak Season Average Weekday; FY 2027: Off Peak Season Average Weekend; FY 2028: Off Peak Season Peak Weekday; FY 2029: James Created Average Year Round Daily Profile
3 | FY 2021: 0.10265; FY 2022: 1; FY 2024: 0.2041; FY 2025: 0.022; FY 2026: 0.1897; FY 2027: 0.0188; FY 2029: 0.10739
4 | FY 2021: 0.10213; FY 2022: 2; FY 2024: 0.2041; FY 2025: 0.022; FY 2026: 0.1897; FY 2027: 0.0188; FY 2029: 0.10739; FY 2032: 261
5 | FY 2021: 0.11122; FY 2022: 3; FY 2024: 0.1942; FY 2025: 0.0206; FY 2026: 0.1823; FY 2027: 0.0175; FY 2029: 0.10265; FY 2032: 130.5
6 | FY 2021: 0.13358; FY 2022: 4; FY 2024: 0.1875; FY 2025: 0.0207; FY 2026: 0.1835; FY 2027: 0.0173; FY 2029: 0.10213
7 | FY 2021: 0.16985; FY 2022: 5; FY 2024: 0.1921; FY 2025: 0.0234; FY 2026: 0.2039; FY 2027: 0.0186; FY 2029: 0.11122
8 | FY 2021: 0.21602; FY 2022: 6; FY 2024: 0.2146; FY 2025: 0.0294; FY 2026: 0.2504; FY 2027: 0.0214; FY 2029: 0.13358
9 | FY 2021: 0.26426; FY 2022: 7; FY 2024: 0.2585; FY 2025: 0.0393; FY 2026: 0.3227; FY 2027: 0.0259; FY 2029: 0.16985
10 | FY 2021: 0.30767; FY 2022: 8; FY 2024: 0.3203; FY 2025: 0.0533; FY 2026: 0.4108; FY 2027: 0.0322; FY 2029: 0.21602
11 | FY 2021: 0.34402; FY 2022: 9; FY 2024: 0.3887; FY 2025: 0.0709; FY 2026: 0.4976; FY 2027: 0.0406; FY 2029: 0.26426
12 | FY 2021: 0.37443; FY 2022: 10; FY 2024: 0.4507; FY 2025: 0.091; FY 2026: 0.5701; FY 2027: 0.0511; FY 2029: 0.30767
13 | FY 2021: 0.39913; FY 2022: 11; FY 2024: 0.4994; FY 2025: 0.1122; FY 2026: 0.6263; FY 2027: 0.0634; FY 2029: 0.34402
14 | FY 2021: 0.41606; FY 2022: 12; FY 2024: 0.5353; FY 2025: 0.1332; FY 2026: 0.6709; FY 2027: 0.0765; FY 2029: 0.37443
15 | FY 2021: 0.42129; FY 2022: 13; FY 2024: 0.5604; FY 2025: 0.1527; FY 2026: 0.7055; FY 2027: 0.0891; FY 2029: 0.39913
16 | FY 2021: 0.41072; FY 2022: 14; FY 2024: 0.5741; FY 2025: 0.1688; FY 2026: 0.727; FY 2027: 0.0999; FY 2029: 0.41606
17 | FY 2021: 0.38335; FY 2022: 15; FY 2024: 0.5738; FY 2025: 0.179; FY 2026: 0.7285; FY 2027: 0.1076; FY 2029: 0.42129
18 | FY 2021: 0.34431; FY 2022: 16; FY 2024: 0.5578; FY 2025: 0.1805; FY 2026: 0.7024; FY 2027: 0.1111; FY 2029: 0.41072
19 | FY 2021: 0.30228; FY 2022: 17; FY 2024: 0.5275; FY 2025: 0.1718; FY 2026: 0.6472; FY 2027: 0.1095; FY 2029: 0.38335
20 | FY 2021: 0.26337; FY 2022: 18; FY 2024: 0.4886; FY 2025: 0.1545; FY 2026: 0.5733; FY 2027: 0.1031; FY 2029: 0.34431
21 | FY 2021: 0.22894; FY 2022: 19; FY 2024: 0.4472; FY 2025: 0.1327; FY 2026: 0.4979; FY 2027: 0.0932; FY 2029: 0.30228
22 | FY 2021: 0.19764; FY 2022: 20; FY 2024: 0.4061; FY 2025: 0.1101; FY 2026: 0.4329; FY 2027: 0.0809; FY 2029: 0.26337
23 | FY 2021: 0.16804; FY 2022: 21; FY 2024: 0.3651; FY 2025: 0.0886; FY 2026: 0.3797; FY 2027: 0.0675; FY 2029: 0.22894
24 | FY 2021: 0.13999; FY 2022: 22; FY 2024: 0.3234; FY 2025: 0.0691; FY 2026: 0.3337; FY 2027: 0.0538; FY 2029: 0.19764
|  |  | 23 |  | 0.281 | 0.0518 | 0.2902 | 0.0409 |  | 0.16804
|  |  | 24 |  | 0.2396 | 0.0374 | 0.247 | 0.0298 |  | 0.13999
|  |  | Scale | 4832.0542 | 4832.0542 | 4832.0542 | 4832.0542 | 4832.0542 | 4832.0542 | 4832.0542
Note on C4: [Threaded comment] Your version of Excel allows you to read this threaded comment; however, any edits to it will get removed if the file is opened in a newer version of Excel. Learn more: https://go.microsoft.com/fwlink/?linkid=870924 Comment: Future Work: Could change year over year percentages ro reflect increased appliance efficiency
Note on C69: [Threaded comment] Your version of Excel allows you to read this threaded comment; however, any edits to it will get removed if the file is opened in a newer version of Excel. Learn more: https://go.microsoft.com/fwlink/?linkid=870924 Comment: Future Work: Could change year over year percentages ro reflect increased appliance efficiency

## Load Profile__Lighting (hidden)
Year | FY 2027 | FY 2021 | FY 2022 | FY 2023 | FY 2024 | FY 2025 | FY 2026 | FY 2027 | FY 2028 | FY 2029 | FY 2030 | FY 2031 | FY 2032 | FY 2033 | FY 2034 | FY 2035 | FY 2036 | FY 2037 | FY 2038 | FY 2039 | FY 2040
Total Commercial Load (GWh) | 9285.0055 | 9492.2077 | 9453.7063 | 9415.2928 | 9380.6575 | 9347.8856 | 9316.0494 | 9285.0055 | 9254.6708 | 9227.558 | 9199.5791 | 9172.09 | 9145.0763 | 9118.9982 | 9093.1426 | 9067.3807 | 9042.3799 | 9017.7755 | 8993.5165 | 8973.2742 | 8952.1322
End Use | Lighting Commercial | Lighting Commercial | Lighting Commercial | Lighting Commercial | Lighting Commercial | Lighting Commercial | Lighting Commercial | Lighting Commercial | Lighting Commercial | Lighting Commercial | Lighting Commercial | Lighting Commercial | Lighting Commercial | Lighting Commercial | Lighting Commercial | Lighting Commercial | Lighting Commercial | Lighting Commercial | Lighting Commercial | Lighting Commercial | Lighting Commercial
% of Energy Load | 21.03% | 21.03% | 21.03% | 21.03% | 21.03% | 21.03% | 21.03% | 21.03% | 21.03% | 21.03% | 21.03% | 21.03% | 21.03% | 21.03% | 21.03% | 21.03% | 21.03% | 21.03% | 21.03% | 21.03% | 21.03%
Total Energy Load (GWh) | 1952.1988 | 1995.7636 | 1987.6686 | 1979.5921 | 1972.3099 | 1965.4195 | 1958.7259 | 1952.1988 | 1945.8208 | 1940.1203 | 1934.2376 | 1928.458 | 1922.7783 | 1917.2953 | 1911.8591 | 1906.4425 | 1901.1861 | 1896.0129 | 1890.9124 | 1886.6564 | 1882.2112
Average Daily Load (GWh) | 5.3485 | 5.4678 | 5.4457 | 5.4235 | 5.4036 | 5.3847 | 5.3664 | 5.3485 | 5.331 | 5.3154 | 5.2993 | 5.2834 | 5.2679 | 5.2529 | 5.238 | 5.2231 | 5.2087 | 5.1946 | 5.1806 | 5.1689 | 5.1567
Scaling Factor | 0.40552 | 0.41457 | 0.41289 | 0.41121 | 0.4097 | 0.40826 | 0.40687 | 0.40552 | 0.40419 | 0.40301 | 0.40179 | 0.40059 | 0.39941 | 0.39827 | 0.39714 | 0.39601 | 0.39492 | 0.39385 | 0.39279 | 0.3919 | 0.39098
Estimated Max Power Available (MW) | 143.8374 | 150.3287 | 149.1117 | 147.9024 | 146.8162 | 145.7922 | 144.8008 | 143.8374 | 142.8991 | 142.063 | 141.2028 | 140.3602 | 139.5347 | 138.74 | 137.9544 | 137.1738 | 136.4184 | 135.677 | 134.948 | 134.3413 | 133.709
Hour | FY 2027: 0
1 | 92.2514 | 94.31 | 93.9275 | 93.5458 | 93.2017 | 92.8761 | 92.5598 | 92.2514 | 91.95 | 91.6806 | 91.4026 | 91.1295 | 90.8611 | 90.602 | 90.3451 | 90.0891 | 89.8407 | 89.5963 | 89.3553 | 89.1541 | 88.9441
2 | 92.2514 | 94.31 | 93.9275 | 93.5458 | 93.2017 | 92.8761 | 92.5598 | 92.2514 | 91.95 | 91.6806 | 91.4026 | 91.1295 | 90.8611 | 90.602 | 90.3451 | 90.0891 | 89.8407 | 89.5963 | 89.3553 | 89.1541 | 88.9441
3 | 92.883 | 94.9558 | 94.5706 | 94.1864 | 93.8399 | 93.5121 | 93.1936 | 92.883 | 92.5796 | 92.3084 | 92.0285 | 91.7535 | 91.4832 | 91.2224 | 90.9637 | 90.706 | 90.4559 | 90.2098 | 89.9671 | 89.7646 | 89.5531
4 | 98.9045 | 101.1117 | 100.7015 | 100.2924 | 99.9234 | 99.5743 | 99.2352 | 98.9045 | 98.5814 | 98.2926 | 97.9946 | 97.7017 | 97.414 | 97.1362 | 96.8608 | 96.5864 | 96.3201 | 96.058 | 95.7996 | 95.5839 | 95.3587
5 | 117.6894 | 120.3157 | 119.8277 | 119.3408 | 118.9018 | 118.4864 | 118.0828 | 117.6894 | 117.3049 | 116.9612 | 116.6066 | 116.2581 | 115.9157 | 115.5852 | 115.2575 | 114.9309 | 114.614 | 114.3022 | 113.9947 | 113.7381 | 113.4701
6 | 153.4312 | 156.8551 | 156.2189 | 155.5841 | 155.0118 | 154.4703 | 153.9442 | 153.4312 | 152.9299 | 152.4819 | 152.0196 | 151.5653 | 151.1189 | 150.688 | 150.2607 | 149.835 | 149.4219 | 149.0153 | 148.6145 | 148.28 | 147.9306
7 | 204.4618 | 209.0246 | 208.1767 | 207.3309 | 206.5682 | 205.8465 | 205.1455 | 204.4618 | 203.7939 | 203.1968 | 202.5807 | 201.9754 | 201.3805 | 200.8063 | 200.2369 | 199.6696 | 199.1191 | 198.5773 | 198.0431 | 197.5973 | 197.1318
8 | 261.1601 | 266.9881 | 265.9051 | 264.8247 | 263.8505 | 262.9287 | 262.0332 | 261.1601 | 260.3068 | 259.5442 | 258.7573 | 257.9841 | 257.2243 | 256.4908 | 255.7635 | 255.0389 | 254.3357 | 253.6437 | 252.9613 | 252.392 | 251.7973
9 | 309.1577 | 316.0568 | 314.7749 | 313.4958 | 312.3426 | 311.2514 | 310.1914 | 309.1577 | 308.1477 | 307.2449 | 306.3133 | 305.3981 | 304.4986 | 303.6303 | 302.7694 | 301.9116 | 301.0792 | 300.2599 | 299.4522 | 298.7782 | 298.0742
10 | 338.8051 | 346.3658 | 344.9609 | 343.5592 | 342.2954 | 341.0996 | 339.9379 | 338.8051 | 337.6982 | 336.7089 | 335.688 | 334.6849 | 333.6992 | 332.7476 | 331.8041 | 330.8641 | 329.9518 | 329.054 | 328.1688 | 327.4302 | 326.6587
11 | 351.499 | 359.343 | 357.8854 | 356.4312 | 355.12 | 353.8794 | 352.6742 | 351.499 | 350.3506 | 349.3242 | 348.265 | 347.2244 | 346.2017 | 345.2145 | 344.2357 | 343.2604 | 342.314 | 341.3825 | 340.4642 | 339.6979 | 338.8975
12 | 354.7005 | 362.6159 | 361.1451 | 359.6776 | 358.3545 | 357.1026 | 355.8864 | 354.7005 | 353.5416 | 352.5059 | 351.437 | 350.3869 | 349.355 | 348.3587 | 347.371 | 346.3869 | 345.4318 | 344.4919 | 343.5652 | 342.7919 | 341.9842
13 | 353.886 | 361.7833 | 360.3159 | 358.8518 | 357.5317 | 356.2826 | 355.0692 | 353.886 | 352.7299 | 351.6965 | 350.6301 | 349.5824 | 348.5528 | 347.5589 | 346.5734 | 345.5916 | 344.6387 | 343.7009 | 342.7763 | 342.0048 | 341.199
14 | 349.9207 | 357.7295 | 356.2785 | 354.8308 | 353.5255 | 352.2905 | 351.0907 | 349.9207 | 348.7775 | 347.7557 | 346.7013 | 345.6653 | 344.6473 | 343.6645 | 342.6901 | 341.7192 | 340.777 | 339.8497 | 338.9355 | 338.1726 | 337.3758
15 | 340.7761 | 348.3807 | 346.9677 | 345.5578 | 344.2867 | 343.0839 | 341.9154 | 340.7761 | 339.6627 | 338.6676 | 337.6408 | 336.6319 | 335.6404 | 334.6833 | 333.7344 | 332.7888 | 331.8713 | 330.9682 | 330.0779 | 329.335 | 328.559
16 | 323.3377 | 330.5532 | 329.2124 | 327.8748 | 326.6686 | 325.5274 | 324.4187 | 323.3377 | 322.2813 | 321.3371 | 320.3628 | 319.4055 | 318.4648 | 317.5567 | 316.6563 | 315.7592 | 314.8886 | 314.0318 | 313.187 | 312.4821 | 311.7458
17 | 296.4291 | 303.0442 | 301.815 | 300.5886 | 299.4829 | 298.4366 | 297.4202 | 296.4291 | 295.4607 | 294.5951 | 293.7019 | 292.8243 | 291.9618 | 291.1293 | 290.3038 | 289.4813 | 288.6832 | 287.8977 | 287.1232 | 286.4769 | 285.802
18 | 262.8545 | 268.7203 | 267.6303 | 266.5429 | 265.5623 | 264.6346 | 263.7333 | 262.8545 | 261.9957 | 261.2282 | 260.4361 | 259.6579 | 258.8931 | 258.1549 | 257.4229 | 256.6936 | 255.9859 | 255.2893 | 254.6026 | 254.0295 | 253.431
19 | 227.8981 | 232.9838 | 232.0388 | 231.0959 | 230.2458 | 229.4415 | 228.66 | 227.8981 | 227.1535 | 226.488 | 225.8013 | 225.1266 | 224.4635 | 223.8235 | 223.1888 | 222.5565 | 221.9429 | 221.339 | 220.7436 | 220.2467 | 219.7278
20 | 195.3501 | 199.7095 | 198.8994 | 198.0912 | 197.3625 | 196.673 | 196.0032 | 195.3501 | 194.7118 | 194.1414 | 193.5528 | 192.9744 | 192.4061 | 191.8574 | 191.3134 | 190.7714 | 190.2454 | 189.7277 | 189.2173 | 188.7915 | 188.3466
21 | 166.2918 | 170.0027 | 169.3132 | 168.6252 | 168.0049 | 167.4179 | 166.8478 | 166.2918 | 165.7485 | 165.2629 | 164.7618 | 164.2695 | 163.7857 | 163.3186 | 162.8556 | 162.3942 | 161.9464 | 161.5058 | 161.0713 | 160.7088 | 160.3301
22 | 140.7086 | 143.8486 | 143.2651 | 142.683 | 142.1581 | 141.6615 | 141.179 | 140.7086 | 140.2489 | 139.838 | 139.414 | 138.9974 | 138.588 | 138.1928 | 137.801 | 137.4106 | 137.0317 | 136.6589 | 136.2912 | 135.9845 | 135.6641
23 | 119.3321 | 121.9951 | 121.5003 | 121.0066 | 120.5615 | 120.1403 | 119.7311 | 119.3321 | 118.9423 | 118.5938 | 118.2342 | 117.8809 | 117.5338 | 117.1986 | 116.8663 | 116.5352 | 116.2139 | 115.8977 | 115.5859 | 115.3257 | 115.054
24 | 104.51 | 106.8423 | 106.4089 | 105.9765 | 105.5867 | 105.2178 | 104.8595 | 104.51 | 104.1686 | 103.8634 | 103.5485 | 103.2391 | 102.935 | 102.6415 | 102.3505 | 102.0605 | 101.7791 | 101.5022 | 101.2291 | 101.0013 | 100.7633
Raw Data | FY 2022: EPRI End Use Load Profiles; FY 2023: https://loadshape.epri.com/enduse; FY 2024: NERC region: SERC/FL
1 | FY 2021: 0.22749; FY 2023: Commercial; FY 2024: Commercial
2 | FY 2021: 0.22749; FY 2022: AC; FY 2023: Peak Season Peak Weekday (avg kWh); FY 2024: Peak Season Average Weekend; FY 2025: Off Peak Season Average Weekday; FY 2026: Peak Season Average Weekday; FY 2027: Off Peak Season Average Weekend; FY 2028: Off Peak Season Peak Weekday; FY 2029: James Created Average Year Round Daily Profile
3 | FY 2021: 0.22905; FY 2022: 1; FY 2024: 0.225; FY 2025: 0.2295; FY 2026: 0.2263; FY 2027: 0.2288; FY 2029: 0.22749
4 | FY 2021: 0.2439; FY 2022: 2; FY 2024: 0.225; FY 2025: 0.2295; FY 2026: 0.2263; FY 2027: 0.2288; FY 2029: 0.22749; FY 2032: 261
5 | FY 2021: 0.29022; FY 2022: 3; FY 2024: 0.2267; FY 2025: 0.2307; FY 2026: 0.2295; FY 2027: 0.227; FY 2029: 0.22905; FY 2032: 130.5
6 | FY 2021: 0.37836; FY 2022: 4; FY 2024: 0.2381; FY 2025: 0.2393; FY 2026: 0.257; FY 2027: 0.2293; FY 2029: 0.2439
7 | FY 2021: 0.5042; FY 2022: 5; FY 2024: 0.2695; FY 2025: 0.2783; FY 2026: 0.3288; FY 2027: 0.2452; FY 2029: 0.29022
8 | FY 2021: 0.64402; FY 2022: 6; FY 2024: 0.3247; FY 2025: 0.3646; FY 2026: 0.4526; FY 2027: 0.2818; FY 2029: 0.37836
9 | FY 2021: 0.76238; FY 2022: 7; FY 2024: 0.3983; FY 2025: 0.5009; FY 2026: 0.6159; FY 2027: 0.3402; FY 2029: 0.5042
10 | FY 2021: 0.83549; FY 2022: 8; FY 2024: 0.4743; FY 2025: 0.6665; FY 2026: 0.7826; FY 2027: 0.4123; FY 2029: 0.64402
11 | FY 2021: 0.86679; FY 2022: 9; FY 2024: 0.5329; FY 2025: 0.8206; FY 2026: 0.9088; FY 2027: 0.4816; FY 2029: 0.76238
12 | FY 2021: 0.87468; FY 2022: 10; FY 2024: 0.5639; FY 2025: 0.9271; FY 2026: 0.9746; FY 2027: 0.5317; FY 2029: 0.83549
13 | FY 2021: 0.87268; FY 2022: 11; FY 2024: 0.5722; FY 2025: 0.98; FY 2026: 0.996; FY 2027: 0.5568; FY 2029: 0.86679
14 | FY 2021: 0.8629; FY 2022: 12; FY 2024: 0.5681; FY 2025: 0.9976; FY 2026: 0.9999; FY 2027: 0.5624; FY 2029: 0.87468
15 | FY 2021: 0.84035; FY 2022: 13; FY 2024: 0.5585; FY 2025: 0.9996; FY 2026: 0.9983; FY 2027: 0.5569; FY 2029: 0.87268
16 | FY 2021: 0.79734; FY 2022: 14; FY 2024: 0.5451; FY 2025: 0.9937; FY 2026: 0.9864; FY 2027: 0.5463; FY 2029: 0.8629
17 | FY 2021: 0.73099; FY 2022: 15; FY 2024: 0.5273; FY 2025: 0.976; FY 2026: 0.9537; FY 2027: 0.5322; FY 2029: 0.84035
18 | FY 2021: 0.64819; FY 2022: 16; FY 2024: 0.5039; FY 2025: 0.9353; FY 2026: 0.8909; FY 2027: 0.5133; FY 2029: 0.79734
19 | FY 2021: 0.56199; FY 2022: 17; FY 2024: 0.4756; FY 2025: 0.8634; FY 2026: 0.798; FY 2027: 0.4891; FY 2029: 0.73099
20 | FY 2021: 0.48173; FY 2022: 18; FY 2024: 0.4451; FY 2025: 0.7647; FY 2026: 0.6882; FY 2027: 0.4613; FY 2029: 0.64819
21 | FY 2021: 0.41007; FY 2022: 19; FY 2024: 0.414; FY 2025: 0.6556; FY 2026: 0.5801; FY 2027: 0.432; FY 2029: 0.56199
22 | FY 2021: 0.34698; FY 2022: 20; FY 2024: 0.3811; FY 2025: 0.5518; FY 2026: 0.4846; FY 2027: 0.4013; FY 2029: 0.48173
23 | FY 2021: 0.29427; FY 2022: 21; FY 2024: 0.3446; FY 2025: 0.4605; FY 2026: 0.4032; FY 2027: 0.3679; FY 2029: 0.41007
24 | FY 2021: 0.25772; FY 2022: 22; FY 2024: 0.3055; FY 2025: 0.3828; FY 2026: 0.3343; FY 2027: 0.3318; FY 2029: 0.34698
|  |  | 23 |  | 0.2689 | 0.319 | 0.2797 | 0.2953 |  | 0.29427
|  |  | 24 |  | 0.2437 | 0.272 | 0.2474 | 0.2628 |  | 0.25772
|  |  | Scale | 4832.0542 | 4832.0542 | 4832.0542 | 4832.0542 | 4832.0542 | 4832.0542 | 4832.0542
Year | =Dashboard!C14 | FY 2021 | FY 2022 | FY 2023 | FY 2024 | FY 2025 | FY 2026 | FY 2027 | FY 2028 | FY 2029 | FY 2030 | FY 2031 | FY 2032 | FY 2033 | FY 2034 | FY 2035 | FY 2036 | FY 2037 | FY 2038 | FY 2039 | FY 2040
Total Residential Load (GWh) | 6467.5868 | 6562.2539 | 6560.3675 | 6556.1262 | 6548.362 | 6532.3281 | 6508.019 | 6467.5868 | 6417.0081 | 6336.9988 | 6265.4899 | 6200.8392 | 6139.0658 | 6081.4224 | 6027.9774 | 5978.6943 | 5934.0701 | 5893.2228 | 5855.4677 | 5827.4457 | 5801.6449
End Use | Lighting Residential | Lighting Residential | Lighting Residential | Lighting Residential | Lighting Residential | Lighting Residential | Lighting Residential | Lighting Residential | Lighting Residential | Lighting Residential | Lighting Residential | Lighting Residential | Lighting Residential | Lighting Residential | Lighting Residential | Lighting Residential | Lighting Residential | Lighting Residential | Lighting Residential | Lighting Residential | Lighting Residential
% of Energy Load | 0.13 | 13% | 13% | 13% | 13% | 13% | 13% | 13% | 13% | 13% | 13% | 13% | 13% | 13% | 13% | 13% | 13% | 13% | 13% | 13% | 13%
Total Energy Load (GWh) | 840.7863 | 853.093 | 852.8478 | 852.2964 | 851.2871 | 849.2027 | 846.0425 | 840.7863 | 834.2111 | 823.8098 | 814.5137 | 806.1091 | 798.0786 | 790.5849 | 783.6371 | 777.2303 | 771.4291 | 766.119 | 761.2108 | 757.5679 | 754.2138
Average Daily Load (GWh) | 2.3035 | 2.3372 | 2.3366 | 2.3351 | 2.3323 | 2.3266 | 2.3179 | 2.3035 | 2.2855 | 2.257 | 2.2315 | 2.2085 | 2.1865 | 2.166 | 2.147 | 2.1294 | 2.1135 | 2.099 | 2.0855 | 2.0755 | 2.0663
Scaling Factor | 0.15151 | 0.15373 | 0.15369 | 0.15359 | 0.15341 | 0.15303 | 0.15246 | 0.15151 | 0.15033 | 0.14845 | 0.14678 | 0.14526 | 0.14382 | 0.14247 | 0.14121 | 0.14006 | 0.13901 | 0.13806 | 0.13717 | 0.13652 | 0.13591
Estimated Max Power Available (MW) | 47.6185 | 49.3937 | 49.1792 | 48.9477 | 48.7099 | 48.4209 | 48.0764 | 47.6185 | 47.0917 | 46.3683 | 45.7061 | 45.0993 | 44.5185 | 43.9748 | 43.4647 | 42.9872 | 42.5487 | 42.1409 | 41.7583 | 41.4649 | 41.184
Hour | 0
1 | 201.7553 | 206.2576 | 205.421 | 204.5863 | 203.8337 | 203.1216 | 202.4298 | 201.7553 | 201.0961 | 200.507 | 199.899 | 199.3017 | 198.7147 | 198.1481 | 197.5862 | 197.0265 | 196.4832 | 195.9486 | 195.4214 | 194.9816 | 194.5222
2 | 201.7553 | 206.2576 | 205.421 | 204.5863 | 203.8337 | 203.1216 | 202.4298 | 201.7553 | 201.0961 | 200.507 | 199.899 | 199.3017 | 198.7147 | 198.1481 | 197.5862 | 197.0265 | 196.4832 | 195.9486 | 195.4214 | 194.9816 | 194.5222
3 | 205.0956 | 209.6724 | 208.822 | 207.9735 | 207.2084 | 206.4845 | 205.7813 | 205.0956 | 204.4255 | 203.8266 | 203.2086 | 202.6014 | 202.0047 | 201.4286 | 200.8575 | 200.2885 | 199.7362 | 199.1927 | 198.6569 | 198.2098 | 197.7428
4 | 201.7553 | 206.2576 | 205.421 | 204.5863 | 203.8337 | 203.1216 | 202.4298 | 201.7553 | 201.0961 | 200.507 | 199.899 | 199.3017 | 198.7147 | 198.1481 | 197.5862 | 197.0265 | 196.4832 | 195.9486 | 195.4214 | 194.9816 | 194.5222
5 | 197.6094 | 202.0192 | 201.1998 | 200.3823 | 199.6451 | 198.9477 | 198.2701 | 197.6094 | 196.9638 | 196.3868 | 195.7913 | 195.2063 | 194.6314 | 194.0763 | 193.5261 | 192.9778 | 192.4457 | 191.9221 | 191.4058 | 190.975 | 190.525
6 | 201.7553 | 206.2576 | 205.421 | 204.5863 | 203.8337 | 203.1216 | 202.4298 | 201.7553 | 201.0961 | 200.507 | 199.899 | 199.3017 | 198.7147 | 198.1481 | 197.5862 | 197.0265 | 196.4832 | 195.9486 | 195.4214 | 194.9816 | 194.5222
7 | 222.1197 | 227.0765 | 226.1554 | 225.2365 | 224.4079 | 223.6239 | 222.8623 | 222.1197 | 221.394 | 220.7454 | 220.0761 | 219.4185 | 218.7722 | 218.1484 | 217.5299 | 216.9136 | 216.3155 | 215.7269 | 215.1466 | 214.6623 | 214.1565
8 | 257.3325 | 263.0751 | 262.008 | 260.9434 | 259.9835 | 259.0752 | 258.1929 | 257.3325 | 256.4918 | 255.7404 | 254.9649 | 254.2031 | 253.4544 | 252.7316 | 252.0151 | 251.3011 | 250.6082 | 249.9263 | 249.2539 | 248.6929 | 248.107
9 | 293.0697 | 299.6098 | 298.3946 | 297.1821 | 296.0889 | 295.0545 | 294.0496 | 293.0697 | 292.1122 | 291.2565 | 290.3733 | 289.5057 | 288.653 | 287.8299 | 287.0138 | 286.2007 | 285.4115 | 284.6349 | 283.8692 | 283.2303 | 282.563
10 | 312.9155 | 319.8985 | 318.6009 | 317.3064 | 316.1391 | 315.0347 | 313.9617 | 312.9155 | 311.8932 | 310.9795 | 310.0366 | 309.1101 | 308.1998 | 307.3209 | 306.4495 | 305.5813 | 304.7388 | 303.9096 | 303.092 | 302.4098 | 301.6973
11 | 314.2856 | 321.2992 | 319.9959 | 318.6957 | 317.5233 | 316.414 | 315.3364 | 314.2856 | 313.2588 | 312.3411 | 311.394 | 310.4636 | 309.5492 | 308.6665 | 307.7913 | 306.9193 | 306.0731 | 305.2402 | 304.4191 | 303.7339 | 303.0183
12 | 312.9155 | 319.8985 | 318.6009 | 317.3064 | 316.1391 | 315.0347 | 313.9617 | 312.9155 | 311.8932 | 310.9795 | 310.0366 | 309.1101 | 308.1998 | 307.3209 | 306.4495 | 305.5813 | 304.7388 | 303.9096 | 303.092 | 302.4098 | 301.6973
13 | 312.7709 | 319.7506 | 318.4537 | 317.1597 | 315.993 | 314.8891 | 313.8167 | 312.7709 | 311.7491 | 310.8358 | 309.8933 | 308.9673 | 308.0573 | 307.1789 | 306.3079 | 305.4401 | 304.5979 | 303.7691 | 302.9519 | 302.2701 | 301.5579
14 | 312.9155 | 319.8985 | 318.6009 | 317.3064 | 316.1391 | 315.0347 | 313.9617 | 312.9155 | 311.8932 | 310.9795 | 310.0366 | 309.1101 | 308.1998 | 307.3209 | 306.4495 | 305.5813 | 304.7388 | 303.9096 | 303.092 | 302.4098 | 301.6973
15 | 311.6808 | 318.6362 | 317.3438 | 316.0543 | 314.8917 | 313.7916 | 312.7229 | 311.6808 | 310.6625 | 309.7524 | 308.8132 | 307.8904 | 306.9836 | 306.1082 | 305.2403 | 304.3755 | 303.5363 | 302.7104 | 301.896 | 301.2165 | 300.5068
16 | 312.9155 | 319.8985 | 318.6009 | 317.3064 | 316.1391 | 315.0347 | 313.9617 | 312.9155 | 311.8932 | 310.9795 | 310.0366 | 309.1101 | 308.1998 | 307.3209 | 306.4495 | 305.5813 | 304.7388 | 303.9096 | 303.092 | 302.4098 | 301.6973
17 | 314.2329 | 321.2453 | 319.9423 | 318.6422 | 317.4701 | 316.361 | 315.2835 | 314.2329 | 313.2063 | 312.2887 | 311.3418 | 310.4115 | 309.4973 | 308.6147 | 307.7397 | 306.8678 | 306.0217 | 305.189 | 304.368 | 303.683 | 302.9675
18 | 311.2344 | 318.1798 | 316.8892 | 315.6016 | 314.4406 | 313.3421 | 312.2749 | 311.2344 | 310.2175 | 309.3087 | 308.3708 | 307.4494 | 306.5439 | 305.6698 | 304.8031 | 303.9395 | 303.1015 | 302.2768 | 301.4636 | 300.7851 | 300.0764
19 | 289.5064 | 295.967 | 294.7665 | 293.5688 | 292.4888 | 291.467 | 290.4744 | 289.5064 | 288.5606 | 287.7152 | 286.8428 | 285.9857 | 285.1434 | 284.3303 | 283.5241 | 282.7209 | 281.9413 | 281.1742 | 280.4178 | 279.7866 | 279.1274
20 | 255.3674 | 261.0661 | 260.0072 | 258.9507 | 257.9981 | 257.0968 | 256.2212 | 255.3674 | 254.533 | 253.7874 | 253.0179 | 252.2618 | 251.5189 | 250.8016 | 250.0905 | 249.382 | 248.6944 | 248.0177 | 247.3505 | 246.7937 | 246.2123
21 | 222.7972 | 227.7691 | 226.8453 | 225.9235 | 225.0924 | 224.306 | 223.5421 | 222.7972 | 222.0693 | 221.4187 | 220.7474 | 220.0878 | 219.4396 | 218.8138 | 218.1934 | 217.5752 | 216.9753 | 216.3849 | 215.8028 | 215.3171 | 214.8098
22 | 201.7553 | 206.2576 | 205.421 | 204.5863 | 203.8337 | 203.1216 | 202.4298 | 201.7553 | 201.0961 | 200.507 | 199.899 | 199.3017 | 198.7147 | 198.1481 | 197.5862 | 197.0265 | 196.4832 | 195.9486 | 195.4214 | 194.9816 | 194.5222
23 | 195.9685 | 200.3417 | 199.5291 | 198.7183 | 197.9873 | 197.2956 | 196.6237 | 195.9685 | 195.3283 | 194.756 | 194.1655 | 193.5853 | 193.0152 | 192.4648 | 191.9191 | 191.3753 | 190.8477 | 190.3284 | 189.8164 | 189.3891 | 188.9429
24 | 201.7553 | 206.2576 | 205.421 | 204.5863 | 203.8337 | 203.1216 | 202.4298 | 201.7553 | 201.0961 | 200.507 | 199.899 | 199.3017 | 198.7147 | 198.1481 | 197.5862 | 197.0265 | 196.4832 | 195.9486 | 195.4214 | 194.9816 | 194.5222
Raw Data |  | FY 2022: EPRI End Use Load Profiles; FY 2023: https://loadshape.epri.com/enduse; FY 2024: NERC region: All regions
1 |  | FY 2021: 0.49752; FY 2023: Residential; FY 2024: Residential
2 |  | FY 2021: 0.49752; FY 2022: AC; FY 2023: Peak Season Peak Weekday (avg kWh); FY 2024: Peak Season Average Weekend; FY 2025: Off Peak Season Average Weekday; FY 2026: Peak Season Average Weekday; FY 2027: Off Peak Season Average Weekend; FY 2028: Off Peak Season Peak Weekday; FY 2029: James Created Average Year Round Daily Profile
3 |  | FY 2021: 0.50576; FY 2022: 1; FY 2024: 0.1875; FY 2025: 0.6154; FY 2026: 0.625; FY 2027: 0.1942; FY 2029: 0.49752
4 |  | FY 2021: 0.49752; FY 2022: 2; FY 2024: 0.1875; FY 2025: 0.6154; FY 2026: 0.625; FY 2027: 0.1942; FY 2029: 0.49752; FY 2032: 261
5 |  | FY 2021: 0.4873; FY 2022: 3; FY 2024: 0.1889; FY 2025: 0.6262; FY 2026: 0.6361; FY 2027: 0.1957; FY 2029: 0.50576; FY 2032: 130.5
6 |  | FY 2021: 0.49752; FY 2022: 4; FY 2024: 0.1875; FY 2025: 0.6154; FY 2026: 0.625; FY 2027: 0.1942; FY 2029: 0.49752
7 |  | FY 2021: 0.54774; FY 2022: 5; FY 2024: 0.1862; FY 2025: 0.6018; FY 2026: 0.6111; FY 2027: 0.1927; FY 2029: 0.4873
8 |  | FY 2021: 0.63458; FY 2022: 6; FY 2024: 0.1875; FY 2025: 0.6154; FY 2026: 0.625; FY 2027: 0.1942; FY 2029: 0.49752
9 |  | FY 2021: 0.7227; FY 2022: 7; FY 2024: 0.1931; FY 2025: 0.6825; FY 2026: 0.6936; FY 2027: 0.2008; FY 2029: 0.54774
10 |  | FY 2021: 0.77164; FY 2022: 8; FY 2024: 0.2021; FY 2025: 0.7988; FY 2026: 0.8125; FY 2027: 0.2115; FY 2029: 0.63458
11 |  | FY 2021: 0.77502; FY 2022: 9; FY 2024: 0.2112; FY 2025: 0.9168; FY 2026: 0.9332; FY 2027: 0.2224; FY 2029: 0.7227
12 |  | FY 2021: 0.77164; FY 2022: 10; FY 2024: 0.2168; FY 2025: 0.9822; FY 2026: 1; FY 2027: 0.2288; FY 2029: 0.77164
13 |  | FY 2021: 0.77129; FY 2022: 11; FY 2024: 0.2179; FY 2025: 0.9907; FY 2026: 1; FY 2027: 0.2301; FY 2029: 0.77502
14 |  | FY 2021: 0.77164; FY 2022: 12; FY 2024: 0.2168; FY 2025: 0.9822; FY 2026: 1; FY 2027: 0.2288; FY 2029: 0.77164
15 |  | FY 2021: 0.7686; FY 2022: 13; FY 2024: 0.216; FY 2025: 0.982; FY 2026: 0.9998; FY 2027: 0.2281; FY 2029: 0.77129
16 |  | FY 2021: 0.77164; FY 2022: 14; FY 2024: 0.2168; FY 2025: 0.9822; FY 2026: 1; FY 2027: 0.2288; FY 2029: 0.77164
17 |  | FY 2021: 0.77489; FY 2022: 15; FY 2024: 0.2179; FY 2025: 0.9776; FY 2026: 0.9952; FY 2027: 0.2299; FY 2029: 0.7686
18 |  | FY 2021: 0.7675; FY 2022: 16; FY 2024: 0.2168; FY 2025: 0.9822; FY 2026: 1; FY 2027: 0.2288; FY 2029: 0.77164
19 |  | FY 2021: 0.71392; FY 2022: 17; FY 2024: 0.2112; FY 2025: 0.9956; FY 2026: 1; FY 2027: 0.2236; FY 2029: 0.77489
20 |  | FY 2021: 0.62973; FY 2022: 18; FY 2024: 0.2021; FY 2025: 0.9822; FY 2026: 1; FY 2027: 0.2144; FY 2029: 0.7675
21 |  | FY 2021: 0.54941; FY 2022: 19; FY 2024: 0.1931; FY 2025: 0.9118; FY 2026: 0.928; FY 2027: 0.2044; FY 2029: 0.71392
22 |  | FY 2021: 0.49752; FY 2022: 20; FY 2024: 0.1875; FY 2025: 0.7968; FY 2026: 0.8125; FY 2027: 0.1971; FY 2029: 0.62973
23 |  | FY 2021: 0.48325; FY 2022: 21; FY 2024: 0.1862; FY 2025: 0.6875; FY 2026: 0.6987; FY 2027: 0.1941; FY 2029: 0.54941
24 |  | FY 2021: 0.49752; FY 2022: 22; FY 2024: 0.1875; FY 2025: 0.6154; FY 2026: 0.625; FY 2027: 0.1942; FY 2029: 0.49752
|  |  | 23 |  | 0.1889 | 0.5952 | 0.6043 | 0.1952 |  | 0.48325
|  |  | 24 |  | 0.1875 | 0.6154 | 0.625 | 0.1942 |  | 0.49752
|  |  | Scale | 4832.0542 | 4832.0542 | 4832.0542 | 4832.0542 | 4832.0542 | 4832.0542 | 4832.0542
Lighting
|  | From | https://www.energy.gov/eere/buildings/building-america-analysis-spreadsheets
This is for Climate 5B, Cold
|  | Jan | Feb | Mar | Apr | May | Jun | Jul | Aug | Sep | Oct | Nov | Dec | Annual Average
1 |  | 0.0239 | 0.027276 | 0.032288 | 0.03945 | 0.045313 | 0.048451 | 0.047561 | 0.042313 | 0.035448 | 0.029332 | 0.024849 | 0.023008 | 0.032619
2 |  | 0.01434 | 0.016366 | 0.019373 | 0.02367 | 0.027188 | 0.02907 | 0.028536 | 0.025388 | 0.021269 | 0.017599 | 0.01491 | 0.013805 | 0.019571
3 |  | 0.0095598 | 0.01091 | 0.012915 | 0.01578 | 0.018125 | 0.01938 | 0.019024 | 0.016925 | 0.014179 | 0.011733 | 0.0099397 | 0.0092033 | 0.013048
4 |  | 0.0095598 | 0.01091 | 0.012915 | 0.01578 | 0.018125 | 0.01938 | 0.019024 | 0.016925 | 0.014179 | 0.011733 | 0.0099397 | 0.0092033 | 0.013048
5 |  | 0.0095598 | 0.01091 | 0.012915 | 0.01578 | 0.018125 | 0.01938 | 0.019024 | 0.016925 | 0.014179 | 0.011733 | 0.0099397 | 0.0092033 | 0.013048
6 |  | 0.010468 | 0.011748 | 0.013541 | 0.016665 | 0.018766 | 0.019944 | 0.019684 | 0.01775 | 0.015125 | 0.012771 | 0.010602 | 0.010015 | 0.013845
7 |  | 0.022585 | 0.022923 | 0.021889 | 0.028476 | 0.027312 | 0.02746 | 0.028481 | 0.028749 | 0.027751 | 0.026621 | 0.019436 | 0.020845 | 0.024485
8 |  | 0.047226 | 0.04565 | 0.038865 | 0.052496 | 0.044692 | 0.042747 | 0.04637 | 0.051117 | 0.053426 | 0.054787 | 0.037402 | 0.04287 | 0.046123
9 |  | 0.045119 | 0.040731 | 0.031371 | 0.041648 | 0.033674 | 0.031829 | 0.034895 | 0.039922 | 0.044427 | 0.04909 | 0.036056 | 0.042475 | 0.039957
10 |  | 0.023129 | 0.02045 | 0.016221 | 0.020212 | 0.018164 | 0.018187 | 0.01893 | 0.01996 | 0.021514 | 0.023954 | 0.020023 | 0.022819 | 0.020647
11 |  | 0.018833 | 0.016487 | 0.01326 | 0.016024 | 0.015133 | 0.015522 | 0.015811 | 0.01606 | 0.017037 | 0.019043 | 0.016891 | 0.018979 | 0.016874
12 |  | 0.01866 | 0.016327 | 0.013141 | 0.015855 | 0.015011 | 0.015414 | 0.015685 | 0.015903 | 0.016857 | 0.018845 | 0.016764 | 0.018824 | 0.016722
13 |  | 0.018664 | 0.016328 | 0.013142 | 0.015854 | 0.01501 | 0.015414 | 0.015684 | 0.015901 | 0.016855 | 0.018844 | 0.016784 | 0.018839 | 0.016726
14 |  | 0.018763 | 0.016377 | 0.01317 | 0.015855 | 0.015011 | 0.015415 | 0.015685 | 0.015903 | 0.016859 | 0.018856 | 0.017046 | 0.019071 | 0.016802
15 |  | 0.024591 | 0.019673 | 0.015209 | 0.016067 | 0.015167 | 0.015565 | 0.015835 | 0.016086 | 0.01728 | 0.019963 | 0.026713 | 0.028891 | 0.02037
16 |  | 0.01964 | 0.016832 | 0.013438 | 0.015875 | 0.015027 | 0.015431 | 0.015702 | 0.015922 | 0.016904 | 0.018988 | 0.018816 | 0.020786 | 0.017387
17 |  | 0.041885 | 0.031133 | 0.023072 | 0.017345 | 0.016093 | 0.016381 | 0.016647 | 0.017126 | 0.019462 | 0.02482 | 0.049065 | 0.052284 | 0.030256
18 |  | 0.077626 | 0.060194 | 0.046086 | 0.023284 | 0.020467 | 0.020073 | 0.020312 | 0.021867 | 0.028235 | 0.040884 | 0.087031 | 0.090954 | 0.051372
19 |  | 0.11579 | 0.10342 | 0.088695 | 0.042222 | 0.035165 | 0.032328 | 0.032446 | 0.037201 | 0.052244 | 0.075029 | 0.11923 | 0.11973 | 0.079972
20 |  | 0.12252 | 0.13223 | 0.13297 | 0.082513 | 0.069595 | 0.061701 | 0.061448 | 0.071669 | 0.095266 | 0.11788 | 0.11877 | 0.11209 | 0.10394
21 |  | 0.10571 | 0.12274 | 0.14282 | 0.13594 | 0.12344 | 0.11093 | 0.10989 | 0.123 | 0.1421 | 0.12974 | 0.10991 | 0.10177 | 0.12026
22 |  | 0.088985 | 0.10156 | 0.12022 | 0.14688 | 0.16138 | 0.16116 | 0.15869 | 0.15754 | 0.13198 | 0.10921 | 0.092521 | 0.085666 | 0.11887
23 |  | 0.066593 | 0.076001 | 0.089965 | 0.10992 | 0.12626 | 0.135 | 0.13252 | 0.1179 | 0.098769 | 0.08173 | 0.069239 | 0.064109 | 0.090888
24 |  | 0.046287 | 0.052826 | 0.062532 | 0.076403 | 0.087759 | 0.093836 | 0.092112 | 0.081949 | 0.068652 | 0.056808 | 0.048126 | 0.04456 | 0.063174
Note on C4: [Threaded comment] Your version of Excel allows you to read this threaded comment; however, any edits to it will get removed if the file is opened in a newer version of Excel. Learn more: https://go.microsoft.com/fwlink/?linkid=870924 Comment: Future Work: Could change year over year percentages ro reflect increased appliance efficiency
Note on C69: [Threaded comment] Your version of Excel allows you to read this threaded comment; however, any edits to it will get removed if the file is opened in a newer version of Excel. Learn more: https://go.microsoft.com/fwlink/?linkid=870924 Comment: Future Work: Could change year over year percentages ro reflect increased appliance efficiency

## Load Profile__Office Equip (hidden)
Year | FY 2027 | FY 2021 | FY 2022 | FY 2023 | FY 2024 | FY 2025 | FY 2026 | FY 2027 | FY 2028 | FY 2029 | FY 2030 | FY 2031 | FY 2032 | FY 2033 | FY 2034 | FY 2035 | FY 2036 | FY 2037 | FY 2038 | FY 2039 | FY 2040
Total Commercial Load (GWh) | 9285.0055 | 9492.2077 | 9453.7063 | 9415.2928 | 9380.6575 | 9347.8856 | 9316.0494 | 9285.0055 | 9254.6708 | 9227.558 | 9199.5791 | 9172.09 | 9145.0763 | 9118.9982 | 9093.1426 | 9067.3807 | 9042.3799 | 9017.7755 | 8993.5165 | 8973.2742 | 8952.1322
End Use | Office Equipment Commercial | Office Equipment Commercial | Office Equipment Commercial | Office Equipment Commercial | Office Equipment Commercial | Office Equipment Commercial | Office Equipment Commercial | Office Equipment Commercial | Office Equipment Commercial | Office Equipment Commercial | Office Equipment Commercial | Office Equipment Commercial | Office Equipment Commercial | Office Equipment Commercial | Office Equipment Commercial | Office Equipment Commercial | Office Equipment Commercial | Office Equipment Commercial | Office Equipment Commercial | Office Equipment Commercial | Office Equipment Commercial
% of Energy Load | 16% | 16% | 16% | 16% | 16% | 16% | 16% | 16% | 16% | 16% | 16% | 16% | 16% | 16% | 16% | 16% | 16% | 16% | 16% | 16% | 16%
Total Energy Load (GWh) | 1485.7969 | 1518.9536 | 1512.7926 | 1506.6456 | 1501.1032 | 1495.859 | 1490.7646 | 1485.7969 | 1480.9427 | 1476.6041 | 1472.1269 | 1467.728 | 1463.4053 | 1459.2322 | 1455.0948 | 1450.9723 | 1446.9717 | 1443.0345 | 1439.1525 | 1435.9133 | 1432.5301
Average Daily Load (GWh) | 4.0707 | 4.1615 | 4.1446 | 4.1278 | 4.1126 | 4.0982 | 4.0843 | 4.0707 | 4.0574 | 4.0455 | 4.0332 | 4.0212 | 4.0093 | 3.9979 | 3.9866 | 3.9753 | 3.9643 | 3.9535 | 3.9429 | 3.934 | 3.9247
Scaling Factor | 0.23775 | 0.24305 | 0.24207 | 0.24109 | 0.2402 | 0.23936 | 0.23854 | 0.23775 | 0.23697 | 0.23628 | 0.23556 | 0.23486 | 0.23417 | 0.2335 | 0.23284 | 0.23218 | 0.23154 | 0.23091 | 0.23029 | 0.22977 | 0.22923
Estimated Max Power Available (MW) | 50.9684 | 53.2685 | 52.8373 | 52.4088 | 52.0239 | 51.661 | 51.3097 | 50.9684 | 50.6359 | 50.3396 | 50.0348 | 49.7362 | 49.4437 | 49.1621 | 48.8837 | 48.6071 | 48.3395 | 48.0768 | 47.8184 | 47.6034 | 47.3794
Hour | FY 2027: 0
1 | 134.9048 | 137.9153 | 137.3559 | 136.7978 | 136.2945 | 135.8184 | 135.3558 | 134.9048 | 134.464 | 134.0701 | 133.6636 | 133.2642 | 132.8717 | 132.4928 | 132.1171 | 131.7428 | 131.3796 | 131.0221 | 130.6696 | 130.3755 | 130.0683
2 | 134.9048 | 137.9153 | 137.3559 | 136.7978 | 136.2945 | 135.8184 | 135.3558 | 134.9048 | 134.464 | 134.0701 | 133.6636 | 133.2642 | 132.8717 | 132.4928 | 132.1171 | 131.7428 | 131.3796 | 131.0221 | 130.6696 | 130.3755 | 130.0683
3 | 135.1272 | 138.1427 | 137.5824 | 137.0233 | 136.5193 | 136.0423 | 135.579 | 135.1272 | 134.6858 | 134.2912 | 133.884 | 133.4839 | 133.0908 | 132.7113 | 132.335 | 131.9601 | 131.5962 | 131.2382 | 130.8851 | 130.5905 | 130.2828
4 | 136.6997 | 139.7502 | 139.1834 | 138.6179 | 138.1079 | 137.6254 | 137.1567 | 136.6997 | 136.2531 | 135.8539 | 135.442 | 135.0373 | 134.6396 | 134.2556 | 133.875 | 133.4957 | 133.1276 | 132.7654 | 132.4082 | 132.1102 | 131.7989
5 | 141.4682 | 144.6251 | 144.0385 | 143.4532 | 142.9255 | 142.4262 | 141.9412 | 141.4682 | 141.006 | 140.5929 | 140.1666 | 139.7478 | 139.3362 | 138.9388 | 138.5449 | 138.1524 | 137.7715 | 137.3966 | 137.027 | 136.7186 | 136.3964
6 | 150.7964 | 154.1616 | 153.5363 | 152.9124 | 152.3499 | 151.8177 | 151.3006 | 150.7964 | 150.3038 | 149.8634 | 149.409 | 148.9626 | 148.5239 | 148.1003 | 147.6804 | 147.262 | 146.856 | 146.4564 | 146.0624 | 145.7337 | 145.3903
7 | 164.6981 | 168.3735 | 167.6906 | 167.0092 | 166.3948 | 165.8135 | 165.2488 | 164.6981 | 164.1601 | 163.6791 | 163.1828 | 162.6952 | 162.2161 | 161.7535 | 161.2949 | 160.8379 | 160.3944 | 159.958 | 159.5277 | 159.1686 | 158.7936
8 | 181.0675 | 185.1082 | 184.3573 | 183.6082 | 182.9328 | 182.2937 | 181.6729 | 181.0675 | 180.4759 | 179.9472 | 179.4016 | 178.8655 | 178.3387 | 177.8302 | 177.326 | 176.8236 | 176.336 | 175.8562 | 175.3832 | 174.9884 | 174.5761
9 | 196.109 | 200.4853 | 199.6721 | 198.8608 | 198.1293 | 197.4371 | 196.7647 | 196.109 | 195.4683 | 194.8956 | 194.3047 | 193.7241 | 193.1535 | 192.6027 | 192.0567 | 191.5125 | 190.9845 | 190.4648 | 189.9524 | 189.5249 | 189.0784
10 | 206.6488 | 211.2603 | 210.4034 | 209.5485 | 208.7777 | 208.0483 | 207.3397 | 206.6488 | 205.9737 | 205.3702 | 204.7475 | 204.1357 | 203.5345 | 202.9541 | 202.3787 | 201.8053 | 201.2489 | 200.7013 | 200.1614 | 199.7109 | 199.2403
11 | 212.2643 | 217.0011 | 216.1209 | 215.2428 | 214.451 | 213.7018 | 212.974 | 212.2643 | 211.5708 | 210.951 | 210.3114 | 209.6829 | 209.0654 | 208.4692 | 207.8781 | 207.2892 | 206.7176 | 206.1551 | 205.6006 | 205.1378 | 204.6545
12 | 214.3785 | 219.1625 | 218.2735 | 217.3866 | 216.5869 | 215.8303 | 215.0952 | 214.3785 | 213.6781 | 213.0521 | 212.4061 | 211.7714 | 211.1477 | 210.5456 | 209.9486 | 209.3538 | 208.7766 | 208.2085 | 207.6484 | 207.181 | 206.6929
13 | 214.2103 | 218.9906 | 218.1023 | 217.2161 | 216.4171 | 215.661 | 214.9265 | 214.2103 | 213.5105 | 212.885 | 212.2395 | 211.6053 | 210.9821 | 210.3804 | 209.7839 | 209.1896 | 208.6128 | 208.0452 | 207.4855 | 207.0185 | 206.5307
14 | 212.014 | 216.7452 | 215.8661 | 214.9889 | 214.1981 | 213.4498 | 212.7228 | 212.014 | 211.3213 | 210.7022 | 210.0633 | 209.4356 | 208.8188 | 208.2233 | 207.6329 | 207.0447 | 206.4738 | 205.912 | 205.3581 | 204.8959 | 204.4131
15 | 207.3525 | 211.9797 | 211.1199 | 210.2621 | 209.4886 | 208.7567 | 208.0458 | 207.3525 | 206.6751 | 206.0696 | 205.4448 | 204.8309 | 204.2276 | 203.6452 | 203.0678 | 202.4925 | 201.9342 | 201.3847 | 200.843 | 200.3909 | 199.9188
16 | 199.3801 | 203.8294 | 203.0027 | 202.1778 | 201.4341 | 200.7304 | 200.0467 | 199.3801 | 198.7287 | 198.1465 | 197.5457 | 196.9554 | 196.3754 | 195.8154 | 195.2602 | 194.707 | 194.1701 | 193.6418 | 193.1209 | 192.6862 | 192.2322
17 | 187.8032 | 191.9941 | 191.2154 | 190.4384 | 189.7379 | 189.075 | 188.4311 | 187.8032 | 187.1896 | 186.6412 | 186.0753 | 185.5193 | 184.9729 | 184.4454 | 183.9225 | 183.4014 | 182.8957 | 182.398 | 181.9074 | 181.4979 | 181.0703
18 | 173.9943 | 177.8771 | 177.1556 | 176.4358 | 175.7868 | 175.1726 | 174.5761 | 173.9943 | 173.4259 | 172.9178 | 172.3935 | 171.8784 | 171.3721 | 170.8835 | 170.3989 | 169.9162 | 169.4477 | 168.9866 | 168.532 | 168.1527 | 167.7565
19 | 160.7598 | 164.3472 | 163.6806 | 163.0155 | 162.4159 | 161.8485 | 161.2973 | 160.7598 | 160.2346 | 159.7651 | 159.2807 | 158.8048 | 158.337 | 157.8855 | 157.4379 | 156.9918 | 156.559 | 156.133 | 155.7129 | 155.3625 | 154.9964
20 | 150.3757 | 153.7314 | 153.1079 | 152.4857 | 151.9248 | 151.394 | 150.8784 | 150.3757 | 149.8844 | 149.4453 | 148.9921 | 148.5469 | 148.1094 | 147.6871 | 147.2683 | 146.8511 | 146.4462 | 146.0477 | 145.6548 | 145.327 | 144.9846
21 | 143.4517 | 146.6529 | 146.0581 | 145.4646 | 144.9295 | 144.4232 | 143.9313 | 143.4517 | 142.983 | 142.5642 | 142.1319 | 141.7072 | 141.2898 | 140.8869 | 140.4875 | 140.0894 | 139.7032 | 139.3231 | 138.9483 | 138.6355 | 138.3089
22 | 139.3542 | 142.464 | 141.8862 | 141.3097 | 140.7898 | 140.298 | 139.8202 | 139.3542 | 138.899 | 138.492 | 138.0721 | 137.6595 | 137.2541 | 136.8627 | 136.4747 | 136.088 | 135.7128 | 135.3435 | 134.9794 | 134.6756 | 134.3583
23 | 137.0961 | 140.1555 | 139.587 | 139.0198 | 138.5084 | 138.0245 | 137.5545 | 137.0961 | 136.6482 | 136.2478 | 135.8347 | 135.4288 | 135.03 | 134.6449 | 134.2632 | 133.8828 | 133.5136 | 133.1503 | 132.7921 | 132.4933 | 132.1811
24 | 135.8174 | 138.8482 | 138.2851 | 137.7232 | 137.2165 | 136.7371 | 136.2715 | 135.8174 | 135.3736 | 134.977 | 134.5678 | 134.1657 | 133.7705 | 133.3891 | 133.0109 | 132.634 | 132.2683 | 131.9084 | 131.5536 | 131.2575 | 130.9482
Raw Data | FY 2022: EPRI End Use Load Profiles; FY 2023: https://loadshape.epri.com/enduse; FY 2024: NERC region: SERC-FL
1 | FY 2021: 0.56742; FY 2023: Residential; FY 2024: Residential
2 | FY 2021: 0.56742; FY 2022: AC; FY 2023: Peak Season Peak Weekday (avg kWh); FY 2024: Peak Season Average Weekend; FY 2025: Off Peak Season Average Weekday; FY 2026: Peak Season Average Weekday; FY 2027: Off Peak Season Average Weekend; FY 2028: Off Peak Season Peak Weekday; FY 2029: James Created Average Year Round Daily Profile
3 | FY 2021: 0.56836; FY 2022: 1; FY 2024: 0.5594; FY 2025: 0.5713; FY 2026: 0.5703; FY 2027: 0.5607; FY 2029: 0.56742
4 | FY 2021: 0.57497; FY 2022: 2; FY 2024: 0.5594; FY 2025: 0.5713; FY 2026: 0.5703; FY 2027: 0.5607; FY 2029: 0.56742; FY 2032: 261
5 | FY 2021: 0.59503; FY 2022: 3; FY 2024: 0.5603; FY 2025: 0.5724; FY 2026: 0.5715; FY 2027: 0.5606; FY 2029: 0.56836; FY 2032: 130.5
6 | FY 2021: 0.63427; FY 2022: 4; FY 2024: 0.5646; FY 2025: 0.5765; FY 2026: 0.5836; FY 2027: 0.5621; FY 2029: 0.57497
7 | FY 2021: 0.69274; FY 2022: 5; FY 2024: 0.5748; FY 2025: 0.5937; FY 2026: 0.6162; FY 2027: 0.5678; FY 2029: 0.59503
8 | FY 2021: 0.76159; FY 2022: 6; FY 2024: 0.5924; FY 2025: 0.6332; FY 2026: 0.6748; FY 2027: 0.5796; FY 2029: 0.63427
9 | FY 2021: 0.82486; FY 2022: 7; FY 2024: 0.616; FY 2025: 0.6987; FY 2026: 0.7561; FY 2027: 0.5983; FY 2029: 0.69274
10 | FY 2021: 0.86919; FY 2022: 8; FY 2024: 0.6412; FY 2025: 0.783; FY 2026: 0.8451; FY 2027: 0.6218; FY 2029: 0.76159
11 | FY 2021: 0.89281; FY 2022: 9; FY 2024: 0.661; FY 2025: 0.8677; FY 2026: 0.9203; FY 2027: 0.6451; FY 2029: 0.82486
12 | FY 2021: 0.9017; FY 2022: 10; FY 2024: 0.6705; FY 2025: 0.9336; FY 2026: 0.968; FY 2027: 0.6619; FY 2029: 0.86919
13 | FY 2021: 0.90099; FY 2022: 11; FY 2024: 0.6698; FY 2025: 0.974; FY 2026: 0.9912; FY 2027: 0.6689; FY 2029: 0.89281
14 | FY 2021: 0.89175; FY 2022: 12; FY 2024: 0.663; FY 2025: 0.9936; FY 2026: 1; FY 2027: 0.6669; FY 2029: 0.9017
15 | FY 2021: 0.87215; FY 2022: 13; FY 2024: 0.654; FY 2025: 0.9992; FY 2026: 0.999; FY 2027: 0.6594; FY 2029: 0.90099
16 | FY 2021: 0.83861; FY 2022: 14; FY 2024: 0.6452; FY 2025: 0.9936; FY 2026: 0.9858; FY 2027: 0.6505; FY 2029: 0.89175
17 | FY 2021: 0.78992; FY 2022: 15; FY 2024: 0.6373; FY 2025: 0.9757; FY 2026: 0.9552; FY 2027: 0.6424; FY 2029: 0.87215
18 | FY 2021: 0.73184; FY 2022: 16; FY 2024: 0.6292; FY 2025: 0.9401; FY 2026: 0.9032; FY 2027: 0.6348; FY 2029: 0.83861
19 | FY 2021: 0.67617; FY 2022: 17; FY 2024: 0.6197; FY 2025: 0.8825; FY 2026: 0.8316; FY 2027: 0.6265; FY 2029: 0.78992
20 | FY 2021: 0.6325; FY 2022: 18; FY 2024: 0.609; FY 2025: 0.8076; FY 2026: 0.7521; FY 2027: 0.6167; FY 2029: 0.73184
21 | FY 2021: 0.60337; FY 2022: 19; FY 2024: 0.598; FY 2025: 0.7306; FY 2026: 0.6819; FY 2027: 0.6061; FY 2029: 0.67617
22 | FY 2021: 0.58614; FY 2022: 20; FY 2024: 0.5878; FY 2025: 0.667; FY 2026: 0.6315; FY 2027: 0.5956; FY 2029: 0.6325
23 | FY 2021: 0.57664; FY 2022: 21; FY 2024: 0.5789; FY 2025: 0.6232; FY 2026: 0.6012; FY 2027: 0.5859; FY 2029: 0.60337
24 | FY 2021: 0.57126; FY 2022: 22; FY 2024: 0.5715; FY 2025: 0.5973; FY 2026: 0.5852; FY 2027: 0.5774; FY 2029: 0.58614
|  |  | 23 |  | 0.5663 | 0.5835 | 0.577 | 0.5711 |  | 0.57664
|  |  | 24 |  | 0.5648 | 0.5754 | 0.5718 | 0.5682 |  | 0.57126
|  |  | Scale | 4832.0542 | 4832.0542 | 4832.0542 | 4832.0542 | 4832.0542 | 4832.0542 | 4832.0542
Note on C4: [Threaded comment] Your version of Excel allows you to read this threaded comment; however, any edits to it will get removed if the file is opened in a newer version of Excel. Learn more: https://go.microsoft.com/fwlink/?linkid=870924 Comment: Future Work: Could change year over year percentages ro reflect increased appliance efficiency

## Load Profile__Clothes Dryer (hidden)
Year | FY 2027 | FY 2021 | FY 2022 | FY 2023 | FY 2024 | FY 2025 | FY 2026 | FY 2027 | FY 2028 | FY 2029 | FY 2030 | FY 2031 | FY 2032 | FY 2033 | FY 2034 | FY 2035 | FY 2036 | FY 2037 | FY 2038 | FY 2039 | FY 2040
Total Residential Load (GWh) | 6467.5868 | 6562.2539 | 6560.3675 | 6556.1262 | 6548.362 | 6532.3281 | 6508.019 | 6467.5868 | 6417.0081 | 6336.9988 | 6265.4899 | 6200.8392 | 6139.0658 | 6081.4224 | 6027.9774 | 5978.6943 | 5934.0701 | 5893.2228 | 5855.4677 | 5827.4457 | 5801.6449
End Use | Clothes Dryer Residential | Clothes Dryer Residential | Clothes Dryer Residential | Clothes Dryer Residential | Clothes Dryer Residential | Clothes Dryer Residential | Clothes Dryer Residential | Clothes Dryer Residential | Clothes Dryer Residential | Clothes Dryer Residential | Clothes Dryer Residential | Clothes Dryer Residential | Clothes Dryer Residential | Clothes Dryer Residential | Clothes Dryer Residential | Clothes Dryer Residential | Clothes Dryer Residential | Clothes Dryer Residential | Clothes Dryer Residential | Clothes Dryer Residential | Clothes Dryer Residential
% of Energy Load | 0.8129% | 0.8129% | 0.8129% | 0.8129% | 0.8129% | 0.8129% | 0.8129% | 0.8129% | 0.8129% | 0.8129% | 0.8129% | 0.8129% | 0.8129% | 0.8129% | 0.8129% | 0.8129% | 0.8129% | 0.8129% | 0.8129% | 0.8129% | 0.8129%
Total Energy Load (GWh) | 52.5734 | 53.3429 | 53.3276 | 53.2931 | 53.23 | 53.0997 | 52.9021 | 52.5734 | 52.1623 | 51.5119 | 50.9306 | 50.4051 | 49.903 | 49.4344 | 48.9999 | 48.5993 | 48.2366 | 47.9046 | 47.5977 | 47.3699 | 47.1601
Average Daily Load (GWh) | 0.14404 | 0.14615 | 0.1461 | 0.14601 | 0.14584 | 0.14548 | 0.14494 | 0.14404 | 0.14291 | 0.14113 | 0.13954 | 0.1381 | 0.13672 | 0.13544 | 0.13425 | 0.13315 | 0.13216 | 0.13125 | 0.1304 | 0.12978 | 0.12921
Scaling Factor | 0.013233 | 0.013427 | 0.013423 | 0.013415 | 0.013399 | 0.013366 | 0.013316 | 0.013233 | 0.01313 | 0.012966 | 0.01282 | 0.012688 | 0.012561 | 0.012443 | 0.012334 | 0.012233 | 0.012142 | 0.012058 | 0.011981 | 0.011924 | 0.011871
Estimated Max Power Available (MW) | 0.13034 | 0.13419 | 0.13411 | 0.13394 | 0.13362 | 0.13297 | 0.13198 | 0.13034 | 0.12831 | 0.12513 | 0.12232 | 0.11981 | 0.11744 | 0.11524 | 0.11323 | 0.11138 | 0.10973 | 0.10822 | 0.10684 | 0.10582 | 0.10488
Hour | FY 2027: 0
1 | 1.614 | 1.6376 | 1.6372 | 1.6361 | 1.6342 | 1.6302 | 1.6241 | 1.614 | 1.6014 | 1.5814 | 1.5636 | 1.5474 | 1.532 | 1.5176 | 1.5043 | 1.492 | 1.4809 | 1.4707 | 1.4612 | 1.4543 | 1.4478
2 | 1.614 | 1.6376 | 1.6372 | 1.6361 | 1.6342 | 1.6302 | 1.6241 | 1.614 | 1.6014 | 1.5814 | 1.5636 | 1.5474 | 1.532 | 1.5176 | 1.5043 | 1.492 | 1.4809 | 1.4707 | 1.4612 | 1.4543 | 1.4478
3 | 0.75427 | 0.76531 | 0.76509 | 0.7646 | 0.76369 | 0.76182 | 0.75899 | 0.75427 | 0.74837 | 0.73904 | 0.7307 | 0.72316 | 0.71596 | 0.70924 | 0.703 | 0.69726 | 0.69205 | 0.68729 | 0.68289 | 0.67962 | 0.67661
4 | 0.4666 | 0.47343 | 0.47329 | 0.47299 | 0.47243 | 0.47127 | 0.46952 | 0.4666 | 0.46295 | 0.45718 | 0.45202 | 0.44736 | 0.4429 | 0.43874 | 0.43489 | 0.43133 | 0.42811 | 0.42516 | 0.42244 | 0.42042 | 0.41856
5 | 0.78358 | 0.79505 | 0.79482 | 0.79431 | 0.79337 | 0.79142 | 0.78848 | 0.78358 | 0.77745 | 0.76776 | 0.75909 | 0.75126 | 0.74378 | 0.73679 | 0.73032 | 0.72435 | 0.71894 | 0.71399 | 0.70942 | 0.70602 | 0.7029
6 | 1.7108 | 1.7359 | 1.7354 | 1.7342 | 1.7322 | 1.7279 | 1.7215 | 1.7108 | 1.6974 | 1.6763 | 1.6574 | 1.6403 | 1.6239 | 1.6087 | 1.5945 | 1.5815 | 1.5697 | 1.5589 | 1.5489 | 1.5415 | 1.5347
7 | 3.18 | 3.2265 | 3.2256 | 3.2235 | 3.2197 | 3.2118 | 3.1998 | 3.18 | 3.1551 | 3.1158 | 3.0806 | 3.0488 | 3.0184 | 2.9901 | 2.9638 | 2.9396 | 2.9176 | 2.8976 | 2.879 | 2.8652 | 2.8525
8 | 4.9922 | 5.0653 | 5.0639 | 5.0606 | 5.0546 | 5.0422 | 5.0235 | 4.9922 | 4.9532 | 4.8914 | 4.8363 | 4.7863 | 4.7387 | 4.6942 | 4.6529 | 4.6149 | 4.5804 | 4.5489 | 4.5198 | 4.4981 | 4.4782
9 | 6.8239 | 6.9238 | 6.9218 | 6.9173 | 6.9091 | 6.8922 | 6.8665 | 6.8239 | 6.7705 | 6.6861 | 6.6107 | 6.5424 | 6.4773 | 6.4164 | 6.3601 | 6.3081 | 6.261 | 6.2179 | 6.178 | 6.1485 | 6.1213
10 | 8.3517 | 8.4739 | 8.4715 | 8.466 | 8.456 | 8.4353 | 8.4039 | 8.3517 | 8.2864 | 8.1831 | 8.0907 | 8.0072 | 7.9275 | 7.853 | 7.784 | 7.7204 | 7.6627 | 7.61 | 7.5612 | 7.5251 | 7.4917
11 | 9.3811 | 9.5184 | 9.5157 | 9.5095 | 9.4983 | 9.475 | 9.4398 | 9.3811 | 9.3077 | 9.1917 | 9.088 | 8.9942 | 8.9046 | 8.821 | 8.7435 | 8.672 | 8.6073 | 8.548 | 8.4932 | 8.4526 | 8.4152
12 | 9.8495 | 9.9937 | 9.9908 | 9.9843 | 9.9725 | 9.9481 | 9.9111 | 9.8495 | 9.7725 | 9.6506 | 9.5417 | 9.4433 | 9.3492 | 9.2614 | 9.18 | 9.105 | 9.037 | 8.9748 | 8.9173 | 8.8746 | 8.8353
13 | 9.7603 | 9.9031 | 9.9003 | 9.8939 | 9.8822 | 9.858 | 9.8213 | 9.7603 | 9.684 | 9.5632 | 9.4553 | 9.3577 | 9.2645 | 9.1775 | 9.0969 | 9.0225 | 8.9551 | 8.8935 | 8.8365 | 8.7942 | 8.7553
14 | 9.3427 | 9.4795 | 9.4767 | 9.4706 | 9.4594 | 9.4362 | 9.4011 | 9.3427 | 9.2697 | 9.1541 | 9.0508 | 8.9574 | 8.8682 | 8.7849 | 8.7077 | 8.6365 | 8.572 | 8.513 | 8.4585 | 8.418 | 8.3807
15 | 8.7701 | 8.8984 | 8.8959 | 8.8901 | 8.8796 | 8.8579 | 8.8249 | 8.7701 | 8.7015 | 8.593 | 8.496 | 8.4084 | 8.3246 | 8.2464 | 8.174 | 8.1071 | 8.0466 | 7.9912 | 7.94 | 7.902 | 7.8671
16 | 8.3208 | 8.4426 | 8.4402 | 8.4348 | 8.4248 | 8.4041 | 8.3729 | 8.3208 | 8.2558 | 8.1528 | 8.0608 | 7.9777 | 7.8982 | 7.824 | 7.7553 | 7.6919 | 7.6344 | 7.5819 | 7.5333 | 7.4973 | 7.4641
17 | 8.1202 | 8.2391 | 8.2367 | 8.2314 | 8.2216 | 8.2015 | 8.171 | 8.1202 | 8.0567 | 7.9562 | 7.8665 | 7.7853 | 7.7077 | 7.6354 | 7.5683 | 7.5064 | 7.4504 | 7.3991 | 7.3517 | 7.3165 | 7.2841
18 | 8.128 | 8.247 | 8.2446 | 8.2393 | 8.2296 | 8.2094 | 8.1789 | 8.128 | 8.0645 | 7.9639 | 7.8741 | 7.7928 | 7.7152 | 7.6427 | 7.5756 | 7.5136 | 7.4576 | 7.4062 | 7.3588 | 7.3236 | 7.2911
19 | 8.2029 | 8.3229 | 8.3205 | 8.3152 | 8.3053 | 8.285 | 8.2542 | 8.2029 | 8.1387 | 8.0372 | 7.9466 | 7.8646 | 7.7862 | 7.7131 | 7.6453 | 7.5828 | 7.5262 | 7.4744 | 7.4265 | 7.391 | 7.3583
20 | 8.179 | 8.2988 | 8.2964 | 8.291 | 8.2812 | 8.2609 | 8.2302 | 8.179 | 8.1151 | 8.0139 | 7.9235 | 7.8417 | 7.7636 | 7.6907 | 7.6231 | 7.5608 | 7.5043 | 7.4527 | 7.4049 | 7.3695 | 7.3369
21 | 7.9081 | 8.0238 | 8.0215 | 8.0163 | 8.0069 | 7.9873 | 7.9575 | 7.9081 | 7.8462 | 7.7484 | 7.661 | 7.5819 | 7.5064 | 7.4359 | 7.3706 | 7.3103 | 7.2557 | 7.2058 | 7.1596 | 7.1254 | 7.0938
22 | 7.2623 | 7.3686 | 7.3665 | 7.3617 | 7.353 | 7.335 | 7.3077 | 7.2623 | 7.2055 | 7.1157 | 7.0354 | 6.9628 | 6.8934 | 6.8287 | 6.7687 | 6.7133 | 6.6632 | 6.6174 | 6.575 | 6.5435 | 6.5145
23 | 6.1271 | 6.2168 | 6.215 | 6.211 | 6.2036 | 6.1884 | 6.1654 | 6.1271 | 6.0792 | 6.0034 | 5.9356 | 5.8744 | 5.8159 | 5.7612 | 5.7106 | 5.6639 | 5.6217 | 5.583 | 5.5472 | 5.5206 | 5.4962
24 | 4.3936 | 4.4579 | 4.4566 | 4.4537 | 4.4484 | 4.4375 | 4.421 | 4.3936 | 4.3592 | 4.3048 | 4.2563 | 4.2123 | 4.1704 | 4.1312 | 4.0949 | 4.0614 | 4.0311 | 4.0034 | 3.9777 | 3.9587 | 3.9412
Raw Data | FY 2022: EPRI End Use Load Profiles; FY 2023: https://loadshape.epri.com/enduse; FY 2024: NERC region: SERC-FL
1 | FY 2021: 0.12196; FY 2023: Residential; FY 2024: Residential
2 | FY 2021: 0.12196; FY 2022: AC; FY 2023: Peak Season Peak Weekday (avg kWh); FY 2024: Peak Season Average Weekend; FY 2025: Off Peak Season Average Weekday; FY 2026: Peak Season Average Weekday; FY 2027: Off Peak Season Average Weekend; FY 2028: Off Peak Season Peak Weekday; FY 2029: James Created Average Year Round Daily Profile
3 | FY 2021: 0.056997; FY 2022: 1; FY 2024: 0.1273; FY 2025: 0.1238; FY 2026: 0.1159; FY 2027: 0.1277; FY 2029: 0.12196
4 | FY 2021: 0.035259; FY 2022: 2; FY 2024: 0.1273; FY 2025: 0.1238; FY 2026: 0.1159; FY 2027: 0.1277; FY 2029: 0.12196; FY 2032: 261
5 | FY 2021: 0.059212; FY 2022: 3; FY 2024: 0.0615; FY 2025: 0.0578; FY 2026: 0.0499; FY 2027: 0.0685; FY 2029: 0.056997; FY 2032: 130.5
6 | FY 2021: 0.12928; FY 2022: 4; FY 2024: 0.0338; FY 2025: 0.0366; FY 2026: 0.0339; FY 2027: 0.0369; FY 2029: 0.035259
7 | FY 2021: 0.2403; FY 2022: 5; FY 2024: 0.0437; FY 2025: 0.0638; FY 2026: 0.0692; FY 2027: 0.0384; FY 2029: 0.059212
8 | FY 2021: 0.37724; FY 2022: 6; FY 2024: 0.0939; FY 2025: 0.1405; FY 2026: 0.1513; FY 2027: 0.0818; FY 2029: 0.12928
9 | FY 2021: 0.51565; FY 2022: 7; FY 2024: 0.1889; FY 2025: 0.2617; FY 2026: 0.2652; FY 2027: 0.1765; FY 2029: 0.2403
10 | FY 2021: 0.6311; FY 2022: 8; FY 2024: 0.3288; FY 2025: 0.4104; FY 2026: 0.3847; FY 2027: 0.3253; FY 2029: 0.37724
11 | FY 2021: 0.70889; FY 2022: 9; FY 2024: 0.4993; FY 2025: 0.5572; FY 2026: 0.4822; FY 2027: 0.5137; FY 2029: 0.51565
12 | FY 2021: 0.74429; FY 2022: 10; FY 2024: 0.6688; FY 2025: 0.6719; FY 2026: 0.5453; FY 2027: 0.7087; FY 2029: 0.6311
13 | FY 2021: 0.73755; FY 2022: 11; FY 2024: 0.7996; FY 2025: 0.738; FY 2026: 0.5797; FY 2027: 0.8719; FY 2029: 0.70889
14 | FY 2021: 0.70599; FY 2022: 12; FY 2024: 0.8664; FY 2025: 0.7552; FY 2026: 0.5933; FY 2027: 0.9763; FY 2029: 0.74429
15 | FY 2021: 0.66272; FY 2022: 13; FY 2024: 0.8661; FY 2025: 0.7331; FY 2026: 0.5872; FY 2027: 1; FY 2029: 0.73755
16 | FY 2021: 0.62877; FY 2022: 14; FY 2024: 0.8169; FY 2025: 0.688; FY 2026: 0.5636; FY 2027: 1; FY 2029: 0.70599
17 | FY 2021: 0.61361; FY 2022: 15; FY 2024: 0.7476; FY 2025: 0.6421; FY 2026: 0.5328; FY 2027: 0.9579; FY 2029: 0.66272
18 | FY 2021: 0.6142; FY 2022: 16; FY 2024: 0.6823; FY 2025: 0.6176; FY 2026: 0.5077; FY 2027: 0.9093; FY 2029: 0.62877
19 | FY 2021: 0.61986; FY 2022: 17; FY 2024: 0.6328; FY 2025: 0.6249; FY 2026: 0.497; FY 2027: 0.8609; FY 2029: 0.61361
20 | FY 2021: 0.61806; FY 2022: 18; FY 2024: 0.6002; FY 2025: 0.6541; FY 2026: 0.5022; FY 2027: 0.8114; FY 2029: 0.6142
21 | FY 2021: 0.59758; FY 2022: 19; FY 2024: 0.5807; FY 2025: 0.6811; FY 2026: 0.5191; FY 2027: 0.7605; FY 2029: 0.61986
22 | FY 2021: 0.54878; FY 2022: 20; FY 2024: 0.5667; FY 2025: 0.6833; FY 2026: 0.5377; FY 2027: 0.7097; FY 2029: 0.61806
23 | FY 2021: 0.463; FY 2022: 21; FY 2024: 0.5477; FY 2025: 0.6496; FY 2026: 0.5432; FY 2027: 0.6557; FY 2029: 0.59758
24 | FY 2021: 0.332; FY 2022: 22; FY 2024: 0.5105; FY 2025: 0.5783; FY 2026: 0.5195; FY 2027: 0.5886; FY 2029: 0.54878
|  |  | 23 |  | 0.441 | 0.4724 | 0.4506 | 0.4943 |  | 0.463
|  |  | 24 |  | 0.3246 | 0.3353 | 0.3224 | 0.3565 |  | 0.332
|  |  | Scale | 4832.0542 | 4832.0542 | 4832.0542 | 4832.0542 | 4832.0542 | 4832.0542 | 4832.0542
Note on C4: [Threaded comment] Your version of Excel allows you to read this threaded comment; however, any edits to it will get removed if the file is opened in a newer version of Excel. Learn more: https://go.microsoft.com/fwlink/?linkid=870924 Comment: Future Work: Could change year over year percentages ro reflect increased appliance efficiency

## Load Profile__Clothes Washer (hidden)
Year | FY 2027 | FY 2021 | FY 2022 | FY 2023 | FY 2024 | FY 2025 | FY 2026 | FY 2027 | FY 2028 | FY 2029 | FY 2030 | FY 2031 | FY 2032 | FY 2033 | FY 2034 | FY 2035 | FY 2036 | FY 2037 | FY 2038 | FY 2039 | FY 2040
Total Residential Load (GWh) | 6467.5868 | 6562.2539 | 6560.3675 | 6556.1262 | 6548.362 | 6532.3281 | 6508.019 | 6467.5868 | 6417.0081 | 6336.9988 | 6265.4899 | 6200.8392 | 6139.0658 | 6081.4224 | 6027.9774 | 5978.6943 | 5934.0701 | 5893.2228 | 5855.4677 | 5827.4457 | 5801.6449
End Use | Clothes Washer Residential | Clothes Washer Residential | Clothes Washer Residential | Clothes Washer Residential | Clothes Washer Residential | Clothes Washer Residential | Clothes Washer Residential | Clothes Washer Residential | Clothes Washer Residential | Clothes Washer Residential | Clothes Washer Residential | Clothes Washer Residential | Clothes Washer Residential | Clothes Washer Residential | Clothes Washer Residential | Clothes Washer Residential | Clothes Washer Residential | Clothes Washer Residential | Clothes Washer Residential | Clothes Washer Residential | Clothes Washer Residential
% of Energy Load | 0.8129% | 0.8129% | 0.8129% | 0.8129% | 0.8129% | 0.8129% | 0.8129% | 0.8129% | 0.8129% | 0.8129% | 0.8129% | 0.8129% | 0.8129% | 0.8129% | 0.8129% | 0.8129% | 0.8129% | 0.8129% | 0.8129% | 0.8129% | 0.8129%
Total Energy Load (GWh) | 52.5734 | 53.3429 | 53.3276 | 53.2931 | 53.23 | 53.0997 | 52.9021 | 52.5734 | 52.1623 | 51.5119 | 50.9306 | 50.4051 | 49.903 | 49.4344 | 48.9999 | 48.5993 | 48.2366 | 47.9046 | 47.5977 | 47.3699 | 47.1601
Average Daily Load (GWh) | 0.14404 | 0.14615 | 0.1461 | 0.14601 | 0.14584 | 0.14548 | 0.14494 | 0.14404 | 0.14291 | 0.14113 | 0.13954 | 0.1381 | 0.13672 | 0.13544 | 0.13425 | 0.13315 | 0.13216 | 0.13125 | 0.1304 | 0.12978 | 0.12921
Scaling Factor | 0.016171 | 0.016407 | 0.016402 | 0.016392 | 0.016372 | 0.016332 | 0.016272 | 0.016171 | 0.016044 | 0.015844 | 0.015665 | 0.015504 | 0.015349 | 0.015205 | 0.015071 | 0.014948 | 0.014837 | 0.014734 | 0.01464 | 0.01457 | 0.014505
Estimated Max Power Available (MW) | 0.19468 | 0.20042 | 0.20031 | 0.20005 | 0.19958 | 0.1986 | 0.19712 | 0.19468 | 0.19165 | 0.1869 | 0.18271 | 0.17895 | 0.17541 | 0.17213 | 0.16912 | 0.16636 | 0.16389 | 0.16164 | 0.15957 | 0.15805 | 0.15665
Hour | FY 2027: 0
1 | 0.51801 | 0.52559 | 0.52544 | 0.5251 | 0.52447 | 0.52319 | 0.52124 | 0.51801 | 0.51395 | 0.50755 | 0.50182 | 0.49664 | 0.49169 | 0.48708 | 0.4828 | 0.47885 | 0.47527 | 0.472 | 0.46898 | 0.46673 | 0.46467
2 | 0.51801 | 0.52559 | 0.52544 | 0.5251 | 0.52447 | 0.52319 | 0.52124 | 0.51801 | 0.51395 | 0.50755 | 0.50182 | 0.49664 | 0.49169 | 0.48708 | 0.4828 | 0.47885 | 0.47527 | 0.472 | 0.46898 | 0.46673 | 0.46467
3 | 0.2863 | 0.29049 | 0.29041 | 0.29022 | 0.28988 | 0.28917 | 0.28809 | 0.2863 | 0.28406 | 0.28052 | 0.27736 | 0.27449 | 0.27176 | 0.26921 | 0.26684 | 0.26466 | 0.26268 | 0.26088 | 0.25921 | 0.25796 | 0.25682
4 | 0.39379 | 0.39955 | 0.39944 | 0.39918 | 0.39871 | 0.39773 | 0.39625 | 0.39379 | 0.39071 | 0.38584 | 0.38148 | 0.37755 | 0.37379 | 0.37028 | 0.36702 | 0.36402 | 0.3613 | 0.35882 | 0.35652 | 0.35481 | 0.35324
5 | 1.0727 | 1.0884 | 1.0881 | 1.0874 | 1.0861 | 1.0834 | 1.0794 | 1.0727 | 1.0643 | 1.051 | 1.0392 | 1.0284 | 1.0182 | 1.0086 | 0.99977 | 0.99159 | 0.98419 | 0.97742 | 0.97116 | 0.96651 | 0.96223
6 | 1.4383 | 1.4593 | 1.4589 | 1.458 | 1.4562 | 1.4527 | 1.4473 | 1.4383 | 1.427 | 1.4092 | 1.3933 | 1.379 | 1.3652 | 1.3524 | 1.3405 | 1.3295 | 1.3196 | 1.3105 | 1.3021 | 1.2959 | 1.2902
7 | 4.5511 | 4.6177 | 4.6164 | 4.6134 | 4.6079 | 4.5966 | 4.5795 | 4.5511 | 4.5155 | 4.4592 | 4.4089 | 4.3634 | 4.3199 | 4.2794 | 4.2417 | 4.2071 | 4.1757 | 4.1469 | 4.1204 | 4.1006 | 4.0825
8 | 7.0748 | 7.1783 | 7.1763 | 7.1716 | 7.1631 | 7.1456 | 7.119 | 7.0748 | 7.0195 | 6.9319 | 6.8537 | 6.783 | 6.7154 | 6.6524 | 6.5939 | 6.54 | 6.4912 | 6.4465 | 6.4052 | 6.3745 | 6.3463
9 | 9.5211 | 9.6604 | 9.6576 | 9.6514 | 9.64 | 9.6164 | 9.5806 | 9.5211 | 9.4466 | 9.3288 | 9.2236 | 9.1284 | 9.0374 | 8.9526 | 8.8739 | 8.8014 | 8.7357 | 8.6755 | 8.6199 | 8.5787 | 8.5407
10 | 11.2998 | 11.4652 | 11.4619 | 11.4545 | 11.4409 | 11.4129 | 11.3704 | 11.2998 | 11.2114 | 11.0716 | 10.9467 | 10.8337 | 10.7258 | 10.6251 | 10.5317 | 10.4456 | 10.3677 | 10.2963 | 10.2303 | 10.1814 | 10.1363
11 | 12.0393 | 12.2155 | 12.212 | 12.2041 | 12.1897 | 12.1598 | 12.1146 | 12.0393 | 11.9452 | 11.7962 | 11.6631 | 11.5428 | 11.4278 | 11.3205 | 11.221 | 11.1293 | 11.0462 | 10.9701 | 10.8999 | 10.8477 | 10.7997
12 | 11.7565 | 11.9286 | 11.9251 | 11.9174 | 11.9033 | 11.8742 | 11.83 | 11.7565 | 11.6645 | 11.5191 | 11.3891 | 11.2716 | 11.1593 | 11.0545 | 10.9574 | 10.8678 | 10.7867 | 10.7124 | 10.6438 | 10.5929 | 10.546
13 | 10.8227 | 10.9811 | 10.9779 | 10.9708 | 10.9578 | 10.931 | 10.8903 | 10.8227 | 10.738 | 10.6041 | 10.4845 | 10.3763 | 10.2729 | 10.1765 | 10.087 | 10.0046 | 9.9299 | 9.8615 | 9.7984 | 9.7515 | 9.7083
14 | 9.7584 | 9.9012 | 9.8984 | 9.892 | 9.8803 | 9.8561 | 9.8194 | 9.7584 | 9.6821 | 9.5614 | 9.4535 | 9.3559 | 9.2627 | 9.1757 | 9.0951 | 9.0207 | 8.9534 | 8.8918 | 8.8348 | 8.7925 | 8.7536
15 | 8.9563 | 9.0874 | 9.0848 | 9.0789 | 9.0682 | 9.046 | 9.0123 | 8.9563 | 8.8863 | 8.7755 | 8.6764 | 8.5869 | 8.5014 | 8.4216 | 8.3475 | 8.2793 | 8.2175 | 8.1609 | 8.1086 | 8.0698 | 8.0341
16 | 8.5144 | 8.639 | 8.6365 | 8.6309 | 8.6207 | 8.5996 | 8.5676 | 8.5144 | 8.4478 | 8.3425 | 8.2483 | 8.1632 | 8.0819 | 8.006 | 7.9357 | 7.8708 | 7.812 | 7.7583 | 7.7085 | 7.6717 | 7.6377
17 | 8.2945 | 8.4159 | 8.4135 | 8.408 | 8.3981 | 8.3775 | 8.3463 | 8.2945 | 8.2296 | 8.127 | 8.0353 | 7.9524 | 7.8732 | 7.7992 | 7.7307 | 7.6675 | 7.6103 | 7.5579 | 7.5095 | 7.4735 | 7.4404
18 | 8.0679 | 8.186 | 8.1837 | 8.1784 | 8.1687 | 8.1487 | 8.1184 | 8.0679 | 8.0048 | 7.905 | 7.8158 | 7.7352 | 7.6581 | 7.5862 | 7.5195 | 7.4581 | 7.4024 | 7.3514 | 7.3043 | 7.2694 | 7.2372
19 | 7.6243 | 7.7359 | 7.7336 | 7.7286 | 7.7195 | 7.7006 | 7.6719 | 7.6243 | 7.5646 | 7.4703 | 7.386 | 7.3098 | 7.237 | 7.169 | 7.106 | 7.0479 | 6.9953 | 6.9472 | 6.9027 | 6.8696 | 6.8392
20 | 6.8299 | 6.9299 | 6.9279 | 6.9234 | 6.9152 | 6.8983 | 6.8726 | 6.8299 | 6.7765 | 6.692 | 6.6165 | 6.5482 | 6.483 | 6.4221 | 6.3657 | 6.3136 | 6.2665 | 6.2234 | 6.1835 | 6.1539 | 6.1267
21 | 5.6762 | 5.7593 | 5.7576 | 5.7539 | 5.7471 | 5.733 | 5.7117 | 5.6762 | 5.6318 | 5.5616 | 5.4988 | 5.4421 | 5.3879 | 5.3373 | 5.2904 | 5.2471 | 5.2079 | 5.1721 | 5.139 | 5.1144 | 5.0917
22 | 4.2869 | 4.3497 | 4.3484 | 4.3456 | 4.3405 | 4.3298 | 4.3137 | 4.2869 | 4.2534 | 4.2004 | 4.153 | 4.1101 | 4.0692 | 4.0309 | 3.9955 | 3.9629 | 3.9333 | 3.9062 | 3.8812 | 3.8626 | 3.8455
23 | 2.8991 | 2.9415 | 2.9406 | 2.9387 | 2.9353 | 2.9281 | 2.9172 | 2.8991 | 2.8764 | 2.8405 | 2.8085 | 2.7795 | 2.7518 | 2.726 | 2.702 | 2.6799 | 2.6599 | 2.6416 | 2.6247 | 2.6121 | 2.6006
24 | 1.8367 | 1.8636 | 1.8631 | 1.8618 | 1.8596 | 1.8551 | 1.8482 | 1.8367 | 1.8223 | 1.7996 | 1.7793 | 1.761 | 1.7434 | 1.727 | 1.7119 | 1.6979 | 1.6852 | 1.6736 | 1.6629 | 1.6549 | 1.6476
Raw Data | FY 2022: EPRI End Use Load Profiles; FY 2023: https://loadshape.epri.com/enduse; FY 2024: NERC region: SERC-FL
1 | FY 2021: 0.032034; FY 2023: Residential; FY 2024: Residential
2 | FY 2021: 0.032034; FY 2022: AC; FY 2023: Peak Season Peak Weekday (avg kWh); FY 2024: Peak Season Average Weekend; FY 2025: Off Peak Season Average Weekday; FY 2026: Peak Season Average Weekday; FY 2027: Off Peak Season Average Weekend; FY 2028: Off Peak Season Peak Weekday; FY 2029: James Created Average Year Round Daily Profile
3 | FY 2021: 0.017705; FY 2022: 1; FY 2024: 0.0349; FY 2025: 0.0335; FY 2026: 0.0255; FY 2027: 0.042; FY 2029: 0.032034
4 | FY 2021: 0.024352; FY 2022: 2; FY 2024: 0.0349; FY 2025: 0.0335; FY 2026: 0.0255; FY 2027: 0.042; FY 2029: 0.032034; FY 2032: 261
5 | FY 2021: 0.066336; FY 2022: 3; FY 2024: 0.0229; FY 2025: 0.0179; FY 2026: 0.0116; FY 2027: 0.0274; FY 2029: 0.017705; FY 2032: 130.5
6 | FY 2021: 0.088944; FY 2022: 4; FY 2024: 0.024; FY 2025: 0.0212; FY 2026: 0.0287; FY 2027: 0.0218; FY 2029: 0.024352
7 | FY 2021: 0.28144; FY 2022: 5; FY 2024: 0.0621; FY 2025: 0.0566; FY 2026: 0.0896; FY 2027: 0.0369; FY 2029: 0.066336
8 | FY 2021: 0.43751; FY 2022: 6; FY 2024: 0.1554; FY 2025: 0.1322; FY 2026: 0.01974; FY 2027: 0.0879; FY 2029: 0.088944
9 | FY 2021: 0.58879; FY 2022: 7; FY 2024: 0.3098; FY 2025: 0.2472; FY 2026: 0.3402; FY 2027: 0.1927; FY 2029: 0.28144
10 | FY 2021: 0.69879; FY 2022: 8; FY 2024: 0.5089; FY 2025: 0.3874; FY 2026: 0.4897; FY 2027: 0.3626; FY 2029: 0.43751
11 | FY 2021: 0.74452; FY 2022: 9; FY 2024: 0.7083; FY 2025: 0.5244; FY 2026: 0.6087; FY 2027: 0.5831; FY 2029: 0.58879
12 | FY 2021: 0.72703; FY 2022: 10; FY 2024: 0.8515; FY 2025: 0.6262; FY 2026: 0.6702; FY 2027: 0.8025; FY 2029: 0.69879
13 | FY 2021: 0.66928; FY 2022: 11; FY 2024: 0.9037; FY 2025: 0.6727; FY 2026: 0.6704; FY 2027: 0.9542; FY 2029: 0.74452
14 | FY 2021: 0.60347; FY 2022: 12; FY 2024: 0.8718; FY 2025: 0.664; FY 2026: 0.6246; FY 2027: 1; FY 2029: 0.72703
15 | FY 2021: 0.55387; FY 2022: 13; FY 2024: 0.7931; FY 2025: 0.6187; FY 2026: 0.5585; FY 2027: 0.9527; FY 2029: 0.66928
16 | FY 2021: 0.52654; FY 2022: 14; FY 2024: 0.7071; FY 2025: 0.5641; FY 2026: 0.4999; FY 2027: 0.8606; FY 2029: 0.60347
17 | FY 2021: 0.51294; FY 2022: 15; FY 2024: 0.633; FY 2025: 0.5224; FY 2026: 0.4684; FY 2027: 0.7701; FY 2029: 0.55387
18 | FY 2021: 0.49893; FY 2022: 16; FY 2024: 0.5709; FY 2025: 0.4998; FY 2026: 0.4677; FY 2027: 0.6988; FY 2029: 0.52654
19 | FY 2021: 0.47149; FY 2022: 17; FY 2024: 0.5191; FY 2025: 0.4879; FY 2026: 0.486; FY 2027: 0.6391; FY 2029: 0.51294
20 | FY 2021: 0.42237; FY 2022: 18; FY 2024: 0.4798; FY 2025: 0.4729; FY 2026: 0.5017; FY 2027: 0.5783; FY 2029: 0.49893
21 | FY 2021: 0.35102; FY 2022: 19; FY 2024: 0.4474; FY 2025: 0.4444; FY 2026: 0.493; FY 2027: 0.5114; FY 2029: 0.47149
22 | FY 2021: 0.26511; FY 2022: 20; FY 2024: 0.4064; FY 2025: 0.3973; FY 2026: 0.4479; FY 2027: 0.4388; FY 2029: 0.42237
23 | FY 2021: 0.17928; FY 2022: 21; FY 2024: 0.3439; FY 2025: 0.3326; FY 2026: 0.3686; FY 2027: 0.3616; FY 2029: 0.35102
24 | FY 2021: 0.11358; FY 2022: 22; FY 2024: 0.2604; FY 2025: 0.2564; FY 2026: 0.2696; FY 2027: 0.2814; FY 2029: 0.26511
|  |  | 23 |  | 0.1717 | 0.179 | 0.1736 | 0.2025 |  | 0.17928
|  |  | 24 |  | 0.1048 | 0.1148 | 0.1087 | 0.132 |  | 0.11358
|  |  | Scale | 4832.0542 | 4832.0542 | 4832.0542 | 4832.0542 | 4832.0542 | 4832.0542 | 4832.0542
Note on C4: [Threaded comment] Your version of Excel allows you to read this threaded comment; however, any edits to it will get removed if the file is opened in a newer version of Excel. Learn more: https://go.microsoft.com/fwlink/?linkid=870924 Comment: Future Work: Could change year over year percentages ro reflect increased appliance efficiency

## Load Profile__Dishwasher (hidden)
Year | FY 2027 | FY 2021 | FY 2022 | FY 2023 | FY 2024 | FY 2025 | FY 2026 | FY 2027 | FY 2028 | FY 2029 | FY 2030 | FY 2031 | FY 2032 | FY 2033 | FY 2034 | FY 2035 | FY 2036 | FY 2037 | FY 2038 | FY 2039 | FY 2040
Total Residential Load (GWh) | 6467.5868 | 6562.2539 | 6560.3675 | 6556.1262 | 6548.362 | 6532.3281 | 6508.019 | 6467.5868 | 6417.0081 | 6336.9988 | 6265.4899 | 6200.8392 | 6139.0658 | 6081.4224 | 6027.9774 | 5978.6943 | 5934.0701 | 5893.2228 | 5855.4677 | 5827.4457 | 5801.6449
End Use | Clothes Washer Residential | Clothes Washer Residential | Clothes Washer Residential | Clothes Washer Residential | Clothes Washer Residential | Clothes Washer Residential | Clothes Washer Residential | Clothes Washer Residential | Clothes Washer Residential | Clothes Washer Residential | Clothes Washer Residential | Clothes Washer Residential | Clothes Washer Residential | Clothes Washer Residential | Clothes Washer Residential | Clothes Washer Residential | Clothes Washer Residential | Clothes Washer Residential | Clothes Washer Residential | Clothes Washer Residential | Clothes Washer Residential
% of Energy Load | 0.8129% | 0.8129% | 0.8129% | 0.8129% | 0.8129% | 0.8129% | 0.8129% | 0.8129% | 0.8129% | 0.8129% | 0.8129% | 0.8129% | 0.8129% | 0.8129% | 0.8129% | 0.8129% | 0.8129% | 0.8129% | 0.8129% | 0.8129% | 0.8129%
Total Energy Load (GWh) | 52.5734 | 53.3429 | 53.3276 | 53.2931 | 53.23 | 53.0997 | 52.9021 | 52.5734 | 52.1623 | 51.5119 | 50.9306 | 50.4051 | 49.903 | 49.4344 | 48.9999 | 48.5993 | 48.2366 | 47.9046 | 47.5977 | 47.3699 | 47.1601
Average Daily Load (GWh) | 0.14404 | 0.14615 | 0.1461 | 0.14601 | 0.14584 | 0.14548 | 0.14494 | 0.14404 | 0.14291 | 0.14113 | 0.13954 | 0.1381 | 0.13672 | 0.13544 | 0.13425 | 0.13315 | 0.13216 | 0.13125 | 0.1304 | 0.12978 | 0.12921
Scaling Factor | #DIV/0! | #DIV/0! | #DIV/0! | #DIV/0! | #DIV/0! | #DIV/0! | #DIV/0! | #DIV/0! | #DIV/0! | #DIV/0! | #DIV/0! | #DIV/0! | #DIV/0! | #DIV/0! | #DIV/0! | #DIV/0! | #DIV/0! | #DIV/0! | #DIV/0! | #DIV/0! | #DIV/0!
Estimated Max Power Available (MW) | #DIV/0! | #DIV/0! | #DIV/0! | #DIV/0! | #DIV/0! | #DIV/0! | #DIV/0! | #DIV/0! | #DIV/0! | #DIV/0! | #DIV/0! | #DIV/0! | #DIV/0! | #DIV/0! | #DIV/0! | #DIV/0! | #DIV/0! | #DIV/0! | #DIV/0! | #DIV/0! | #DIV/0!
Hour | FY 2027: 0
1 | #DIV/0! | #DIV/0! | #DIV/0! | #DIV/0! | #DIV/0! | #DIV/0! | #DIV/0! | #DIV/0! | #DIV/0! | #DIV/0! | #DIV/0! | #DIV/0! | #DIV/0! | #DIV/0! | #DIV/0! | #DIV/0! | #DIV/0! | #DIV/0! | #DIV/0! | #DIV/0! | #DIV/0!
2 | #DIV/0! | #DIV/0! | #DIV/0! | #DIV/0! | #DIV/0! | #DIV/0! | #DIV/0! | #DIV/0! | #DIV/0! | #DIV/0! | #DIV/0! | #DIV/0! | #DIV/0! | #DIV/0! | #DIV/0! | #DIV/0! | #DIV/0! | #DIV/0! | #DIV/0! | #DIV/0! | #DIV/0!
3 | #DIV/0! | #DIV/0! | #DIV/0! | #DIV/0! | #DIV/0! | #DIV/0! | #DIV/0! | #DIV/0! | #DIV/0! | #DIV/0! | #DIV/0! | #DIV/0! | #DIV/0! | #DIV/0! | #DIV/0! | #DIV/0! | #DIV/0! | #DIV/0! | #DIV/0! | #DIV/0! | #DIV/0!
4 | #DIV/0! | #DIV/0! | #DIV/0! | #DIV/0! | #DIV/0! | #DIV/0! | #DIV/0! | #DIV/0! | #DIV/0! | #DIV/0! | #DIV/0! | #DIV/0! | #DIV/0! | #DIV/0! | #DIV/0! | #DIV/0! | #DIV/0! | #DIV/0! | #DIV/0! | #DIV/0! | #DIV/0!
5 | #DIV/0! | #DIV/0! | #DIV/0! | #DIV/0! | #DIV/0! | #DIV/0! | #DIV/0! | #DIV/0! | #DIV/0! | #DIV/0! | #DIV/0! | #DIV/0! | #DIV/0! | #DIV/0! | #DIV/0! | #DIV/0! | #DIV/0! | #DIV/0! | #DIV/0! | #DIV/0! | #DIV/0!
6 | #DIV/0! | #DIV/0! | #DIV/0! | #DIV/0! | #DIV/0! | #DIV/0! | #DIV/0! | #DIV/0! | #DIV/0! | #DIV/0! | #DIV/0! | #DIV/0! | #DIV/0! | #DIV/0! | #DIV/0! | #DIV/0! | #DIV/0! | #DIV/0! | #DIV/0! | #DIV/0! | #DIV/0!
7 | #DIV/0! | #DIV/0! | #DIV/0! | #DIV/0! | #DIV/0! | #DIV/0! | #DIV/0! | #DIV/0! | #DIV/0! | #DIV/0! | #DIV/0! | #DIV/0! | #DIV/0! | #DIV/0! | #DIV/0! | #DIV/0! | #DIV/0! | #DIV/0! | #DIV/0! | #DIV/0! | #DIV/0!
8 | #DIV/0! | #DIV/0! | #DIV/0! | #DIV/0! | #DIV/0! | #DIV/0! | #DIV/0! | #DIV/0! | #DIV/0! | #DIV/0! | #DIV/0! | #DIV/0! | #DIV/0! | #DIV/0! | #DIV/0! | #DIV/0! | #DIV/0! | #DIV/0! | #DIV/0! | #DIV/0! | #DIV/0!
9 | #DIV/0! | #DIV/0! | #DIV/0! | #DIV/0! | #DIV/0! | #DIV/0! | #DIV/0! | #DIV/0! | #DIV/0! | #DIV/0! | #DIV/0! | #DIV/0! | #DIV/0! | #DIV/0! | #DIV/0! | #DIV/0! | #DIV/0! | #DIV/0! | #DIV/0! | #DIV/0! | #DIV/0!
10 | #DIV/0! | #DIV/0! | #DIV/0! | #DIV/0! | #DIV/0! | #DIV/0! | #DIV/0! | #DIV/0! | #DIV/0! | #DIV/0! | #DIV/0! | #DIV/0! | #DIV/0! | #DIV/0! | #DIV/0! | #DIV/0! | #DIV/0! | #DIV/0! | #DIV/0! | #DIV/0! | #DIV/0!
11 | #DIV/0! | #DIV/0! | #DIV/0! | #DIV/0! | #DIV/0! | #DIV/0! | #DIV/0! | #DIV/0! | #DIV/0! | #DIV/0! | #DIV/0! | #DIV/0! | #DIV/0! | #DIV/0! | #DIV/0! | #DIV/0! | #DIV/0! | #DIV/0! | #DIV/0! | #DIV/0! | #DIV/0!
12 | #DIV/0! | #DIV/0! | #DIV/0! | #DIV/0! | #DIV/0! | #DIV/0! | #DIV/0! | #DIV/0! | #DIV/0! | #DIV/0! | #DIV/0! | #DIV/0! | #DIV/0! | #DIV/0! | #DIV/0! | #DIV/0! | #DIV/0! | #DIV/0! | #DIV/0! | #DIV/0! | #DIV/0!
13 | #DIV/0! | #DIV/0! | #DIV/0! | #DIV/0! | #DIV/0! | #DIV/0! | #DIV/0! | #DIV/0! | #DIV/0! | #DIV/0! | #DIV/0! | #DIV/0! | #DIV/0! | #DIV/0! | #DIV/0! | #DIV/0! | #DIV/0! | #DIV/0! | #DIV/0! | #DIV/0! | #DIV/0!
14 | #DIV/0! | #DIV/0! | #DIV/0! | #DIV/0! | #DIV/0! | #DIV/0! | #DIV/0! | #DIV/0! | #DIV/0! | #DIV/0! | #DIV/0! | #DIV/0! | #DIV/0! | #DIV/0! | #DIV/0! | #DIV/0! | #DIV/0! | #DIV/0! | #DIV/0! | #DIV/0! | #DIV/0!
15 | #DIV/0! | #DIV/0! | #DIV/0! | #DIV/0! | #DIV/0! | #DIV/0! | #DIV/0! | #DIV/0! | #DIV/0! | #DIV/0! | #DIV/0! | #DIV/0! | #DIV/0! | #DIV/0! | #DIV/0! | #DIV/0! | #DIV/0! | #DIV/0! | #DIV/0! | #DIV/0! | #DIV/0!
16 | #DIV/0! | #DIV/0! | #DIV/0! | #DIV/0! | #DIV/0! | #DIV/0! | #DIV/0! | #DIV/0! | #DIV/0! | #DIV/0! | #DIV/0! | #DIV/0! | #DIV/0! | #DIV/0! | #DIV/0! | #DIV/0! | #DIV/0! | #DIV/0! | #DIV/0! | #DIV/0! | #DIV/0!
17 | #DIV/0! | #DIV/0! | #DIV/0! | #DIV/0! | #DIV/0! | #DIV/0! | #DIV/0! | #DIV/0! | #DIV/0! | #DIV/0! | #DIV/0! | #DIV/0! | #DIV/0! | #DIV/0! | #DIV/0! | #DIV/0! | #DIV/0! | #DIV/0! | #DIV/0! | #DIV/0! | #DIV/0!
18 | #DIV/0! | #DIV/0! | #DIV/0! | #DIV/0! | #DIV/0! | #DIV/0! | #DIV/0! | #DIV/0! | #DIV/0! | #DIV/0! | #DIV/0! | #DIV/0! | #DIV/0! | #DIV/0! | #DIV/0! | #DIV/0! | #DIV/0! | #DIV/0! | #DIV/0! | #DIV/0! | #DIV/0!
19 | #DIV/0! | #DIV/0! | #DIV/0! | #DIV/0! | #DIV/0! | #DIV/0! | #DIV/0! | #DIV/0! | #DIV/0! | #DIV/0! | #DIV/0! | #DIV/0! | #DIV/0! | #DIV/0! | #DIV/0! | #DIV/0! | #DIV/0! | #DIV/0! | #DIV/0! | #DIV/0! | #DIV/0!
20 | #DIV/0! | #DIV/0! | #DIV/0! | #DIV/0! | #DIV/0! | #DIV/0! | #DIV/0! | #DIV/0! | #DIV/0! | #DIV/0! | #DIV/0! | #DIV/0! | #DIV/0! | #DIV/0! | #DIV/0! | #DIV/0! | #DIV/0! | #DIV/0! | #DIV/0! | #DIV/0! | #DIV/0!
21 | #DIV/0! | #DIV/0! | #DIV/0! | #DIV/0! | #DIV/0! | #DIV/0! | #DIV/0! | #DIV/0! | #DIV/0! | #DIV/0! | #DIV/0! | #DIV/0! | #DIV/0! | #DIV/0! | #DIV/0! | #DIV/0! | #DIV/0! | #DIV/0! | #DIV/0! | #DIV/0! | #DIV/0!
22 | #DIV/0! | #DIV/0! | #DIV/0! | #DIV/0! | #DIV/0! | #DIV/0! | #DIV/0! | #DIV/0! | #DIV/0! | #DIV/0! | #DIV/0! | #DIV/0! | #DIV/0! | #DIV/0! | #DIV/0! | #DIV/0! | #DIV/0! | #DIV/0! | #DIV/0! | #DIV/0! | #DIV/0!
23 | #DIV/0! | #DIV/0! | #DIV/0! | #DIV/0! | #DIV/0! | #DIV/0! | #DIV/0! | #DIV/0! | #DIV/0! | #DIV/0! | #DIV/0! | #DIV/0! | #DIV/0! | #DIV/0! | #DIV/0! | #DIV/0! | #DIV/0! | #DIV/0! | #DIV/0! | #DIV/0! | #DIV/0!
24 | #DIV/0! | #DIV/0! | #DIV/0! | #DIV/0! | #DIV/0! | #DIV/0! | #DIV/0! | #DIV/0! | #DIV/0! | #DIV/0! | #DIV/0! | #DIV/0! | #DIV/0! | #DIV/0! | #DIV/0! | #DIV/0! | #DIV/0! | #DIV/0! | #DIV/0! | #DIV/0! | #DIV/0!
Raw Data | FY 2022: EPRI End Use Load Profiles; FY 2023: https://loadshape.epri.com/enduse; FY 2024: NERC region: SERC-FL
1 | FY 2021: 0; FY 2023: Residential; FY 2024: Residential
2 | FY 2021: 0; FY 2022: AC; FY 2023: Peak Season Peak Weekday (avg kWh); FY 2024: Peak Season Average Weekend; FY 2025: Off Peak Season Average Weekday; FY 2026: Peak Season Average Weekday; FY 2027: Off Peak Season Average Weekend; FY 2028: Off Peak Season Peak Weekday; FY 2029: James Created Average Year Round Daily Profile
3 | FY 2021: 0; FY 2022: 1; FY 2029: 0
4 | FY 2021: 0; FY 2022: 2; FY 2029: 0; FY 2032: 261
5 | FY 2021: 0; FY 2022: 3; FY 2029: 0; FY 2032: 130.5
6 | FY 2021: 0; FY 2022: 4; FY 2029: 0
7 | FY 2021: 0; FY 2022: 5; FY 2029: 0
8 | FY 2021: 0; FY 2022: 6; FY 2029: 0
9 | FY 2021: 0; FY 2022: 7; FY 2029: 0
10 | FY 2021: 0; FY 2022: 8; FY 2029: 0
11 | FY 2021: 0; FY 2022: 9; FY 2029: 0
12 | FY 2021: 0; FY 2022: 10; FY 2029: 0
13 | FY 2021: 0; FY 2022: 11; FY 2029: 0
14 | FY 2021: 0; FY 2022: 12; FY 2029: 0
15 | FY 2021: 0; FY 2022: 13; FY 2029: 0
16 | FY 2021: 0; FY 2022: 14; FY 2029: 0
17 | FY 2021: 0; FY 2022: 15; FY 2029: 0
18 | FY 2021: 0; FY 2022: 16; FY 2029: 0
19 | FY 2021: 0; FY 2022: 17; FY 2029: 0
20 | FY 2021: 0; FY 2022: 18; FY 2029: 0
21 | FY 2021: 0; FY 2022: 19; FY 2029: 0
22 | FY 2021: 0; FY 2022: 20; FY 2029: 0
23 | FY 2021: 0; FY 2022: 21; FY 2029: 0
24 | FY 2021: 0; FY 2022: 22; FY 2029: 0
|  |  | 23 | [6 empty] | 0
|  |  | 24 | [6 empty] | 0
|  |  | Scale | 4832.0542 | 4832.0542 | 4832.0542 | 4832.0542 | 4832.0542 | 4832.0542 | 4832.0542
Note on C4: [Threaded comment] Your version of Excel allows you to read this threaded comment; however, any edits to it will get removed if the file is opened in a newer version of Excel. Learn more: https://go.microsoft.com/fwlink/?linkid=870924 Comment: Future Work: Could change year over year percentages ro reflect increased appliance efficiency

## Load Profile__Pools (hidden)
| Pool heater | Pool pump |  |  |  |  | https://www.etcc-ca.com/sites/default/files/reports/dr07_01_pool_pump_demand_response_potential_report.pdf
| Summer in 5B | Summer in 5B |  |  | 2.28 | Max pump load average
| Pool heater/pump | Pool pump |  |  | 50% | % of hotels with poop pumps
1 | 0.004 | 0.004 |  |  | 0.087143 | % of commercial load from hotels | Source: PREESAT |  |  |  | $ | 3000 | Avg cost - assuming hotel pool pump is 3x residential pool pump size | https://www.energy.gov/energysaver/heat-pump-pool-heaters
2 | 0.004 | 0.004 |  |  | 9497174272.1706 | Total Commercial Load |  |  |  |  | $/kWh | 0.1301 | Avg Rate | https://www.eia.gov/todayinenergy/detail.php?id=46276#:~:text=Although%20the%20average%20U.S.%20residential,lower%20average%20bill%20in%202019.
3 | 0.005 | 0.005 |  |  | 413806902.6578 | Total Hotel kWh |  |  |  |  | kWh/year | 23059.1852
4 | 0.005 | 0.005 |  |  | 0.0028086 | % of Hotel Load for Pools | Source: CRB average |  |  |  | avg kWh/day | 63.1758
5 | 0.011 | 0.011 |  |  | 1162231.1128 | Total Pool Pump Load Method 1
6 | 0.015 | 0.015 |  |  | 130 | Number of Hotels
7 | 0.024 | 0.024 |  |  | 889.2 | Expected pump Load Method 2
8 | 0.048 | 0.048
9 | 0.095 | 0.095
10 | 0.128 | 0.128
11 | 0.115 | 0.115
12 | 0.102 | 0.102
13 | 0.1 | 0.1
14 | 0.091 | 0.091
15 | 0.079 | 0.079
16 | 0.063 | 0.063
17 | 0.037 | 0.037
18 | 0.03 | 0.03
19 | 0.019 | 0.019
20 | 0.011 | 0.011
21 | 0.005 | 0.005
22 | 0.003 | 0.003
23 | 0.003 | 0.003
24 | 0.003 | 0.003
NORMALIZED
1 | 0.03125 | 0.03125
2 | 0.03125 | 0.03125
3 | 0.039062 | 0.039062
4 | 0.039062 | 0.039062
5 | 0.085938 | 0.085938
6 | 0.11719 | 0.11719
7 | 0.1875 | 0.1875
8 | 0.375 | 0.375
9 | 0.74219 | 0.74219
10 | 1 | 1
11 | 0.89844 | 0.89844
12 | 0.79688 | 0.79688
13 | 0.78125 | 0.78125
14 | 0.71094 | 0.71094
15 | 0.61719 | 0.61719
16 | 0.49219 | 0.49219
17 | 0.28906 | 0.28906
18 | 0.23438 | 0.23438
19 | 0.14844 | 0.14844
20 | 0.085938 | 0.085938
21 | 0.039062 | 0.039062
22 | 0.023438 | 0.023438
23 | 0.023438 | 0.023438
24 | 0.023438 | 0.023438
TOTAL | 7.8125 | 7.8125
| in KW per customer | in MW Commercial Sector Island Wide
1 | 0.2527 | 4.6489 | 4.6489 | 4.6489 | 5.8112 | 5.8112 | 12.7845 | 17.4335 | 27.8935 | 55.7871 | 110.412 | 148.7656 | 133.6566 | 118.5476 | 116.2231 | 105.763 | 91.8163 | 73.2206 | 43.0026 | 34.8669 | 22.0824 | 12.7845 | 5.8112 | 3.4867 | 3.4867 | 3.4867
2 | 0.2527 | 4.6489
3 | 0.31588 | 5.8112
4 | 0.31588 | 5.8112
5 | 0.69493 | 12.7845
6 | 0.94764 | 17.4335
7 | 1.5162 | 27.8935
8 | 3.0324 | 55.7871
9 | 6.0017 | 110.412
10 | 8.0865 | 148.7656
11 | 7.2652 | 133.6566
12 | 6.4439 | 118.5476
13 | 6.3176 | 116.2231
14 | 5.749 | 105.763
15 | 4.9909 | 91.8163
16 | 3.9801 | 73.2206
17 | 2.3375 | 43.0026
18 | 1.8953 | 34.8669
19 | 1.2003 | 22.0824
20 | 0.69493 | 12.7845
21 | 0.31588 | 5.8112
22 | 0.18953 | 3.4867
23 | 0.18953 | 3.4867
24 | 0.18953 | 3.4867
TOTAL | 63.1758 | 63.1758

## Next Steps (hidden)
Add Evs to load forecast profile |  | Use US estimate that by 2040 60% of cars on road are Evs as default and allow toggle % by 2040 and adoption curve
Add Wind | 26 MW Punta Lima rebuild
Add Hydro
add individual industrial measures
look up savings from behavioral DR historical US lit review
Dashboard outputs decision |  |  | Load Factor
Add Costs (v 2.0)
Use Aurora for bulk power system generation mix over time
Look at 8760 marginal costs to determine when DR is most valuable