## Disclaimer
Disclaimer
The National Renewable Energy Laboratory (NREL) is operated for the U.S. Department of Energy (DOE) by Alliance for Sustainable Energy, LLC ("Alliance").
Access to or use of any data or software made available on this server ("Data") shall impose the following obligations on the user, and use of the Data constitutes user's agreement to these terms. The user is granted the right, without any fee or cost, to use or copy the Data, provided that this entire notice appears in all copies of the Data. Further, the user agrees to credit DOE/NREL/ALLIANCE in any publication that results from the use of the Data. The names DOE/NREL/ALLIANCE, however, may not be used in any advertising or publicity to endorse or promote any products or commercial entities unless specific written permission is obtained from DOE/NREL/ ALLIANCE. The user also understands that DOE/NREL/ALLIANCE are not obligated to provide the user with any support, consulting, training or assistance of any kind with regard to the use of the Data or to provide the user with any updates, revisions or new versions thereof. DOE, NREL, and ALLIANCE do not guarantee or endorse any results generated by use of the Data, and user is entirely responsible for the results and any reliance on the results or the Data in general.
USER AGREES TO INDEMNIFY DOE/NREL/ALLIANCE AND ITS SUBSIDIARIES, AFFILIATES, OFFICERS, AGENTS, AND EMPLOYEES AGAINST ANY CLAIM OR DEMAND, INCLUDING REASONABLE ATTORNEYS' FEES, RELATED TO USER'S USE OF THE DATA. THE DATA ARE PROVIDED BY DOE/NREL/ALLIANCE "AS IS," AND ANY EXPRESS OR IMPLIED WARRANTIES, INCLUDING BUT NOT LIMITED TO THE IMPLIED WARRANTIES OF MERCHANTABILITY AND FITNESS FOR A PARTICULAR PURPOSE ARE DISCLAIMED. DOE/NREL/ALLIANCE ASSUME NO LEGAL LIABILITY OR RESPONSIBILITY FOR THE ACCURACY, COMPLETENESS, OR USEFULNESS OF THE DATA, OR REPRESENT THAT ITS USE WOULD NOT INFRINGE PRIVATELY OWNED RIGHTS. IN NO EVENT SHALL DOE/NREL/ALLIANCE BE LIABLE FOR ANY SPECIAL, INDIRECT OR CONSEQUENTIAL DAMAGES OR ANY DAMAGES WHATSOEVER, INCLUDING BUT NOT LIMITED TO CLAIMS ASSOCIATED WITH THE LOSS OF DATA OR PROFITS, THAT MAY RESULT FROM AN ACTION IN CONTRACT, NEGLIGENCE OR OTHER TORTIOUS CLAIM THAT ARISES OUT OF OR IN CONNECTION WITH THE ACCESS, USE OR PERFORMANCE OF THE DATA.
For any feedback, comments, or questions on the tool, please contact James.Elsworth@nrel.gov
A slide deck with more information and instructions on how to use this tool are available at https://www.nrel.gov/state-local-tribal/multi-lab-planning-support-puerto-rico.html
This tool is also available for download from https://www.nrel.gov/research/data-tools-alpha.html
Authors
Prateek Joshi, National Renewable Energy Laboratory
James Elsworth, National Renewable Energy Laboratory
Monisha Shah, National Renewable Energy Laboratory

## Background Research (hidden)
1. PREPA 2019 IRP
* To estimate peak demand associated with the energy forecast, two inputs were used
(1) Expected load factors for each customer class (ratio of average demand to peak demand) - residential, commercial, industrial, Public lighting, agriculture, and other.
(2) The percentage of the sectoral peak demand that occurs at the time of system peak (CCCF - Customer Class Coincidence Factor of Contribution to the Peak Factor)
* In the IRP, a single annual average load factor was used for each customer class type as opposed to monthly values. Furthermore, an analysis of factors over multiple years was not carried out. These are because of the following reasons:
a. No significant change in the hourly load shapes of the relevant customer classes across the year
b. Load factor can be volatile unless averages are used due to its dependence on the measured peak
c. Only one-year worth of hourly load data by customer class was available

## User Info__Terminology
Legend: |  | Calculated in Spreadsheet | User Input | Links to Other Spreadsheet Data | Hard Entries | Data Under Investigation
Terminology and Definitions
Demand Response Measure: | Any modification of an end-use electricity load for the purpose of providing grid services (e.g. load reduction at peak times, load shifting, load-following, etc.)
End-Use: | The category of services for an electricity consumer (e.g. space cooling with air conditioners)
Sector: | The type of utility customer (e.g. residential, commercial, industrial, etc.)
BAU: | The business-as-usual scenario, derived from Puerto Rico Electric Power Authority (PREPA) forecasts in its 2019 Integrated Resource Plan (IRP)
Fiscal Year (FY): | The Puerto Rico fiscal year begins on July 1st of the preceding year and ends on June 30th (e.g. FY19 starts on July 1st 2018 and ends on June 30th 2019)
Gross Demand: | The instantaneous electricity demand (in units of power) encomassing: retail sales, technical losses (transmission & distribution), non-technical losses, auxillary use, and PREPA's own use
Gross Generation: | Equivalent value to "Gross Demand" but refers to the instantaneous electricity production (in units of power) from the various generation sources on the grid
Net Gross Demand: | Gross demand less variable renewable energy (VRE) generation
VRE | Variable Renewable Energy (e.g. solar photovoltaic, wind turbines, etc.)
DR | Demand response
EE | Energy efficiency
Readily Available Demand Response | These are demand response measures that can be called on a regular, more frequent, basis to allow for daily or weekly peak shaving. These resources can also be used in an emergency.
Emergency Only Demand Response | These are demand response measures that can only be called on an emergency basis, allowing for infrequent load shedding to stabilize grid.

## User Input__Main Dashboard
PUERTO RICO DEMAND RESPONSE IMPACT AND FORECAST TOOL (PR-DRIFT) - beta version
|  | Legend: | Calculated in Spreadsheet | User Input |  | Links to Other Spreadsheet Data |  | Hard Entries |  | Data Under Investigation
USER INPUTS | [11 empty] | RESULTS
Input (1) | [11 empty] | Result (1)*
Select Baseline Scenario: | [11 empty] | Percent of Gross Electricity Generation from Variable Renewable Energy (VRE) in Selected FY
BAU - Medium Demand | [11 empty] | 46.79%
*This is the amount of electricity generated by VRE (solar PV and wind) in the entire year divided by the total gross demand for electricity in the FY (it assumes 4-hr battery storage absorbs all curtailed energy and that the roundtrip efficiency of the storage is 90%). Calculations assumed that Puerto Rico would reach its goal that at least 60% of electricity generated in 2040 will come from renewable resources, as mandated by the Puerto Rico Energy Public Policy Act of 2019. Additional solar PV is added, if needed, to meet this goal beyond PREB's mandated RFPs.
Input (2)
Select Fiscal Year (FY):
FY 2027
Input (3)
Select Month: | [11 empty] | Result (2)*
Utility-Scale Battery Storage Capacity Installed in Selected FY (MW)
August
1530
Input (4) | [11 empty] | *Batteries are sized in FY 2040 such that they can absorb the maximum curtailed VRE in a 4-hour period in the year. This provides the FY 2040 battery capacity. Battery capacity is then scaled in linearly from the value in FY 2026, taken from PREB's mandated RFP, to the FY 2040 value.
Select Residential Demand Response (DR) Measures:
CLICK HERE
Result (3)
Input (5) | [11 empty] | Peak Net Gross Demand in Selected FY & Month (MW)
Select Commercial Demand Response (DR) Measures:
[7 empty] | Table 1. Peak Net Gross Demand and Readily Available DR Resource Available for Each Month in Selected FY |  |  |  |  | 2379.4544
CLICK HERE | [6 empty] | Month* | Peak Net Gross Demand (MW) | Peak Hour | Reduction in Peak Net Gross Demand Possible due to Readily Available DR Resouce Available (MW) | Percentage Reduction
[7 empty] | January | 2195.9234 | 19 | 14.2294 | 0.648% | Result (4)*
Input (6) | [6 empty] | February | 2064.9762 | 21 | 13.8269 | 0.6696% | Reduction in Peak Net Gross Demand Possible due to Readily Available DR Resouce in Selected FY & Month (MW)
Select Industrial Demand Response (DR) Measures: | [6 empty] | March | 2291.2249 | 20 | 14.0144 | 0.6117%
[7 empty] | April | 2283.7239 | 21 | 13.8269 | 0.6055% | 14.2294
CLICK HERE | [6 empty] | May | 2183.6067 | 21 | 13.8269 | 0.6332%
[7 empty] | June | 2482.8206 | 20 | 14.0144 | 0.5645% | *This value is more than the total DR available since 1 MW of DR resource results in more than 1 MW of avoided gross demand due to: technical losses (transmission & distribution), non-technical losses, auxillary use, and PREPA's own use. The reduction in peak net gross demand possible due to the total DR resource is assumed to be 16% higher than the actual total DR resource available.
[7 empty] | July | 2480.4993 | 20 | 14.0144 | 0.565%
Input (7) | [6 empty] | August | 2379.4544 | 19 | 14.2294 | 0.598%
Select Adoption Curve for DR Measures: | [6 empty] | September | 2434.463 | 19 | 14.2294 | 0.5845%
[7 empty] | October | 2260.5272 | 21 | 13.8269 | 0.6117%
S-curve | [6 empty] | November | 2375.0979 | 18 | 14.4302 | 0.6076% | Result (5)
[7 empty] | December | 2264.5835 | 19 | 14.2294 | 0.6283% | Reduction in Peak Net Gross Demand Possible due to Readily Available DR Resouce in Selected FY & Month (%)
[7 empty] | Average Month | 2308.0751 | 20 | 14.0582 | 0.6091%
Input (8) | [6 empty] | *Month with the highest peak net gross demand in the year will be highlighted yellow |  |  |  |  | 0.598%
Set Energy Efficiency (EE) ON/OFF:
Demand Response Called for Peak 'X' Hours Per Year?
ON | [7 empty] | X |  | 20 |  | Result (6)
[8 empty] | Old Peak w/ no DR (MW) |  | 2482.8206 |  | Hour of Peak Net Gross Demand in Selected FY & Month
* This refers to the reduction in peak net gross demand possible due to readily available DR resource available
Input (9)* |  | ** This refers to the reduction in peak net gross demand possible due to emergency only DR resource available | [5 empty] | New Annual Peak w/ DR (MW) |  | 2450.1933 |  | 19
Select Energy Efficiency (EE) Parameters:
[8 empty] | Annual Peak Reduction (MW) |  | 32.6272
CLICK HERE | [11 empty] | Result (7)
Additional Reduction in Peak Net Gross Demand Possible due to Emergency Only DR Resource in Selected FY & Month (MW)
*This input only needs to be selected if Input (8) = ON
37.6222
Input (10)
Set # of Top Peak Hours in Year DR Called For: | [11 empty] | Result (8)
Annual Peak Net Gross Demand in Selected FY with No DR Resource (MW)
20
2482.8206
Result (9)
[12 empty] | Reduction in Annual Peak Net Gross Demand in Selected FY if DR Resource Called for Peak 20 Hours of Year (MW) | 0
32.6272
| A description of the battery charging and discharging behavior is: |  |  |  | HERE
*When "Battery Supply" < 0, batteries are charging. When "Battery Supply" > 0, batteries are discharging.

## User Input__Residential DR
Residential Demand Response Measures
Year of Analysis (Selected on Dashboard)
FY 2027 |  |  |  |  | Peak Net Gross Electricity Demand in FY 2027 (MW): |  | 2482.8206
[5 empty] | Gross Residential Electricity Demand at System Peak in FY 2027 (MW): |  | 1057.1362
Reduction in Residential Gross Demand Possible at System Peak due to DR Resouce Available in FY 2027 (%): |  |  |  |  | Residential Demand Response Resources Available at System Peak in FY 2027 (MW): |  | 0.64063
0.07238% |  |  |  |  | Reduction in Residential Gross Demand Possible at System Peak due to DR Resouce Available in FY 2027 (MW): |  | 0.76514 |  | TOTAL SUM OF ALL RESIDENTIAL DR MEASURES PER HOUR OF DAY (MW)
[9 empty] | 1.2506 | 1.2506 | 1.0474 | 0.90362 | 0.80886 | 0.75667 | 0.7507 | 0.80479 | 0.94247 | 1.1823 | 1.5264 | 1.9633 | 2.4621 | 2.9754 | 3.4474 | 3.8219 | 4.0391 | 4.0498 | 3.8509 | 3.4925 | 3.0506 | 2.5943 | 2.1757 | 1.8314
Column 1 | Column 2 (User Input) | Column 3 | Column 4 | Column 5 (User Input) | Column 6 | Column 7 (User Input) | Column 8 |  | Hour of Day
Measures by End-Use | ON/OFF | % of Total Residential Load by End-Use in FY2040 (MWh/MWh) | Maximum Residential Load Available in FY2040 (MW) | % of Residential Customers Participating in DR Program in FY2040 | Max Available DF Load in FY2040 (MW) | Max Percent of Participating Load Reduced at Any Given Time in FY2040 | Peak Hour of Day (Based of EPRI End Use Load Shapes) |  | 1 | 2 | 3 | 4 | 5 | 6 | 7 | 8 | 9 | 10 | 11 | 12 | 13 | 14 | 15 | 16 | 17 | 18 | 19 | 20 | 21 | 22 | 23 | 24
Appliance Group | [8 empty] | Hour of Day 1: Load Reduction Available by Hour of Day (MW)
Direct Control of AC Units | ON | 7% | 24.4803 | 4.11% | 1.0061 | 100% | 18 | Direct Control of AC Units | 1.2506 | 1.2506 | 1.0474 | 0.90362 | 0.80886 | 0.75667 | 0.7507 | 0.80479 | 0.94247 | 1.1823 | 1.5264 | 1.9633 | 2.4621 | 2.9754 | 3.4474 | 3.8219 | 4.0391 | 4.0498 | 3.8509 | 3.4925 | 3.0506 | 2.5943 | 2.1757 | 1.8314
Direct Control of Electric Water Heaters | OFF | 33% | 162.6785 | 5% | 8.1339 | 100% | 1 | Direct Control of Electric Water Heaters | 0 | 0 | 0 | 0 | 0 | 0 | 0 | 0 | 0 | 0 | 0 | 0 | 0 | 0 | 0 | 0 | 0 | 0 | 0 | 0 | 0 | 0 | 0 | 0
Smart Thermostats - Preconditioning | OFF | 7% | 24.4803 | 30% | 7.3441 | 100% | 1 | Smart Thermostats - Preconditioning | 0 | 0 | 0 | 0 | 0 | 0 | 0 | 0 | 0 | 0 | 0 | 0 | 0 | 0 | 0 | 0 | 0 | 0 | 0 | 0 | 0 | 0 | 0 | 0
Smart Thermostat Peak Event Control | OFF | 7% | 24.4803 | 7% | 1.7136 | 100% | 1 | Smart Thermostat Peak Event Control | 0 | 0 | 0 | 0 | 0 | 0 | 0 | 0 | 0 | 0 | 0 | 0 | 0 | 0 | 0 | 0 | 0 | 0 | 0 | 0 | 0 | 0 | 0 | 0
Smart lightbulbs | OFF | 13% | 47.6185 | 15% | 7.1428 | 50% | 1 | Smart lightbulbs | 0 | 0 | 0 | 0 | 0 | 0 | 0 | 0 | 0 | 0 | 0 | 0 | 0 | 0 | 0 | 0 | 0 | 0 | 0 | 0 | 0 | 0 | 0 | 0
Smart plugs and smart power strips | OFF | 25% | 264.284 | 5% | 13.2142 | 10% | 1 | Smart plugs and smart power strips | 0 | 0 | 0 | 0 | 0 | 0 | 0 | 0 | 0 | 0 | 0 | 0 | 0 | 0 | 0 | 0 | 0 | 0 | 0 | 0 | 0 | 0 | 0 | 0
Clothes Washer | OFF | 0.3453% | 0.19468 | 15% | 0.029202 | 100% | 1 | Clothes Washer | 0 | 0 | 0 | 0 | 0 | 0 | 0 | 0 | 0 | 0 | 0 | 0 | 0 | 0 | 0 | 0 | 0 | 0 | 0 | 0 | 0 | 0 | 0 | 0
Clothes Dryer | OFF | 0.8129% | 0.13034 | 15% | 0.019551 | 100% | 1 | Clothes Dryer | 0 | 0 | 0 | 0 | 0 | 0 | 0 | 0 | 0 | 0 | 0 | 0 | 0 | 0 | 0 | 0 | 0 | 0 | 0 | 0 | 0 | 0 | 0 | 0
Dishwasher | "OFF" | 0.4079% |  | 15% | 0 | 100% | #N/A | Dishwasher
Pool Pump | "OFF" |  |  | 30% | 0 | 100% | #N/A | Pool Pump
Behavioral/Pricing Group
TOU Pricing | OFF | 15% | 158.5704 | 20% | 31.7141 | 100% | 1 | TOU Pricing | 0 | 0 | 0 | 0 | 0 | 0 | 0 | 0 | 0 | 0 | 0 | 0 | 0 | 0 | 0 | 0 | 0 | 0 | 0 | 0 | 0 | 0 | 0 | 0
Peak Load Pricing / Variable Peak Load Pricing | "OFF" |  |  |  | 0 | 100% | #N/A | Peak Load Pricing / Variable Peak Load Pricing
Charging Municipalities | "OFF" |  |  |  | 0 | 100% | #N/A | Charging Municipalities
Real Time Pricing | "OFF" |  |  |  | 0 | 100% | #N/A | Real Time Pricing
Interruptible Rates | "OFF" |  |  |  | 0 | 100% | #N/A | Interruptible Rates
Demand Bidding | "OFF" |  |  |  | 0 | 100% | #N/A | Demand Bidding
Critical Peak Pricing | "OFF" |  |  |  | 0 | 100% | #N/A | Critical Peak Pricing
Peak Time Rebates | "OFF" |  |  |  | 0 | 100% | #N/A | Peak Time Rebates
Behavioral DR | "OFF" |  |  |  | 0 | 100% | #N/A | Behavioral DR
New Technology and Reserve Margin Control |  | Percentage of Total Storage in Residential Sector in FY2040 | Total Projected Residential Storage on System in FY2040 (MW) | % Available for DR Programs at Peak in FY2040
Battery Storage Systems for Load Flexibility | OFF | 41.07% | 616.0964 | 10% | 61.6096 | 25% | 1 | Battery Storage Systems for Load Flexibility | 0 | 0 | 0 | 0 | 0 | 0 | 0 | 0 | 0 | 0 | 0 | 0 | 0 | 0 | 0 | 0 | 0 | 0 | 0 | 0 | 0 | 0 | 0 | 0
Electric Vehicle Charging Interruption/Smart Charging Programs | "OFF" |  |  |  | 0 | 100% | #N/A | Electric Vehicle Charging Interruption/Smart Charging Programs
Electric Vehicle Batteries for Capacity Use | "OFF" |  |  |  | 0 | 100% | #N/A | Electric Vehicle Batteries for Capacity Use
Behind the Meter Distributed Generation | "OFF" |  |  |  | 0 | 100% | #N/A | Behind the Meter Distributed Generation
Ice Storage | "OFF" |  |  |  | 0 | 100% | #N/A | Ice Storage
NREL's SCOUT Tool Modeling
Water Heating Option 1 - 3 hour peak period pre-heat | "ON" |  | 0 |  | 0 | 100% | #N/A | Water Heating Option 1 - 3 hour peak period pre-heat
Water Heating Option 2 - Preheat at beginning of take period until peak | "ON" |  | 0 |  | 0 | 100% | #N/A | Water Heating Option 2 - Preheat at beginning of take period until peak
Thermostat Option 1 - 4°F relaxed setpoints during peak. 4 hour 4°F preconditioning | "ON" |  | 0 |  | 0 | 100% | #N/A | Thermostat Option 1 - 4°F relaxed setpoints during peak. 4 hour 4°F preconditioning
Thermostat Option 2 - 3°F relaxed setpoints. 4 hour 3°F preconditioning | "ON" |  | 0 |  | 0 | 100% | #N/A | Thermostat Option 2 - 3°F relaxed setpoints. 4 hour 3°F preconditioning
Clothes Washers, Clothes Dryers, and Dishwashers (Appliances) | "ON" |  | 0 |  | 0 | 100% | #N/A | Clothes Washers, Clothes Dryers, and Dishwashers (Appliances)
Pool Pumps | "ON" |  | 0 |  | 0 | 100% | #N/A | Pool Pumps
Electronics (Plug Loads) | "ON" |  | 0 |  | 0 | 100% | #N/A | Electronics (Plug Loads)
Combined EE and DF Thermostat | "ON" |  | 0 |  | 0 | 100% | #N/A | Combined EE and DF Thermostat
[9 empty] | 1 | 2 | 3 | 4 | 5 | 6 | 7 | 8 | 9 | 10 | 11 | 12 | 13 | 14 | 15 | 16 | 17 | 18 | 19 | 20 | 21 | 22 | 23 | 24
*Note: We can create more custom adoption profiles
[22 empty] | Water Heating 1 | [5 empty] | Water Heating 2
Background Data
SCOUT Measure Documentation
Water Heating Option 1 | Performance: We apply a pre-heat schedule in which the water heater setpoint is increased to 140°F for 3 hours prior to the start of the peak period, then set to the initial setpoint of 125°F, as shown in the example schedule in Figure 2.
DR schedules are designed for peak hours and seasons specific to each city. Schedule inputs are in the form of hourly schedules for an entire year.
Water Heating Option 2 | Pre-heat the water heater setpoint to 140°F at the start of the take period and maintain this setpoint up until the peak period, then return back to the initial setpoint of 125°F.
DR schedules are designed for peak and take hours and seasons specific to each EMM region. If an EMM region has two take periods, pre-heating begins at the start of the second take period. Schedule inputs are in the form of hourly schedules for an entire year (i.e., 8760 schedules).
Note | 50 gal HWH can withstand up to a 4 hour interruption, but need a preheating setpoint of 160 °F
Only applies to electric water heaters, which are less prevalent in PR than mainland
Requires HWH direct communication? Maybe, unless a scheduled daily preheat counts as LF
Thermostats Option 1 | Relaxed the setpoint by 4ºF (increased in the cooling season, decreased in the heating season) during the peak period, preceded by a pre-cooling or pre-heating period of 4ºF (reduced in the cooling season, increased in the heating season) that starts 4 hours before the beginning of the peak period.
Cooling, before peak: -4ºF (relative to original setpoint), starting 4 hours before peak
Cooling, during peak: +4ºF
Heating, before peak: +4ºF, starting 4 hours before peak
Heating, during peak: -4ºF
Note | Upgrades Applied To: All homes, except that the daytime setbacks were only applied to the 43% of houses with no one home during the day on weekdays
Thermostat Option 2 | Performance: Relaxed the setpoint by 3ºF (increased in the cooling season, decreased in the heating season) during the peak period, preceded by a pre-cooling or pre-heating period of 3ºF (reduced in the cooling season, increased in the heating season) that starts 4 hours before the beginning of the peak period, as described below and shown in Figure 4.
Cooling, before peak: -3ºF (relative to original setpoint), starting 4 hours before peak
Applied To: Homes with an existing setpoint that would not be decreased beyond the minimum cooling setpoint (lowest cooling setpoint in the sampling data—RECS 2009); applied regardless of daytime occupancy
Cooling, during peak: +3ºF
Applied To: Homes with an existing setpoint that would not be increased beyond the maximum cooling setpoint (highest cooling setpoint in the sampling data—RECS 2009); applied regardless of daytime occupancy
Heating, before peak: +3ºF, starting 4 hours before peak
Applied To: Homes with an existing setpoint that would not be increased beyond the maximum heating setpoint (highest heating setpoint in the sampling data—RECS 2009); applied regardless of daytime occupancy
Heating, during peak: -3ºF
Applied To: Homes with an existing setpoint that would not be decreased beyond the minimum heating setpoint (lowest heating setpoint in the sampling data—RECS 2009); applied regardless of daytime occupancy
Example Logic: If the maximum heating setpoint is 80ºF, homes with an existing setpoint of 78ºF would not be subject to a preheating period increasing the setpoint to 81ºF.
Note | Several utilities currently operate smart thermostat demand response programs. These programs vary in their exact implementation; not all utilities document the typical timing and magnitude of setpoint adjustments, but among those that do, they typically have the following characteristics:
Pre-cooling, pre-heating setpoint adjustment: 2º–3ºF
Pre-cooling, pre-heating duration: 60–90 minutes before peak
Peak (DR event) period setpoint adjustment: 3º–4ºF
Peak (DR event) period duration: 2–4 hours
The setpoint temperatures in this measure are thus based on these setpoint adjustments. The pre-conditioning duration is longer to account for the longer (4 hour) duration of the peak periods modeled; a longer pre-conditioning period will cool the thermal mass of the building more, which will help endure the longer peak period. We looked at (among others), Nest Rush Hour Rewards, ecobee Smart Savings Rewards (e.g., NYSEG and RG&E), Broad River Electric Co-op’s smart thermostat program, and the Arizona Public Service Cool Rewards program.
Clothes Washers, Clothes Dryers, and Dishwashers (Appliances) | These appliances follow the Building America random hot water schedules. The schedule of the appliance is modified by shifting their operation away from the peak period. To do that, first the cluster of schedules that falls during the peak is identified. A cluster is defined as a set of run schedules that are separated by no more than 30 minutes of idle time. Once the cluster is identified, it will be attempted to be moved ahead of the peak, if possible. It might not be possible to move ahead if there is no room because there are already existing schedules or another peak period. If it is not possible to shift the cluster ahead in time from the peak, the cluster will be attempted to be shifted backward in time, provided there is room before the peak. If the cluster can neither be shifted forward or backward, the schedule is left as-is. n any of these cases, the annual energy consumption of the appliance remains unchanged, since we are only shifting the schedule.
Note | How prevalent are these in PR compared to mainland. How many are elec v gas? How much appliance clothes drying and dishwashing v mainland?
Pool Pumps | The pool pump follows an hourly varying usage level schedule. The time integration of the usage during the peak period is uniformly added on top of the usage during the first take period for each EMM region. The total energy use remains unchanged.
Note | Probably don't include residential pool pumps as a significant measure
Electronics (Plug Loads) | Electronics (plug loads) also follow hourly varying usage level schedules like the pool pump. But instead of shifting the whole usage during the peak period, a fraction (11%) of the usage during the peak period is shifted uniformly to two hours after the peak. Another fraction (4%) of the usage during the peak is simply removed, which signifies turning off stand-by plug loads. Because 4% of the plug loads are turned off during the peak, total energy use decreases.
These load shift and shed quantities are derived from the 2011 Building America Analysis Spreadsheets. These spreadsheets were used to obtain 1) total plug load energy use, 2) total “shiftable” plug load energy use, 3) total standby/idle energy use (except in cases where operating power levels were lower than off/standby power plus idle power levels), and 4) the sum of the shiftable and standby energy use. The shiftable load is the difference between (1) and (2), and the sheddable load is the difference between (1) and (3). The load differences in (2) and (3) add to the load difference in (4).
Combined EE and DF Thermostat | When the thermostat DF measure is applied alongside the best thermostat (EE) measure, the setpoints based on DR operation (pre-conditioning setpoint, and setback/setup during the peak hours) take priority over the setbacks in the EE measure. If no DR operation applies, the setbacks/setups will match from the EE measure. Figure 5 shows an example of cooling season operation when both the EE and DF measures are applied.
Plug Load Data from https://sftool.gov/learn/about/426/plug-loads
Plug loads can account for 25% of residential load. Participation percentages for this measure should be lower - 100% would represent every residential outlet having a smart device.
Time of use peak reduction estimation percentage taken from | https://www.energy.gov/sites/prod/files/2016/12/f34/CBS_Final_Program_Impact_Report_Draft_20161101_0.pdf
Amount of reduction depends on price. Taking average from this study
Data in Column 3, on the percentage of residential load by end-use, is approximated using the U.S. Virgin Islands Energy Efficiency Tool (USVIEET). For more information, see the PREESAT tool and report: https://www.nrel.gov/state-local-tribal/preesat.html

## User Input__Commercial DR
Commercial Demand Response Measures
Year of Analysis (Selected on Dashboard)
FY 2027 |  |  |  |  | Peak Net Gross Electricity Demand in FY 2027 (MW): |  | 2482.8206
[5 empty] | Gross Commercial Electricity Demand at System Peak in FY 2027 (MW): |  | 1035.3632
Reduction in Commercial Gross Demand Possible at System Peak due to DR Resouce Available in FY 2027 (%): |  |  |  |  | Commercial Demand Response Resources Available at System Peak in FY 2027 (MW): |  | 0.59319
0.06843% |  |  |  |  | Reduction in Commercial Gross Demand Possible at System Peak due to DR Resouce Available in FY 2027 (MW): |  | 0.70848 |  | TOTAL SUM OF ALL COMMERCIAL DR MEASURES PER HOUR OF DAY (MW)
[9 empty] | 2.3072 | 2.3072 | 2.329 | 2.294 | 2.2749 | 2.3729 | 2.6696 | 3.1411 | 3.6231 | 3.9325 | 4.0375 | 4.1 | 4.1605 | 4.2044 | 4.2051 | 4.1911 | 4.1357 | 4.0074 | 3.6825 | 3.2401 | 2.8247 | 2.5337 | 2.4009 | 2.389
Column 1 | Column 2 (User Input) | Column 3 | Column 4 | Column 5 (User Input) | Column 6 | Column 7 (User Input) | Column 8 |  | Hour of Day
Measures by End-Use | ON/OFF | % of Total Commercial Load by End-Use in FY2040 (MWh/MWh) | Maximum Commercial Load Available in FY2040 (MW) | % of Commercial Customers Participating in DR Program in FY2040 | Max Available DF Load in FY2040 (MW) | Max Percent of Participating Load Reduced at Any Given Time in FY2040 | Peak Hour of Day (Based of EPRI End Use Load Shapes) |  | 1 | 2 | 3 | 4 | 5 | 6 | 7 | 8 | 9 | 10 | 11 | 12 | 13 | 14 | 15 | 16 | 17 | 18 | 19 | 20 | 21 | 22 | 23 | 24
Appliance and Smart Building Control | [8 empty] | Hour of Day 1: Load Reduction Available by Hour of Day (MW)
HVAC Direct Control | ON | 46.61% | 206.2911 | 1.01% | 2.0835 | 100% | 15 | HVAC Direct Control | 0.26946 | 0.26946 | 0.25757 | 0.25627 | 0.27909 | 0.3352 | 0.42619 | 0.54206 | 0.66311 | 0.77204 | 0.86323 | 0.93955 | 1.0015 | 1.044 | 1.0571 | 1.0306 | 0.96192 | 0.86397 | 0.75849 | 0.66087 | 0.57446 | 0.49594 | 0.42166 | 0.35126
Hot Water Heater Direct Control | OFF | 1% | 229.1533 | 10% | 22.9153 | 25% | 1 | Hot Water Heater Direct Control | 0 | 0 | 0 | 0 | 0 | 0 | 0 | 0 | 0 | 0 | 0 | 0 | 0 | 0 | 0 | 0 | 0 | 0 | 0 | 0 | 0 | 0 | 0 | 0
VFDs | ON |  |  | 0% | 0 | 100% | #N/A | VFDs
Smart Thermostats("Zone space temp setback", precooling) | OFF | 46.61% | 206.2911 | 10% | 20.6291 | 25% | 1 | Smart Thermostats("Zone space temp setback", precooling) | 0 | 0 | 0 | 0 | 0 | 0 | 0 | 0 | 0 | 0 | 0 | 0 | 0 | 0 | 0 | 0 | 0 | 0 | 0 | 0 | 0 | 0 | 0 | 0
Chilled Water and hot water pumping pressure reset for DR | ON |  |  |  | 0 | 100% | 1 | Chilled Water and hot water pumping pressure reset for DR | 0 | 0 | 0 | 0 | 0 | 0 | 0 | 0 | 0 | 0 | 0 | 0 | 0 | 0 | 0 | 0 | 0 | 0 | 0 | 0 | 0 | 0 | 0 | 0
Static pressure reset for DR | ON |  |  |  | 0 | 100% | #N/A | Static pressure reset for DR
AHU Fan Staging | ON |  |  |  | 0 | 100% | #N/A | AHU Fan Staging
Smart Plugs and Laptop battery charger staging | OFF | 16% | 50.9684 | 15% | 7.6453 | 25% | 1 | Smart Plugs and Laptop battery charger staging | 0 | 0 | 0 | 0 | 0 | 0 | 0 | 0 | 0 | 0 | 0 | 0 | 0 | 0 | 0 | 0 | 0 | 0 | 0 | 0 | 0 | 0 | 0 | 0
Thermostat Peak Event Control | OFF | 46.61% | 206.2911 | 25% | 51.5728 | 25% | 1 | Thermostat Peak Event Control | 0 | 0 | 0 | 0 | 0 | 0 | 0 | 0 | 0 | 0 | 0 | 0 | 0 | 0 | 0 | 0 | 0 | 0 | 0 | 0 | 0 | 0 | 0 | 0
Lighting Controls: "LED fixture with full control" | ON | 21.03% | 143.8374 | 1.01% | 1.4528 | 100% | 11 | Lighting Controls: "LED fixture with full control" | 2.0377 | 2.0377 | 2.0715 | 2.0377 | 1.9959 | 2.0377 | 2.2434 | 2.5991 | 2.96 | 3.1604 | 3.1743 | 3.1604 | 3.159 | 3.1604 | 3.148 | 3.1604 | 3.1738 | 3.1435 | 2.924 | 2.5792 | 2.2503 | 2.0377 | 1.9793 | 2.0377
Implement Smart Building Automation System (BAS) | ON |  |  |  | 0 | 100% | #N/A | Implement Smart Building Automation System (BAS)
Pool Pump Controls | OFF | 0.02448% | 148.7656 | 50% | 74.3828 | 25% | 1 | Pool Pump Controls | 0 | 0 | 0 | 0 | 0 | 0 | 0 | 0 | 0 | 0 | 0 | 0 | 0 | 0 | 0 | 0 | 0 | 0 | 0 | 0 | 0 | 0 | 0 | 0
Building Automation Controls | ON |  |  |  | 0 | 100% | #N/A | Building Automation Controls
Precooling | OFF | 46.61% | 206.2911 | 25% | 51.5728 | 25% | 1 | Precooling | 0 | 0 | 0 | 0 | 0 | 0 | 0 | 0 | 0 | 0 | 0 | 0 | 0 | 0 | 0 | 0 | 0 | 0 | 0 | 0 | 0 | 0 | 0 | 0
Behavioral/Pricing Group
TOU Pricing | OFF | Already in effect for most Commercial Customers |  |  | 0 | 25% | 1 | TOU Pricing | 0 | 0 | 0 | 0 | 0 | 0 | 0 | 0 | 0 | 0 | 0 | 0 | 0 | 0 | 0 | 0 | 0 | 0 | 0 | 0 | 0 | 0 | 0 | 0
Peak Load Pricing / Variable Peak Load Pricing | "OFF" |  |  |  | 0 | 100% | #N/A | Peak Load Pricing / Variable Peak Load Pricing
Charging Municipalities | "OFF" |  |  |  | 0 | 100% | #N/A | Charging Municipalities
Real Time Pricing | "OFF" |  |  |  | 0 | 100% | #N/A | Real Time Pricing
Interruptible Rates | "OFF" |  |  |  | 0 | 100% | #N/A | Interruptible Rates
Demand Bidding | "OFF" |  |  |  | 0 | 100% | #N/A | Demand Bidding
Critical Peak Pricing | "OFF" |  |  |  | 0 | 100% | #N/A | Critical Peak Pricing
Peak Time Rebates | "OFF" |  |  |  | 0 | 100% | #N/A | Peak Time Rebates
Behavioral DR | "OFF" |  |  |  | 0 | 100% | #N/A | Behavioral DR
New Technology and Reserve Margin Control |  | % of Total Storage in Commercial Sector in FY2040**
Electric Vehicle Charging Interruption/Smart Charging Programs | "OFF" |  |  |  | 0 | 100% | #N/A | Electric Vehicle Charging Interruption/Smart Charging Programs
Electric Vehicle Batteries for Capacity Use | "OFF" |  |  |  | 0 | 100% | #N/A | Electric Vehicle Batteries for Capacity Use
Battery Storage Systems | OFF | 44.36% | 665.4377 | 25% | 166.3594 | 25% | 1 | Battery Storage Systems | 0 | 0 | 0 | 0 | 0 | 0 | 0 | 0 | 0 | 0 | 0 | 0 | 0 | 0 | 0 | 0 | 0 | 0 | 0 | 0 | 0 | 0 | 0 | 0
Behind the Meter DG | "ON" |  |  |  | 0 | 100% | #N/A | Behind the Meter DG
EV-specific Time Varying Rates and Incentives | "OFF" |  |  |  | 0 | 100% | #N/A | EV-specific Time Varying Rates and Incentives
Transactive Energy | "OFF" |  |  |  | 0 | 100% | #N/A | Transactive Energy
Grid Interactive Buildings | "OFF" |  |  |  | 0 | 100% | #N/A | Grid Interactive Buildings
Ice Storage/ Thermal Storage | "ON" |  |  |  | 0 | 100% | #N/A | Ice Storage/ Thermal Storage
Envelope Solar Control: Window Films, Shades | "OFF" |  |  |  | 0 | 100% | #N/A | Envelope Solar Control: Window Films, Shades
Smart Heat Pump Water Heaters | "ON" |  |  |  | 0 | 100% | #N/A | Smart Heat Pump Water Heaters
Customized Programs for Large Commercial Customers
Data Centers - shift to back up power source or UES | "ON" |  |  |  | 0 | 100% | #N/A | Data Centers - shift to back up power source or UES
Data Centers - reduce cooling loads | "ON" |  |  |  | 0 | 100% | #N/A | Data Centers - reduce cooling loads
Refrigerated Warehouses | "ON" |  |  |  | 0 | 100% | #N/A | Refrigerated Warehouses
Utility Notification/Signal | "ON" |  |  |  | 0 | 100% | #N/A | Utility Notification/Signal
Customer Initiated | "ON" |  |  |  | 0 | 100% | #N/A | Customer Initiated
NREL's SCOUT Tool
HVAC Option 1 - Global Temperature Adjustment | "ON" |  |  |  | 0 | 100% | #N/A | HVAC Option 1 - Global Temperature Adjustment
HVAC Option 2 - Precooling 4 hours pre-peak | "ON" |  |  |  | 0 | 100% | #N/A | HVAC Option 2 - Precooling 4 hours pre-peak
HVAC Option 3 - Ice Storage (large customers only) | "ON" |  |  |  | 0 | 100% | #N/A | HVAC Option 3 - Ice Storage (large customers only)
Lighting Controls - 30% reduction in occupied spaces, 60% in non-occupied during peak | "ON" |  |  |  | 0 | 100% | #N/A | Lighting Controls - 30% reduction in occupied spaces, 60% in non-occupied during peak
Plug Loads - 20% reduction in occupied spaces and 100% in non-occupied spaces during peak | "ON" |  |  |  | 0 | 100% | #N/A | Plug Loads - 20% reduction in occupied spaces and 100% in non-occupied spaces during peak
*Note: We can create more custom adoption profiles
**Note: Taken from IRP PV Adoption by Sector Forecasts
[9 empty] | 1 | 2 | 3 | 4 | 5 | 6 | 7 | 8 | 9 | 10 | 11 | 12 | 13 | 14 | 15 | 16 | 17 | 18 | 19 | 20 | 21 | 22 | 23 | 24
NREL's SCOUT Tool Documentation | There are two DR measures that adjust zone thermostat setpoints for both cooling and heating. The first is a global temperature adjustment (GTA) measure, which adjusts zone cooling temperatures upwards and zone heating temperatures downwards during the peak hours for the utility region that is associated with the representative city (see Figure 6). The second is a pre-cooling measure that adjusts zone cooling temperatures downwards for the 4 hours preceding the peak period. In simulations where we included all measures together to explore interactions, the pre-cooling measure applies only to the Medium Office Detailed, Retail Stand-Alone, and Warehouse representative building types, while larger prototype building models (Large Office Detailed and Large Hotel) implement ice storage for active pre-cooling (see below), which does not modify zone temperature set points. However, when running the pre-cooling measure in isolation, we apply this measure across all of the commercial building types.
HVAC | GTA and pre-cooling zone temperature adjustments and their basis are summarized as follows.
Summer adjustments
Comfort range of 73ºF–80ºF based on ASHRAE Standard 55-2017, calculated using the Berkeley Center for the Built Environment (CBE) Thermal Comfort Tool.
Assumptions: 50% relative humidity, 20 fpm air movement (uncontrolled by occupant), 1.1 metabolic rate (standard office work), adaptive clothing range of 0.5–0.7 (trousers with short/long-sleeve shirt)
Accordingly, set point temperature increases from 75ºF to 80ºF (GTA) during the peak period, and decreases from 75ºF to 73ºF (pre-cooling) for the four hours preceding the peak period
Winter adjustment
Comfort range of 68ºF–78ºF based on ASHRAE Standard 55-2017, calculated using the Berkeley Center for the Built Environment (CBE) Thermal Comfort Tool.
Assumptions: 30% relative humidity, 20 fpm air movement (uncontrolled by occupant), 1.1 metabolic rate (standard office work), adaptive clothing range of 0.8–1.1 (trousers with long-sleeve shirt and jacket/sweater)
Accordingly, set point temperature decreases from 70ºF to 68ºF (GTA) during the peak period. No pre-heating is assumed since the risk of discomfort at 68ºF is low, particularly given that the peak period begins in the evening hours, when most commercial buildings have low occupancy.
The ice storage measure, which in all cases applies only to the Large Office and Large Hotel prototypes, implements an advanced charging chiller (6.7 COP) and ice storage on the existing HVAC plant loop. The additional chiller charges ice storage between 12AM–6AM, and the ice is melted (discharged) during the peak periods. The temperature setpoint for the primary chiller is set at a higher temperature during the peak periods to minimize contributions to overall load from this chiller. Table 3 shows an example of the implementation in the regions with a “duck” net load shape typology, where the use of renewables, i.e., solar and wind generation are more prevalent, and regions with an alternative load shape typology (e.g., one in which the trough in the net system load shape occurs overnight, here referred to as “non-duck”).
Lighting | When the lighting DR measure is applied, the lighting loads are reduced by 30% for occupied spaces and 60% for unoccupied spaces during the peak hours for the utility region that is associated with the representative city. The occupied threshold is the average of the low- and high-daylight dimming thresholds at which occupants reported noticing dimming during DR events in Newsham et al. (2013) and supported by other studies, while the unoccupied threshold is the average of the low- and high-daylight dimming thresholds that were reported as still acceptable by occupants. Acceptability is used as a criterion for unoccupied spaces for safety reasons, as these spaces may relate to occupant movement around the building (e.g., hallways, stairwells).
Plug Loads | When the plug loads DR measure is applied, the plug loads are reduced by 20% for occupied spaces and 100% for unoccupied spaces during the peak hours for the utility region that is associated with the representative city. The 20% occupied reduction threshold represents the low end of the range found by previous studies in offices, in which savings were drawn from improved software power management, hardware control (e.g., advanced power strips), and behavioral feedback., It is assumed that during peak periods, plug loads can be completely turned off in spaces without regular occupancy. Data centers and hospital buildings are excluded from the DF plug loads measure.
Note | Requires smart power strips
Combined EE and DF | No additional benefit calculated
All of the DF measures described above are triggered based on predetermined “peak” and “take” period hours for the winter and summer seasons in a given location. While measure schedules could also address system needs in intermediate seasons, measure operation in these seasons is currently based on either a winter or summer operational schedule, rather than a schedule that is specific to the intermediate season. Peak and take windows are defined as the four hours of day in which the highest (peak) and lowest (take) system net loads (total load minus renewable generation) occurs.
Note | These measures all focus on peak reduction and not RE curtailment or ramping issues
Miami
FROM PREESAT ComercialRefBldg_Miami tab
0.03018% | Heating
46.61% | Cooling
18.95% | Interior Lighting
2.078% | Exterior Lighting
16% | Interior Equipment
3.674% | Exterior Equipment
7.547% | Fans
2.425% | Pumps
1.665% | Heat Rejection
0.02764% | Humidification
0% | Heat Recovery
0% | Water Systems
0.9947% | Refrigeration
0% | Generators
Note on D15: [Threaded comment] Your version of Excel allows you to read this threaded comment; however, any edits to it will get removed if the file is opened in a newer version of Excel. Learn more: https://go.microsoft.com/fwlink/?linkid=870924 Comment: get a better number here using CRB gas water heating and convert to electricity Reply: and adding to total elec load to dilute other end use percentages
Note on H12: [Threaded comment] Your version of Excel allows you to read this threaded comment; however, any edits to it will get removed if the file is opened in a newer version of Excel. Learn more: https://go.microsoft.com/fwlink/?linkid=870924 Comment: this is really two things, might want to split out. It's how much of the participants the utility is willing to call at a time and then ho wmuch of that end use load can be affected by the specific measure.

## User Input__Industrial DR
Industrial Demand Response Measures
TOTAL SUM OF ALL INDUSTRIAL DR MEASURES PER HOUR OF DAY (MW)
|  |  | 200 | 200 | 200 | 200 | 200 | 200 | 200 | 200 | 200 | 200 | 200 | 200 | 200 | 200 | 200 | 200 | 200 | 200 | 200 | 200 | 200 | 200 | 200 | 200
Hour of Day
Year of Analysis (Selected on Dashboard) | Peak Net Gross Electricity Demand in FY 2027 (MW): | 2482.8206 | 1 | 2 | 3 | 4 | 5 | 6 | 7 | 8 | 9 | 10 | 11 | 12 | 13 | 14 | 15 | 16 | 17 | 18 | 19 | 20 | 21 | 22 | 23 | 24
FY 2027 | Gross Industrial Electricity Demand at System Peak in FY 2027 (MW): | 294.0476 | Hour of Day 1: Load Reduction Available by Hour of Day (MW)
| Readily Available Industrial Demand Response Resources Available at System Peak in FY 2027 (MW): | 10.5 | 200 | 200 | 200 | 200 | 200 | 200 | 200 | 200 | 200 | 200 | 200 | 200 | 200 | 200 | 200 | 200 | 200 | 200 | 200 | 200 | 200 | 200 | 200 | 200
Reduction in Industrial Gross Demand Possible at System Peak due to Readily Available DR Resouce Available in FY 2027 (%): | Emergency Only Industrial Demand Response Resources Available at System Peak in FY 2027 (MW): | 31.5
4.265% | Reduction in Industrial Gross Demand Possible at System Peak due to Readily Available DR Resouce Available in FY 2027 (MW): | 12.5407
Input (1)
Total Industrial Demand Response Resource Available in FY 2040 (MW)
200
Input (2)
Percent of Total Industrial Demand Response Resource Available for Emergency Deployment Only in FY 2040
75%

## User Input__EE Measures
|  | Percent Reduction in Electricity Consumption from Baseline BAU Scenario in FY 2040 (or by end of 3 year program if that option is selected) | GWh reduction in FY 2040 |  |  |  |  | NOTE: Energy Efficiency can be turned "ON/OFF" in the dashboard in Input (8) | [16 empty] | Straight-line
Input (1) | Residential | 30% | 1740.4935 |  |  | Legend | [18 empty] | S-curve
Input (2) | Commercial | 25% | 2238.033 |  |  | User Input | [18 empty] | Logarithmic
Input (3) | Industrial | 10% | 238.3131 |  |  | Calculated in Spreadsheet
Input (4) | Public Lighting | 50% | 180.7309 | [10 empty] | Energy Efficiency: |  | ON
Input (5) | Agriculture | 0% | 0 |  |  | 25% total reduction by FY 2040
Input (6) | Other | 0% | 0
| Total | 25.03% | 4397.5705
Input (7) | First Year of EE Prog. | FY 2023
Input (8) | Adoption Curve | Straight-line
| Percent Reduction after EE Will Be Applied to Entire FY | [21 empty] | 0 | 1 | 2 | 3 | 4 | 5 | 6 | 7 | 8 | 9 | 10 | 11 | 12 | 13 | 14 | 15 | 16 | 17 | 18 | 19 | 20
|  | FY 2021 | FY 2022 | FY 2023 | FY 2024 | FY 2025 | FY 2026 | FY 2027 | FY 2028 | FY 2029 | FY 2030 | FY 2031 | FY 2032 | FY 2033 | FY 2034 | FY 2035 | FY 2036 | FY 2037 | FY 2038 | FY 2039 | FY 2040 |  | 2020 | 2021 | 2022 | 2023 | 2024 | 2025 | 2026 | 2027 | 2028 | 2029 | 2030 | 2031 | 2032 | 2033 | 2034 | 2035 | 2036 | 2037 | 2038 | 2039 | 2040
| Residential | 0% | 0% | 1.579% | 3.158% | 4.737% | 6.316% | 7.895% | 9.474% | 11.05% | 12.63% | 14.21% | 15.79% | 17.37% | 18.95% | 20.53% | 22.11% | 23.68% | 25.26% | 26.84% | 28.42% | S curve % of 100% | 1% | 3% | 6% | 10% | 15% | 21% | 28% | 36% | 45% | 55% | 64% | 72% | 79% | 85% | 90% | 94% | 97% | 99% | 100% | 100% | 100%
| Commercial | 0% | 0% | 1.316% | 2.632% | 3.947% | 5.263% | 6.579% | 7.895% | 9.211% | 10.53% | 11.84% | 13.16% | 14.47% | 15.79% | 17.11% | 18.42% | 19.74% | 21.05% | 22.37% | 23.68%
| Industrial | 0% | 0% | 0.5263% | 1.053% | 1.579% | 2.105% | 2.632% | 3.158% | 3.684% | 4.211% | 4.737% | 5.263% | 5.789% | 6.316% | 6.842% | 7.368% | 7.895% | 8.421% | 8.947% | 9.474% | Logarithmic | 0 | 0.30103 | 0.47712 | 0.60206 | 0.69897 | 0.77815 | 0.8451 | 0.90309 | 0.95424 | 1 | 1.0414 | 1.0792 | 1.1139 | 1.1461 | 1.1761 | 1.2041 | 1.2304 | 1.2553 | 1.2788 | 1.301 | 1.3222
| Public Lighting | 0% | 0% | 2.632% | 5.263% | 7.895% | 10.53% | 13.16% | 15.79% | 18.42% | 21.05% | 23.68% | 26.32% | 28.95% | 31.58% | 34.21% | 36.84% | 39.47% | 42.11% | 44.74% | 47.37%
| Agriculture | 0% | 0% | 0% | 0% | 0% | 0% | 0% | 0% | 0% | 0% | 0% | 0% | 0% | 0% | 0% | 0% | 0% | 0% | 0% | 0% | Logarithmic % | 0% | 22.77% | 36.08% | 45.53% | 52.86% | 58.85% | 63.92% | 68.3% | 72.17% | 75.63% | 78.76% | 81.62% | 84.25% | 86.68% | 88.95% | 91.07% | 93.06% | 94.94% | 96.71% | 98.4% | 100%
| Other | 0% | 0% | 0% | 0% | 0% | 0% | 0% | 0% | 0% | 0% | 0% | 0% | 0% | 0% | 0% | 0% | 0% | 0% | 0% | 0%
| TOTAL | 0% | 0% | 1.317% | 2.635% | 3.952% | 5.269% | 6.587% | 7.904% | 9.221% | 10.54% | 11.86% | 13.17% | 14.49% | 15.81% | 17.13% | 18.44% | 19.76% | 21.08% | 22.4% | 23.71%
[23 empty] | 1 | 2 | 3 | 4 | 5 | 6 | 7 | 8 | 9 | 10 | 11 | 12 | 13 | 14 | 15 | 16 | 17 | 18 | 19 | 20 | 21
| Total Demand in FY after EE | [21 empty] | 0.5858% | 2.335% | 5.578% | 10.12% | 15.77% | 22.33% | 29.6% | 37.39% | 45.5% | 53.75% | 61.92% | 69.84% | 77.3% | 84.11% | 90.08% | 95% | 98.69% | 100.9% | 101.6% | 100.4% | 97.18%
|  | FY 2021 | FY 2022 | FY 2023 | FY 2024 | FY 2025 | FY 2026 | FY 2027 | FY 2028 | FY 2029 | FY 2030 | FY 2031 | FY 2032 | FY 2033 | FY 2034 | FY 2035 | FY 2036 | FY 2037 | FY 2038 | FY 2039 | FY 2040
| Residential | 6562.2539 | 6560.3675 | 6452.6084 | 6341.5716 | 6222.902 | 6096.9862 | 5956.9879 | 5809.081 | 5636.5937 | 5474.0596 | 5319.6673 | 5169.7396 | 5025.1754 | 4885.8343 | 4751.4887 | 4622.3283 | 4497.4595 | 4376.1917 | 4263.2366 | 4152.7564 |  | Baseline #Years | 18
| Commercial | 9492.2077 | 9453.7063 | 9291.4074 | 9133.7981 | 8978.8901 | 8825.731 | 8674.1499 | 8524.0388 | 8377.6513 | 8231.2024 | 8085.9214 | 7941.7768 | 7799.1432 | 7657.3833 | 7516.3814 | 7376.6783 | 7237.9514 | 7100.1446 | 6966.0945 | 6831.8903 |  | Scenario # of Years | 18
| Industrial | 1959.8994 | 2074.4164 | 2171.9058 | 2252.5534 | 2311.6465 | 2355.2029 | 2366.5493 | 2359.3826 | 2291.908 | 2247.6159 | 2214.3275 | 2184.5624 | 2160.3279 | 2143.0523 | 2131.8659 | 2126.4913 | 2126.1809 | 2129.7339 | 2141.3992 | 2157.3608 |  | Scaling Factor | 1
| Public Lighting | 380.0121 | 381.5758 | 372.8967 | 363.832 | 354.1804 | 344.0794 | 333.1017 | 321.6736 | 308.8013 | 296.6308 | 284.9059 | 273.4139 | 262.2017 | 251.2658 | 240.5729 | 230.1183 | 219.8576 | 209.7506 | 199.9457 | 190.243
| Agriculture | 31.6008 | 31.7308 | 31.8472 | 31.9362 | 31.9772 | 31.9789 | 31.8968 | 31.7651 | 31.4776 | 31.2449 | 31.0447 | 30.8565 | 30.6871 | 30.5383 | 30.4082 | 30.2987 | 30.2063 | 30.1276 | 30.0741 | 30.0356 | [13 empty] | -0.00032505 | 3
| Other | 43.0261 | 43.2031 | 43.3616 | 43.4827 | 43.5386 | 43.5409 | 43.4291 | 43.2497 | 42.8583 | 42.5415 | 42.269 | 42.0127 | 41.7821 | 41.5794 | 41.4023 | 41.2532 | 41.1274 | 41.0203 | 40.9875 | 40.9617 | [13 empty] | 0.0094226 | 2
| TOTAL | 18469 | 18545 | 18367.8003 | 18173.2306 | 17950.3974 | 17705.1438 | 17414.0914 | 17097.5959 | 16700.5207 | 16336.4994 | 15992.8086 | 15658.2782 | 15336.052 | 15026.5373 | 14728.4309 | 14442.1137 | 14165.5067 | 13896.6362 | 13647.1372 | 13403.2306 | [13 empty] | -0.0085025 | 1
[35 empty] | 0.0052632 | 0
Baseline Scenario Based on Dashboard Selection
|  | FY 2021 | FY 2022 | FY 2023 | FY 2024 | FY 2025 | FY 2026 | FY 2027 | FY 2028 | FY 2029 | FY 2030 | FY 2031 | FY 2032 | FY 2033 | FY 2034 | FY 2035 | FY 2036 | FY 2037 | FY 2038 | FY 2039 | FY 2040
| Residential | 6562.2539 | 6560.3675 | 6556.1262 | 6548.362 | 6532.3281 | 6508.019 | 6467.5868 | 6417.0081 | 6336.9988 | 6265.4899 | 6200.8392 | 6139.0658 | 6081.4224 | 6027.9774 | 5978.6943 | 5934.0701 | 5893.2228 | 5855.4677 | 5827.4457 | 5801.6449
| Commercial | 9492.2077 | 9453.7063 | 9415.2928 | 9380.6575 | 9347.8856 | 9316.0494 | 9285.0055 | 9254.6708 | 9227.558 | 9199.5791 | 9172.09 | 9145.0763 | 9118.9982 | 9093.1426 | 9067.3807 | 9042.3799 | 9017.7755 | 8993.5165 | 8973.2742 | 8952.1322
| Industrial | 1959.8994 | 2074.4164 | 2183.3973 | 2276.5167 | 2348.7317 | 2405.8524 | 2430.5101 | 2436.319 | 2379.5766 | 2346.4123 | 2324.4322 | 2305.927 | 2293.0855 | 2287.5277 | 2288.4436 | 2295.644 | 2308.425 | 2325.5714 | 2351.8257 | 2383.1312
| Public Lighting | 380.0121 | 381.5758 | 382.975 | 384.0449 | 384.5387 | 384.5593 | 383.5717 | 381.9874 | 378.5306 | 375.7324 | 373.325 | 371.0617 | 369.0247 | 367.2346 | 365.6708 | 364.354 | 363.2429 | 362.2964 | 361.8065 | 361.4618
| Agriculture | 31.6008 | 31.7308 | 31.8472 | 31.9362 | 31.9772 | 31.9789 | 31.8968 | 31.7651 | 31.4776 | 31.2449 | 31.0447 | 30.8565 | 30.6871 | 30.5383 | 30.4082 | 30.2987 | 30.2063 | 30.1276 | 30.0741 | 30.0356 |  | Curve Stretch/Shrink to Fit Analysis Period
| Other | 43.0261 | 43.2031 | 43.3616 | 43.4827 | 43.5386 | 43.5409 | 43.4291 | 43.2497 | 42.8583 | 42.5415 | 42.269 | 42.0127 | 41.7821 | 41.5794 | 41.4023 | 41.2532 | 41.1274 | 41.0203 | 40.9875 | 40.9617 |  | 1 | 2 | 3 | 4 | 5 | 6 | 7 | 8 | 9 | 10 | 11 | 12 | 13 | 14 | 15 | 16 | 17 | 18 | 19 | 20 | 21
| TOTAL | 18469 | 18545 | 18613 | 18665 | 18689 | 18690 | 18642 | 18565 | 18397 | 18261 | 18144 | 18034 | 17935 | 17848 | 17772 | 17708 | 17654 | 17608 | 17585.4 | 17569.35 |  | 0.5858% | 2.335% | 5.578% | 10.12% | 15.77% | 22.33% | 29.6% | 37.39% | 45.5% | 53.75% | 61.92% | 69.84% | 77.3% | 84.11% | 90.08% | 95% | 98.69% | 100% | 101.6% | 100.4% | 97.18%
| Straight-line | FY 2021 | FY 2022 | FY 2023 | FY 2024 | FY 2025 | FY 2026 | FY 2027 | FY 2028 | FY 2029 | FY 2030 | FY 2031 | FY 2032 | FY 2033 | FY 2034 | FY 2035 | FY 2036 | FY 2037 | FY 2038 | FY 2039 | FY 2040
| # of years into program | 0 | 0 | 1 | 2 | 3 | 4 | 5 | 6 | 7 | 8 | 9 | 10 | 11 | 12 | 13 | 14 | 15 | 16 | 17 | 18
| Residential | 6562.2539 | 6560.3675 | 6452.6084 | 6341.5716 | 6222.902 | 6096.9862 | 5956.9879 | 5809.081 | 5636.5937 | 5474.0596 | 5319.6673 | 5169.7396 | 5025.1754 | 4885.8343 | 4751.4887 | 4622.3283 | 4497.4595 | 4376.1917 | 4263.2366 | 4152.7564
| Commercial | 9492.2077 | 9453.7063 | 9291.4074 | 9133.7981 | 8978.8901 | 8825.731 | 8674.1499 | 8524.0388 | 8377.6513 | 8231.2024 | 8085.9214 | 7941.7768 | 7799.1432 | 7657.3833 | 7516.3814 | 7376.6783 | 7237.9514 | 7100.1446 | 6966.0945 | 6831.8903
| Industrial | 1959.8994 | 2074.4164 | 2171.9058 | 2252.5534 | 2311.6465 | 2355.2029 | 2366.5493 | 2359.3826 | 2291.908 | 2247.6159 | 2214.3275 | 2184.5624 | 2160.3279 | 2143.0523 | 2131.8659 | 2126.4913 | 2126.1809 | 2129.7339 | 2141.3992 | 2157.3608
| Public Lighting | 380.0121 | 381.5758 | 372.8967 | 363.832 | 354.1804 | 344.0794 | 333.1017 | 321.6736 | 308.8013 | 296.6308 | 284.9059 | 273.4139 | 262.2017 | 251.2658 | 240.5729 | 230.1183 | 219.8576 | 209.7506 | 199.9457 | 190.243
| Agriculture | 31.6008 | 31.7308 | 31.8472 | 31.9362 | 31.9772 | 31.9789 | 31.8968 | 31.7651 | 31.4776 | 31.2449 | 31.0447 | 30.8565 | 30.6871 | 30.5383 | 30.4082 | 30.2987 | 30.2063 | 30.1276 | 30.0741 | 30.0356
| Other | 43.0261 | 43.2031 | 43.3616 | 43.4827 | 43.5386 | 43.5409 | 43.4291 | 43.2497 | 42.8583 | 42.5415 | 42.269 | 42.0127 | 41.7821 | 41.5794 | 41.4023 | 41.2532 | 41.1274 | 41.0203 | 40.9875 | 40.9617
| TOTAL | 18469 | 18545 | 18367.8003 | 18173.2306 | 17950.3974 | 17705.1438 | 17414.0914 | 17097.5959 | 16700.5207 | 16336.4994 | 15992.8086 | 15658.2782 | 15336.052 | 15026.5373 | 14728.4309 | 14442.1137 | 14165.5067 | 13896.6362 | 13647.1372 | 13403.2306
|  | FY 2021 | FY 2022 | FY 2023 | FY 2024 | FY 2025 | FY 2026 | FY 2027 | FY 2028 | FY 2029 | FY 2030 | FY 2031 | FY 2032 | FY 2033 | FY 2034 | FY 2035 | FY 2036 | FY 2037 | FY 2038 | FY 2039 | FY 2040
|  | 1 | 2 | 3 | 4 | 5 | 6 | 7 | 8 | 9 | 10 | 11 | 12 | 13 | 14 | 15 | 16 | 17 | 18 | 19 | 20
| Straightline | 0 | 0 | start | live | live | live | live | live | live | live | live | live | live | live | live | live | live | live | live | 1
| S-Curve | 0 | 0 | start | live | live | live | live | live | live | live | live | live | live | live | live | live | live | live | live | 1
| Logarithmic | 0 | 0 | start | live | live | live | live | live | live | live | live | live | live | live | live | live | live | live | live | 1
| 3-year | 0 | 0 | start | live | live | live | live | live | live | live | live | live | live | live | live | live | live | live | live | live
| Years to Reach Target | FY 2021 1: 19
| Logarithmic | FY 2021 | FY 2022 | FY 2023 | FY 2024 | FY 2025 | FY 2026 | FY 2027 | FY 2028 | FY 2029 | FY 2030 | FY 2031 | FY 2032 | FY 2033 | FY 2034 | FY 2035 | FY 2036 | FY 2037 | FY 2038 | FY 2039 | FY 2040
| # of years into program | 0 | 0 | 1 | 2 | 3 | 4 | 5 | 6 | 7 | 8 | 9 | 10 | 11 | 12 | 13 | 14 | 15 | 16 | 17 | 18
| Residential | 6562.2539 | 6560.3675 | 6452.6084 | 5901.0752 | 5578.449 | 5349.542 | 5171.988 | 5026.9158 | 4904.259 | 4798.0088 | 4704.2895 | 4620.4548 | 4544.617 | 4475.3826 | 4411.6931 | 4352.7258 | 4297.8286 | 4246.4756 | 4198.237 | 4152.7564
| Commercial | 9492.2077 | 9453.7063 | 9291.4074 | 8701.5845 | 8356.5603 | 8111.7617 | 7921.8811 | 7766.7374 | 7635.5653 | 7521.9388 | 7421.7132 | 7332.0583 | 7250.9556 | 7176.9146 | 7108.8035 | 7045.7424 | 6987.034 | 6932.116 | 6880.5284 | 6831.8903
| Industrial | 1959.8994 | 2074.4164 | 2171.9058 | 2168.4177 | 2166.3773 | 2164.9297 | 2163.8067 | 2162.8893 | 2162.1136 | 2161.4416 | 2160.8489 | 2160.3187 | 2159.8391 | 2159.4012 | 2158.9984 | 2158.6255 | 2158.2783 | 2157.9536 | 2157.6485 | 2157.3608 |  |  | 0 | 1 | 2 | 3 | 4 | 5 | 6 | 7 | 8 | 9 | 10 | 11 | 12 | 13 | 14 | 15 | 16 | 17 | 18
| Public Lighting | 380.0121 | 381.5758 | 372.8967 | 329.0941 | 303.4712 | 285.2914 | 271.1901 | 259.6686 | 249.9272 | 241.4888 | 234.0457 | 227.3875 | 221.3645 | 215.8659 | 210.8077 | 206.1246 | 201.7646 | 197.6862 | 193.8551 | 190.243 |  |  | 2022 | 2023 | 2024 | 2025 | 2026 | 2027 | 2028 | 2029 | 2030 | 2031 | 2032 | 2033 | 2034 | 2035 | 2036 | 2037 | 2038 | 2039 | 2040
| Agriculture | 31.6008 | 31.7308 | 31.8472 | 31.4127 | 31.1586 | 30.9783 | 30.8385 | 30.7242 | 30.6276 | 30.5439 | 30.4701 | 30.404 | 30.3443 | 30.2898 | 30.2396 | 30.1931 | 30.1499 | 30.1094 | 30.0715 | 30.0356 |  | S curve % of 100% | 1% | 3% | 6% | 10% | 15% | 21% | 28% | 36% | 45% | 55% | 64% | 72% | 79% | 85% | 90% | 94% | 97% | 99% | 100%
| Other | 43.0261 | 43.2031 | 43.3616 | 42.786 | 42.4494 | 42.2105 | 42.0252 | 41.8739 | 41.7459 | 41.635 | 41.5372 | 41.4497 | 41.3706 | 41.2984 | 41.2319 | 41.1704 | 41.1131 | 41.0595 | 41.0092 | 40.9617
| TOTAL | 18469 | 18545 | 18367.8003 | 17177.2346 | 16480.7983 | 15986.6689 | 15603.3923 | 15290.2326 | 15025.4598 | 14796.1032 | 14593.7963 | 14412.8266 | 14249.1196 | 14099.6669 | 13962.1837 | 13834.8941 | 13716.3903 | 13605.5375 | 13501.4072 | 13403.2306 |  | Logarithmic | 0.30103 | 0.30103 | 0.47712 | 0.60206 | 0.69897 | 0.77815 | 0.8451 | 0.90309 | 0.95424 | 1 | 1.0414 | 1.0792 | 1.1139 | 1.1461 | 1.1761 | 1.2041 | 1.2304 | 1.2553 | 1.2788
| S-curve | FY 2021 | FY 2022 | FY 2023 | FY 2024 | FY 2025 | FY 2026 | FY 2027 | FY 2028 | FY 2029 | FY 2030 | FY 2031 | FY 2032 | FY 2033 | FY 2034 | FY 2035 | FY 2036 | FY 2037 | FY 2038 | FY 2039 | FY 2040 |  | Logarithmic % | 23.54% | 23.54% | 37.31% | 47.08% | 54.66% | 60.85% | 66.09% | 70.62% | 74.62% | 78.2% | 81.44% | 84.39% | 87.11% | 89.63% | 91.97% | 94.16% | 96.22% | 98.16% | 100%
| # of years into program | 0 | 0 | 1 | 2 | 3 | 4 | 5 | 6 | 7 | 8 | 9 | 10 | 11 | 12 | 13 | 14 | 15 | 16 | 17 | 18
| Residential | 6562.2539 | 6560.3675 | 6439.1352 | 6398.9105 | 6324.3152 | 6219.8346 | 6089.954 | 5939.1588 | 5771.9345 | 5592.7662 | 5406.1395 | 5216.5396 | 5028.4519 | 4846.3618 | 4674.7546 | 4518.1156 | 4380.9303 | 4267.684 | 4182.8621 | 4152.7564
| Commercial | 9492.2077 | 9453.7063 | 9276.9989 | 9233.9816 | 9154.2076 | 9042.4735 | 8903.5761 | 8742.3121 | 8563.4783 | 8371.8715 | 8172.2884 | 7969.5257 | 7768.3802 | 7573.6486 | 7390.1277 | 7222.6143 | 7075.9051 | 6954.7967 | 6864.0861 | 6831.8903
| Industrial | 1959.8994 | 2074.4164 | 2171.8205 | 2171.5662 | 2171.0944 | 2170.4336 | 2169.6122 | 2168.6586 | 2167.601 | 2166.4679 | 2165.2876 | 2164.0885 | 2162.899 | 2161.7474 | 2160.6621 | 2159.6715 | 2158.8039 | 2158.0877 | 2157.5512 | 2157.3608
| Public Lighting | 380.0121 | 381.5758 | 371.8267 | 368.632 | 362.7077 | 354.4099 | 344.0948 | 332.1187 | 318.8377 | 304.6083 | 289.7864 | 274.7284 | 259.7905 | 245.329 | 231.7 | 219.2598 | 208.3645 | 199.3706 | 192.634 | 190.243
| Agriculture | 31.6008 | 31.7308 | 31.8366 | 31.8049 | 31.7461 | 31.6638 | 31.5615 | 31.4427 | 31.311 | 31.1699 | 31.0229 | 30.8736 | 30.7254 | 30.582 | 30.4468 | 30.3234 | 30.2154 | 30.1262 | 30.0593 | 30.0356
| Other | 43.0261 | 43.2031 | 43.3475 | 43.3055 | 43.2277 | 43.1187 | 42.9831 | 42.8258 | 42.6513 | 42.4643 | 42.2696 | 42.0717 | 41.8755 | 41.6855 | 41.5064 | 41.3429 | 41.1998 | 41.0816 | 40.9931 | 40.9617
| TOTAL | 18469 | 18545 | 18338.7165 | 18251.8856 | 18090.8606 | 17865.3237 | 17584.9574 | 17259.4438 | 16898.4653 | 16511.7042 | 16108.8429 | 15699.5635 | 15293.5485 | 14900.4801 | 14530.0407 | 14191.9124 | 13895.7777 | 13651.3189 | 13468.2182 | 13403.2306
| 0 | FY 2021 | FY 2022 | FY 2023 | FY 2024 | FY 2025 | FY 2026 | FY 2027 | FY 2028 | FY 2029 | FY 2030 | FY 2031 | FY 2032 | FY 2033 | FY 2034 | FY 2035 | FY 2036 | FY 2037 | FY 2038 | FY 2039 | FY 2040
| # of years into program | 0 | 0 | 1 | 2 | 3 | 4 | 5 | 6 | 7 | 8 | 9 | 10 | 11 | 12 | 13 | 14 | 15 | 16 | 17 | 18
Residential
Commercial
Industrial
Public Lighting
Agriculture
Other
TOTAL
Note on B80: [Threaded comment] Your version of Excel allows you to read this threaded comment; however, any edits to it will get removed if the file is opened in a newer version of Excel. Learn more: https://go.microsoft.com/fwlink/?linkid=870924 Comment: There is a circular reference in these cells that doesn't really matter but it slows down things so would be great to remove

## Forecast__VRE & Demand-Annual
Source: Data from PREB resolution on PREPA 2019 IRP. Assumes that solar plant is operational at least 18 months after RFP is issued.
PREB-Mandated Utility Scale Solar Procurement Schedule for PREPA | [9 empty] | Projected Additional Solar PV and Utility-Scale Batteries to Come on Line Each Year on Average to Achieve 60% VRE by FY 2040
[5 empty] | Solar PV (MW) |  | 4-hr Battery Storage (MW) |  |  | Solar Installed by FY 2026 start (MW) | 3897.1 | Additional Generation Needed for 60% VRE by FY 2040 (GWh) | 139.02
RFP Release Date/Target (month-year) | Target Operation Date | Installed in Fiscal Year: | Operational by Fiscal Year: | Procurement Tranche | Minimum | Cumulative | Minimum | Cumulative |  | Wind Scheduled in FY 2026 (MW) | 121 | Additional Solar Needed for 60% VRE by FY 2040 (MW) | 68.3349
2021-02-01 | 2022-06-01 | FY 2022 | FY 2023 | 1 | 1000 | 1000 | 500 | 500 |  | Solar Generation in FY 2026 (GWh) | 7928.2248 | Years Left | 14
2021-06-01 | 2023-01-01 | FY 2023 | FY 2024 | 2 | 500 | 1500 | 250 | 750 |  | Wind Generation in FY 2026 (GWh) | 353.3126 | Average Solar Installed Per Year for from FY 2026 - FY 2039 (MW) | 4.8811
2021-12-01 | 2023-06-01 | FY 2023 | FY 2024 | 3 | 500 | 2000 | 250 | 1000 |  | FY 2040 Baseline Gross Generation Forecast incl. EE (GWh) | 13403.2306 | Batteries Installed by FY 2026 start (MW) | 1500
2022-06-01 | 2024-01-01 | FY 2024 | FY 2025 | 4 | 500 | 2500 | 250 | 1250 |  | 60% of FY 2040 Baseline Gross Generation Forecast (GWh) | 8041.9383 | Additional Batteries Needed for 60% VRE by FY 2040 (MW) | 420
2022-12-01 | 2024-06-01 | FY 2024 | FY 2025 | 5 | 500 | 3000 | 125 | 1375 |  | % of Solar used to charge batteries | 0 | Average Batteries Installed Per Year from FY 2026 - FY 2039 (MW) | 30
2023-06-01 | 2025-01-01 | FY 2025 | FY 2026 | 6 | 750 | 3750 | 125 | 1500 |  | Solar GWh/MW | 2.0344 | VRE Curtailment in 2040 if Solar is Sized so that there is 60% VRE in FY 2040 (GWh) | 3786.19
NOTE: The Puerto Rico fiscal year begins on July 1 and ends on June 30 of the following year. Therefore, FY 2021 begins on July 1, 2020 and ends on June 30, 2021. The values assume that the VRE capacity is installed and operational by or before the start of the fiscal year.
NOTE: PV simulation does not account for a future decrease in output due to module degradation
Source: 2016-2017 data from PREPA's IRP regarding current installed solar capacity and data starting in FY 2023 represents mandated procurement targets from PREB Resolution on PREPA IRP. This assumes the capacity is installed by the start of the fiscal year. PREB mandates for procurement only go until FY 2026.
Source: 2016-2017 data for "WIND - Total Installed Capacity" comes from NREL document (https://www.nrel.gov/docs/fy20osti/76607.pdf). This value is assumed to stay constant through FY2040, assuming there are no plans to build new wind in a BAU scenario given the interest in solar
Utility Scale Variable Renewable Energy (VRE) and Utility Scale Batteries - Installed Capacity (MW)
| 2016-2017 Data | FY 2021 | FY 2022 | FY 2023 | FY 2024 | FY 2025 | FY 2026 | FY 2027 | FY 2028 | FY 2029 | FY 2030 | FY 2031 | FY 2032 | FY 2033 | FY 2034 | FY 2035 | FY 2036 | FY 2037 | FY 2038 | FY 2039 | FY 2040
SOLAR - New Installed Capacity during FY | 0 | 0 | 1000 | 1000 | 1000 | 750 | 4.8811 | 4.8811 | 4.8811 | 4.8811 | 4.8811 | 4.8811 | 4.8811 | 4.8811 | 4.8811 | 4.8811 | 4.8811 | 4.8811 | 4.8811 | 4.8811 | 4.8811
SOLAR - Total Installed Capacity by FY start | 147.1 | 147.1 | 147.1 | 1147.1 | 2147.1 | 3147.1 | 3897.1 | 3901.9811 | 3906.8621 | 3911.7432 | 3916.6243 | 3921.5053 | 3926.3864 | 3931.2675 | 3936.1485 | 3941.0296 | 3945.9107 | 3950.7917 | 3955.6728 | 3960.5539 | 3965.4349
WIND - New Installed Capacity during FY | 0 | 0 | 0 | 0 | 0 | 0 | 0 | 0 | 0 | 0 | 0 | 0 | 0 | 0 | 0 | 0 | 0 | 0 | 0 | 0 | 0
WIND - Total Installed Capacity by FY start | 121 | 121 | 121 | 121 | 121 | 121 | 121 | 121 | 121 | 121 | 121 | 121 | 121 | 121 | 121 | 121 | 121 | 121 | 121 | 121 | 121
BATTERIES - New Installed Capacity during FY | 0 | 0 | 500 | 500 | 375 | 125 | 30 | 30 | 30 | 30 | 30 | 30 | 30 | 30 | 30 | 30 | 30 | 30 | 30 | 30 | 30
BATTERIES - Total Installed Capacity by FY start | 0 | 0 | 0 | 500 | 1000 | 1375 | 1500 | 1530 | 1560 | 1590 | 1620 | 1650 | 1680 | 1710 | 1740 | 1770 | 1800 | 1830 | 1860 | 1890 | 1920
VRE % of Baseline Gross Electricity Generation Forecast | 3.225% | 3.533% | 3.519% | 14.63% | 25.98% | 37.45% | 46.02% | 46.79% | 47.66% | 48.78% | 49.86% | 50.93% | 52.01% | 53.1% | 54.19% | 55.29% | 56.39% | 57.49% | 58.61% | 59.68% | 60.78%
Source: Total values from PREPA 2019 IRP stochastic forecasts (using 85th percentile for Low Baseline). Gross electricity generation accounts for technical losses, non-technical losses, auxillary load, and PREPA's own use. These values are proportionally allocated to each sector based on the percent sales values.
HIGH BASELINE - Gross Electricity Generation Forecasts from FY 2021-2040 (GWh) without Energy Efficiency Selected on Dashboard
| 2016-2017 Data | FY 2021 | FY 2022 | FY 2023 | FY 2024 | FY 2025 | FY 2026 | FY 2027 | FY 2028 | FY 2029 | FY 2030 | FY 2031 | FY 2032 | FY 2033 | FY 2034 | FY 2035 | FY 2036 | FY 2037 | FY 2038 | FY 2039 | FY 2040
Residential | 7621.6538 | 6887.0253 | 6936.8872 | 7062.7869 | 6997.2803 | 7018.0593 | 7103.6909 | 7125.3016 | 7091.1234 | 7021.4502 | 6972.0575 | 6943.7509 | 6978.0488 | 7016.1238 | 6863.7589 | 6914.657 | 6833.9093 | 6926.4632 | 6680.8953 | 6749.656 | 6746.9498
Commercial | 9580.5182 | 9961.9849 | 9996.2836 | 10142.9114 | 10023.7418 | 10042.9761 | 10168.7373 | 10229.2349 | 10226.8863 | 10224.2151 | 10237.0279 | 10270.9821 | 10394.8698 | 10520.5683 | 10353.9104 | 10486.8762 | 10413.5615 | 10598.8341 | 10261.3053 | 10393.3211 | 10410.7692
Industrial | 2612.6762 | 2056.8964 | 2193.4736 | 2352.1314 | 2432.5817 | 2523.3788 | 2626.0575 | 2677.6784 | 2692.2576 | 2636.5918 | 2611.0203 | 2602.9184 | 2621.0619 | 2645.5278 | 2604.6944 | 2646.6987 | 2643.7543 | 2713.154 | 2653.4002 | 2724.0089 | 2771.4323
Public Lighting | 350.0903 | 398.8192 | 403.4757 | 412.5715 | 410.3728 | 413.1323 | 419.7576 | 422.5786 | 422.1156 | 419.4153 | 418.1042 | 418.0524 | 421.7721 | 425.743 | 418.1518 | 422.9165 | 419.6044 | 426.9292 | 413.3683 | 419.0634 | 420.3574
Agriculture | 30.8723 | 33.1647 | 33.552 | 34.3083 | 34.1255 | 34.355 | 34.9059 | 35.1405 | 35.102 | 34.8775 | 34.7684 | 34.7641 | 35.0734 | 35.4037 | 34.7724 | 35.1686 | 34.8932 | 35.5023 | 34.3746 | 34.8334 | 34.9296
Other | 41.2267 | 45.1555 | 45.6827 | 46.7126 | 46.4636 | 46.776 | 47.5262 | 47.8456 | 47.7932 | 47.4874 | 47.339 | 47.3331 | 47.7543 | 48.2039 | 47.3444 | 47.8838 | 47.5088 | 48.3382 | 46.8028 | 47.4739 | 47.6359
TOTAL | 20237.0376 | 19383.046 | 19609.3547 | 20051.4221 | 19944.5658 | 20078.6775 | 20400.6754 | 20537.7796 | 20515.2781 | 20384.0371 | 20320.3173 | 20317.801 | 20498.5802 | 20691.5704 | 20322.6323 | 20554.2009 | 20393.2316 | 20749.2209 | 20090.1464 | 20368.3408 | 20432.054
Source: Total values from PREPA 2019 IRP stochastic forecasts. Gross electricity generation accounts for technical losses, non-technical losses, auxillary load, and PREPA's own use. These values are proportionally allocated to each sector based on the percent sales values.
MEDIUM BASELINE - Gross Electricity Generation Forecasts from FY 2021-2040 (GWh) without Energy Efficiency Selected on Dashboard
| 2016-2017 Data | FY 2021 | FY 2022 | FY 2023 | FY 2024 | FY 2025 | FY 2026 | FY 2027 | FY 2028 | FY 2029 | FY 2030 | FY 2031 | FY 2032 | FY 2033 | FY 2034 | FY 2035 | FY 2036 | FY 2037 | FY 2038 | FY 2039 | FY 2040
Residential | 7621.6538 | 6562.2539 | 6560.3675 | 6556.1262 | 6548.362 | 6532.3281 | 6508.019 | 6467.5868 | 6417.0081 | 6336.9988 | 6265.4899 | 6200.8392 | 6139.0658 | 6081.4224 | 6027.9774 | 5978.6943 | 5934.0701 | 5893.2228 | 5855.4677 | 5827.4457 | 5801.6449
Commercial | 9580.5182 | 9492.2077 | 9453.7063 | 9415.2928 | 9380.6575 | 9347.8856 | 9316.0494 | 9285.0055 | 9254.6708 | 9227.558 | 9199.5791 | 9172.09 | 9145.0763 | 9118.9982 | 9093.1426 | 9067.3807 | 9042.3799 | 9017.7755 | 8993.5165 | 8973.2742 | 8952.1322
Industrial | 2612.6762 | 1959.8994 | 2074.4164 | 2183.3973 | 2276.5167 | 2348.7317 | 2405.8524 | 2430.5101 | 2436.319 | 2379.5766 | 2346.4123 | 2324.4322 | 2305.927 | 2293.0855 | 2287.5277 | 2288.4436 | 2295.644 | 2308.425 | 2325.5714 | 2351.8257 | 2383.1312
Public Lighting | 350.0903 | 380.0121 | 381.5758 | 382.975 | 384.0449 | 384.5387 | 384.5593 | 383.5717 | 381.9874 | 378.5306 | 375.7324 | 373.325 | 371.0617 | 369.0247 | 367.2346 | 365.6708 | 364.354 | 363.2429 | 362.2964 | 361.8065 | 361.4618
Agriculture | 30.8723 | 31.6008 | 31.7308 | 31.8472 | 31.9362 | 31.9772 | 31.9789 | 31.8968 | 31.7651 | 31.4776 | 31.2449 | 31.0447 | 30.8565 | 30.6871 | 30.5383 | 30.4082 | 30.2987 | 30.2063 | 30.1276 | 30.0741 | 30.0356
Other | 41.2267 | 43.0261 | 43.2031 | 43.3616 | 43.4827 | 43.5386 | 43.5409 | 43.4291 | 43.2497 | 42.8583 | 42.5415 | 42.269 | 42.0127 | 41.7821 | 41.5794 | 41.4023 | 41.2532 | 41.1274 | 41.0203 | 40.9875 | 40.9617
TOTAL | 20237.0376 | 18469 | 18545 | 18613 | 18665 | 18689 | 18690 | 18642 | 18565 | 18397 | 18261 | 18144 | 18034 | 17935 | 17848 | 17772 | 17708 | 17654 | 17608 | 17585.4 | 17569.35
Source: Total values from PREPA 2019 IRP stochastic forecasts (using 25th percentile for Low Baseline). Gross electricity generation accounts for technical losses, non-technical losses, auxillary load, and PREPA's own use. These values are proportionally allocated to each sector based on the percent sales values.
LOW BASELINE - Gross Electricity Generation Forecasts from FY 2021-2040 (GWh) without Energy Efficiency Selected on Dashboard
| 2016-2017 Data | FY 2021 | FY 2022 | FY 2023 | FY 2024 | FY 2025 | FY 2026 | FY 2027 | FY 2028 | FY 2029 | FY 2030 | FY 2031 | FY 2032 | FY 2033 | FY 2034 | FY 2035 | FY 2036 | FY 2037 | FY 2038 | FY 2039 | FY 2040
Residential | 7621.6538 | 6235.3016 | 6189.8313 | 6158.6237 | 6102.5219 | 6011.4299 | 5963.7655 | 5882.8315 | 5796.2082 | 5713.53 | 5655.0353 | 5603.4748 | 5593.7403 | 5577.8899 | 5508.5093 | 5428.5279 | 5424.8008 | 5370.2898 | 5323.7963 | 5288.5293 | 5225.4066
Commercial | 9580.5182 | 9019.2759 | 8919.7514 | 8844.4372 | 8741.9828 | 8602.4704 | 8536.9657 | 8445.5183 | 8359.3471 | 8319.7001 | 8303.2525 | 8288.487 | 8332.7307 | 8363.959 | 8309.5302 | 8232.9898 | 8266.3515 | 8217.5866 | 8176.913 | 8143.4347 | 8062.9771
Industrial | 2612.6762 | 1862.251 | 1957.2513 | 2051.0164 | 2121.5219 | 2161.4401 | 2204.6555 | 2210.7598 | 2200.6225 | 2145.4608 | 2117.7984 | 2100.5056 | 2101.0944 | 2103.2215 | 2090.3973 | 2077.8583 | 2098.629 | 2103.5878 | 2114.4116 | 2134.3312 | 2146.4308
Public Lighting | 350.0903 | 361.0787 | 360.0241 | 359.755 | 357.8975 | 353.875 | 352.3993 | 348.8917 | 345.0328 | 341.2887 | 339.1243 | 337.3603 | 338.1007 | 338.47 | 335.5877 | 332.0214 | 333.0847 | 331.0107 | 329.4002 | 328.3469 | 325.5602
Agriculture | 30.8723 | 30.0263 | 29.9386 | 29.9163 | 29.7618 | 29.4273 | 29.3046 | 29.0129 | 28.692 | 28.3807 | 28.2007 | 28.054 | 28.1156 | 28.1463 | 27.9066 | 27.61 | 27.6984 | 27.526 | 27.392 | 27.2929 | 27.0524
Other | 41.2267 | 40.8824 | 40.763 | 40.7325 | 40.5222 | 40.0668 | 39.8997 | 39.5025 | 39.0656 | 38.6417 | 38.3966 | 38.1969 | 38.2808 | 38.3226 | 37.9962 | 37.5924 | 37.7128 | 37.478 | 37.2957 | 37.197 | 36.8932
TOTAL | 20237.0376 | 17548.8159 | 17497.5596 | 17484.4811 | 17394.2082 | 17198.7095 | 17126.9903 | 16956.5168 | 16768.9682 | 16587.0021 | 16481.8078 | 16396.0786 | 16432.0624 | 16450.0093 | 16309.9273 | 16136.5999 | 16188.2772 | 16087.4789 | 16009.2089 | 15959.1196 | 15824.3047
Source: PREPA 2019 IRP. Gross electricity sales do not account for technical losses, non-technical losses, auxillary load, and PREPA's own use.
MEDIUM BASELINE - Gross Electricity Sales Forecasts from FY 2021-2040 (GWh)
| 2016-2017 Data | FY 2021 | FY 2022 | FY 2023 | FY 2024 | FY 2025 | FY 2026 | FY 2027 | FY 2028 | FY 2029 | FY 2030 | FY 2031 | FY 2032 | FY 2033 | FY 2034 | FY 2035 | FY 2036 | FY 2037 | FY 2038 | FY 2039 | FY 2040
Residential | 6381.3913 | 5473.0383 | 5472.6014 | 5470.0417 | 5464.0324 | 5451.0412 | 5430.6698 | 5396.3645 | 5353.2658 | 5284.2223 | 5223.0487 | 5167.5013 | 5114.7632 | 5065.4197 | 5019.6523 | 4977.6898 | 4939.7071 | 4904.992 | 4872.9795 | 4847.3224 | 4824.3719
Commercial | 8021.492 | 7916.6727 | 7886.1994 | 7855.5603 | 7827.334 | 7800.5435 | 7773.8539 | 7747.136 | 7720.5314 | 7694.5679 | 7668.9694 | 7643.6085 | 7619.2211 | 7595.5178 | 7572.0944 | 7549.2417 | 7527.1621 | 7505.5904 | 7484.4955 | 7464.0512 | 7444.1672
Industrial | 2187.5185 | 1634.5915 | 1730.4601 | 1821.6969 | 1899.5531 | 1959.9495 | 2007.5833 | 2027.9462 | 2032.4523 | 1984.2535 | 1956.0203 | 1937.0776 | 1921.1833 | 1909.9874 | 1904.8833 | 1905.2926 | 1910.9665 | 1921.3267 | 1935.3641 | 1956.27 | 1981.6985
Public Lighting | 293.1206 | 316.9369 | 318.3072 | 319.5315 | 320.4517 | 320.8866 | 320.8987 | 320.0409 | 318.6656 | 315.6447 | 313.2187 | 311.1123 | 309.1501 | 307.373 | 305.8057 | 304.4471 | 303.2998 | 302.3309 | 301.5068 | 300.9539 | 300.5744
Agriculture | 25.8485 | 26.3556 | 26.4696 | 26.5714 | 26.6479 | 26.6841 | 26.6851 | 26.6138 | 26.4994 | 26.2482 | 26.0464 | 25.8713 | 25.7081 | 25.5603 | 25.43 | 25.317 | 25.2216 | 25.141 | 25.0725 | 25.0159 | 24.9762
Other | 34.518 | 35.8845 | 36.0397 | 36.1783 | 36.2825 | 36.3317 | 36.3331 | 36.236 | 36.0803 | 35.7382 | 35.4635 | 35.225 | 35.0029 | 34.8017 | 34.6242 | 34.4704 | 34.3405 | 34.2308 | 34.1375 | 34.0938 | 34.0618
TOTAL | 16943.8889 | 15403.4796 | 15470.0774 | 15529.5801 | 15574.3016 | 15595.4367 | 15596.0239 | 15554.3374 | 15487.4947 | 15340.6749 | 15222.767 | 15120.3959 | 15025.0286 | 14938.6599 | 14862.4899 | 14796.4586 | 14740.6975 | 14693.6119 | 14653.5559 | 14627.6958 | 14609.8356
% of Total by Sector - Medium Baseline Gross Electricity Sales Forecasts from FY 2021-2040
| 2016-2017 Data | FY 2021 | FY 2022 | FY 2023 | FY 2024 | FY 2025 | FY 2026 | FY 2027 | FY 2028 | FY 2029 | FY 2030 | FY 2031 | FY 2032 | FY 2033 | FY 2034 | FY 2035 | FY 2036 | FY 2037 | FY 2038 | FY 2039 | FY 2040
Residential | 37.66% | 35.53% | 35.38% | 35.22% | 35.08% | 34.95% | 34.82% | 34.69% | 34.57% | 34.45% | 34.31% | 34.18% | 34.04% | 33.91% | 33.77% | 33.64% | 33.51% | 33.38% | 33.25% | 33.14% | 33.02%
Commercial | 47.34% | 51.4% | 50.98% | 50.58% | 50.26% | 50.02% | 49.85% | 49.81% | 49.85% | 50.16% | 50.38% | 50.55% | 50.71% | 50.84% | 50.95% | 51.02% | 51.06% | 51.08% | 51.08% | 51.03% | 50.95%
Industrial | 12.91% | 10.61% | 11.19% | 11.73% | 12.2% | 12.57% | 12.87% | 13.04% | 13.12% | 12.93% | 12.85% | 12.81% | 12.79% | 12.79% | 12.82% | 12.88% | 12.96% | 13.08% | 13.21% | 13.37% | 13.56%
Public Lighting | 1.73% | 2.058% | 2.058% | 2.058% | 2.058% | 2.058% | 2.058% | 2.058% | 2.058% | 2.058% | 2.058% | 2.058% | 2.058% | 2.058% | 2.058% | 2.058% | 2.058% | 2.058% | 2.058% | 2.057% | 2.057%
Agriculture | 0.1526% | 0.1711% | 0.1711% | 0.1711% | 0.1711% | 0.1711% | 0.1711% | 0.1711% | 0.1711% | 0.1711% | 0.1711% | 0.1711% | 0.1711% | 0.1711% | 0.1711% | 0.1711% | 0.1711% | 0.1711% | 0.1711% | 0.171% | 0.171%
Other | 0.2037% | 0.233% | 0.233% | 0.233% | 0.233% | 0.233% | 0.233% | 0.233% | 0.233% | 0.233% | 0.233% | 0.233% | 0.233% | 0.233% | 0.233% | 0.233% | 0.233% | 0.233% | 0.233% | 0.2331% | 0.2331%
TOTAL | 16943.8889 | 15403.4796 | 15470.0774 | 15529.5801 | 15574.3016 | 15595.4367 | 15596.0239 | 15554.3374 | 15487.4947 | 15340.6749 | 15222.767 | 15120.3959 | 15025.0286 | 14938.6599 | 14862.4899 | 14796.4586 | 14740.6975 | 14693.6119 | 14653.5559 | 14627.6958 | 14609.8356
Siemens Forecast Assumptions | bar: FY 2021 to FY 2023
PARAMETER |  | FY 2021: VALUE; FY 2022: 2016-2017 DATA (GWh); FY 2025: Baseline Scenarios
Technical Losses (% of Total Sales) |  | FY 2021: 9.4%; FY 2022: 1592.7256; FY 2025: BAU - Low Demand
Non-Technical Losses (% of Total Sales) |  | FY 2021: 5.402%; FY 2022: 915.3132; FY 2025: BAU - Medium Demand
Auxillary Load (GWh/yr - assumed as constant) |  | FY 2021: 750.936; FY 2022: 750.936; FY 2025: BAU - High Demand
PREPA Own Use (GWh/yr - assumed as constant) |  | FY 2021: 34.174; FY 2022: 34.174
Below is curve fitting to extrapolate 2039 and 2040 baseline data by sector based on the Siemens baseline that only extended to 2038
Residential Sector: MEDIUM BASELINE - Gross Electricity Sales (GWh) |  | FY 2037: Forecast Values based on 2028-2038 Projections
FY 2021 | FY 2022 | FY 2023 | FY 2024 | FY 2025 | FY 2026 | FY 2027 | FY 2028 | FY 2029 | FY 2030 | FY 2031 | FY 2032 | FY 2033 | FY 2034 | FY 2035 | FY 2036 | FY 2037 | FY 2038 | FY 2039 | FY 2040
[7 empty] | 1 | 2 | 3 | 4 | 5 | 6 | 7 | 8 | 9 | 10 | 11 | 12 | 13
5473.0383 | 5472.6014 | 5470.0417 | 5464.0324 | 5451.0412 | 5430.6698 | 5396.3645 | 5353.2658 | 5284.2223 | 5223.0487 | 5167.5013 | 5114.7632 | 5065.4197 | 5019.6523 | 4977.6898 | 4939.7071 | 4904.992 | 4872.9795 | 4847.3224 | 4824.3719
5473.0383 | 5472.6014 | 5470.0417
Commercial Sector: MEDIUM BASELINE - Gross Electricity Sales (GWh) | [6 empty] | Forecast Values based on 2028-2038 Projections FY 2039 12: Forecast Values based on 2028-2038 Projections
FY 2021 | FY 2022 | FY 2023 | FY 2024 | FY 2025 | FY 2026 | FY 2027 | FY 2028 | FY 2029 | FY 2030 | FY 2031 | FY 2032 | FY 2033 | FY 2034 | FY 2035 | FY 2036 | FY 2037 | FY 2038 | FY 2039 | FY 2040
[7 empty] | 1 | 2 | 3 | 4 | 5 | 6 | 7 | 8 | 9 | 10 | 11 | 12 | 13
7916.6727 | 7886.1994 | 7855.5603 | 7827.334 | 7800.5435 | 7773.8539 | 7747.136 | 7720.5314 | 7694.5679 | 7668.9694 | 7643.6085 | 7619.2211 | 7595.5178 | 7572.0944 | 7549.2417 | 7527.1621 | 7505.5904 | 7484.4955 | 7464.0512 | 7444.1672
Industrial Sector: MEDIUM BASELINE - Gross Electricity Sales (GWh) | [6 empty] | Forecast Values based on 2028-2038 Projections FY 2039 12: Forecast Values based on 2028-2038 Projections
FY 2021 | FY 2022 | FY 2023 | FY 2024 | FY 2025 | FY 2026 | FY 2027 | FY 2028 | FY 2029 | FY 2030 | FY 2031 | FY 2032 | FY 2033 | FY 2034 | FY 2035 | FY 2036 | FY 2037 | FY 2038 | FY 2039 | FY 2040
[9 empty] | 1 | 2 | 3 | 4 | 5 | 6 | 7 | 8 | 9 | 10 | 11
1634.5915 | 1730.4601 | 1821.6969 | 1899.5531 | 1959.9495 | 2007.5833 | 2027.9462 | 2032.4523 | 1984.2535 | 1956.0203 | 1937.0776 | 1921.1833 | 1909.9874 | 1904.8833 | 1905.2926 | 1910.9665 | 1921.3267 | 1935.3641 | 1956.27 | 1981.6985
Public Lighting: MEDIUM BASELINE - Gross Electricity Sales (GWh) | [8 empty] | Forecast Values based on 2028-2038 Projections FY 2039 10: Forecast Values based on 2028-2038 Projections
FY 2021 | FY 2022 | FY 2023 | FY 2024 | FY 2025 | FY 2026 | FY 2027 | FY 2028 | FY 2029 | FY 2030 | FY 2031 | FY 2032 | FY 2033 | FY 2034 | FY 2035 | FY 2036 | FY 2037 | FY 2038 | FY 2039 | FY 2040
[8 empty] | 1 | 2 | 3 | 4 | 5 | 6 | 7 | 8 | 9 | 10 | 11 | 12
316.9369 | 318.3072 | 319.5315 | 320.4517 | 320.8866 | 320.8987 | 320.0409 | 318.6656 | 315.6447 | 313.2187 | 311.1123 | 309.1501 | 307.373 | 305.8057 | 304.4471 | 303.2998 | 302.3309 | 301.5068 | 300.9539 | 300.5744
Agriculture: MEDIUM BASELINE - Gross Electricity Sales (GWh) | [7 empty] | Forecast Values based on 2028-2038 Projections FY 2039 11: Forecast Values based on 2028-2038 Projections
FY 2021 | FY 2022 | FY 2023 | FY 2024 | FY 2025 | FY 2026 | FY 2027 | FY 2028 | FY 2029 | FY 2030 | FY 2031 | FY 2032 | FY 2033 | FY 2034 | FY 2035 | FY 2036 | FY 2037 | FY 2038 | FY 2039 | FY 2040
[6 empty] | 1 | 2 | 3 | 4 | 5 | 6 | 7 | 8 | 9 | 10 | 11 | 12 | 13 | 14
26.3556 | 26.4696 | 26.5714 | 26.6479 | 26.6841 | 26.6851 | 26.6138 | 26.4994 | 26.2482 | 26.0464 | 25.8713 | 25.7081 | 25.5603 | 25.43 | 25.317 | 25.2216 | 25.141 | 25.0725 | 25.0159 | 24.9762
Other: MEDIUM BASELINE - Gross Electricity Sales (GWh) | [5 empty] | Forecast Values based on 2028-2038 Projections FY 2039 13: Forecast Values based on 2028-2038 Projections
FY 2021 | FY 2022 | FY 2023 | FY 2024 | FY 2025 | FY 2026 | FY 2027 | FY 2028 | FY 2029 | FY 2030 | FY 2031 | FY 2032 | FY 2033 | FY 2034 | FY 2035 | FY 2036 | FY 2037 | FY 2038 | FY 2039 | FY 2040
[7 empty] | 1 | 2 | 3 | 4 | 5 | 6 | 7 | 8 | 9 | 10 | 11 | 12 | 13
35.8845 | 36.0397 | 36.1783 | 36.2825 | 36.3317 | 36.3331 | 36.236 | 36.0803 | 35.7382 | 35.4635 | 35.225 | 35.0029 | 34.8017 | 34.6242 | 34.4704 | 34.3405 | 34.2308 | 34.1375 | 34.0938 | 34.0618
List of Months
January
February
March
April
May
June
July
August
September
October
November
December
Average Month

## Baseline__Gross Demand-8760
BASELINE: |  |  |  |  | *Create the baseline generation profile, which is the 2016-2017 gross electricity generation load in each hour of the year
[6 empty] | 2016-2017 Gross Electricity Sales (GWh) | 2016-2017 Gross Electricity Generation (GWh) | Scaling Factor | Assumed Losses
[5 empty] | Residential | 6381.3913 | 7621.6538 | 1.1944 | 16.27%
[5 empty] | Commercial | 8021.492 | 9580.5182 | 1.1944 | 16.27%
PREPA 2016-2017 Gross Hourly Data Per Sector (8760) |  |  |  |  | Industrial | 2187.5185 | 2612.6762 | 1.1944 | 16.27%
[5 empty] | Public Lighting | 293.1206 | 350.0903 | 1.1944 | 16.27%
[5 empty] | Agriculture | 25.8485 | 30.8723 | 1.1944 | 16.27%
[5 empty] | Other | 34.518 | 41.2267 | 1.1944 | 16.27%
[5 empty] | TOTAL | 16943.8889 | 20237.0376 | 1.1944 | 16.27%
*Assume that each year starts on a Sunday and ignoring impact of leap years |  |  |  | 2016-2017 Electricity SALES Per Sector | [6 empty] | 2016-2017 Electricity GROSS DEMAND Per Sector
Day_Type | Day_Of_Week | Month | Hour | Residential (kW) | Commercial (kW) | Industrial (kW) | Public Lighting (kW) | Agriculture (kW) | Other (kW) | Total (kW) | Residential (kW) | Commercial (kW) | Industrial (kW) | Public Lighting (kW) | Agriculture (kW) | Other (kW) | Total (kW)
Sunday | Sunday | 1 | 0 | 722912.8984 | 711444.8997 | 165206.1239 | 63005.4816 | 2989.7221 | 2543.9722 | 1668103.0979 | 863415.4538 | 849718.5793 | 197314.9472 | 75250.9834 | 3570.793 | 3038.4088 | 1992309.1655
Sunday | Sunday | 1 | 1 | 668646.3613 | 681700.2126 | 164761.9129 | 62999.9211 | 3409.7284 | 2500.0246 | 1584018.161 | 798601.8824 | 814192.8298 | 196784.4012 | 75244.3422 | 4072.43 | 2985.9197 | 1891881.8054
Sunday | Sunday | 1 | 2 | 627418.2021 | 659714.1006 | 164297.4908 | 62948.3725 | 3165.8538 | 2483.1462 | 1520027.1659 | 749360.7776 | 787933.5821 | 196229.7157 | 75182.7748 | 3781.1569 | 2965.7609 | 1815453.768
Sunday | Sunday | 1 | 3 | 596790.1846 | 657240.0104 | 164060.8029 | 62932.5295 | 2845.2038 | 2514.8861 | 1486383.6173 | 712780.0172 | 784978.6373 | 195947.0261 | 75163.8526 | 3398.1867 | 3003.6697 | 1775271.3895
Sunday | Sunday | 1 | 4 | 570921.9005 | 656070.3078 | 163061.6327 | 62923.5416 | 3649.0868 | 2526.2446 | 1459152.7139 | 681884.0733 | 783581.5958 | 194753.661 | 75153.1178 | 4358.3092 | 3017.2357 | 1742747.993
Sunday | Sunday | 1 | 5 | 557015.6458 | 657930.594 | 163014.3683 | 62935.8448 | 4534.2614 | 2652.4612 | 1448083.1756 | 665275.0528 | 785803.4401 | 194697.2106 | 75167.8123 | 5415.5229 | 3167.9834 | 1729527.0219
Sunday | Sunday | 1 | 6 | 556766.4076 | 660593.4914 | 162627.2847 | 244.6897 | 4791.6846 | 2654.6905 | 1387678.2484 | 664977.3736 | 788983.8879 | 194234.8948 | 292.2466 | 5722.9779 | 3170.6458 | 1657382.0267
Sunday | Sunday | 1 | 7 | 590249.4848 | 652131.4541 | 161802.1533 | 218.9912 | 3039.4003 | 2484.42 | 1409925.9038 | 704968.0922 | 778877.2018 | 193249.3942 | 261.5535 | 3630.1264 | 2967.2823 | 1683953.6504
Sunday | Sunday | 1 | 8 | 642761.2687 | 679657.7885 | 161777.8921 | 161.7751 | 2294.2279 | 2144.4099 | 1488797.3622 | 767685.8634 | 811753.4481 | 193220.4177 | 193.2171 | 2740.1251 | 2561.1891 | 1778154.2604
Sunday | Sunday | 1 | 9 | 675907.6094 | 715527.8426 | 160996.9794 | 166.68 | 1458.7315 | 1779.8782 | 1555837.7212 | 807274.3986 | 854595.0672 | 192287.7298 | 199.0753 | 1742.2449 | 2125.8085 | 1858224.3244
Sunday | Sunday | 1 | 10 | 690141.108 | 752930.8515 | 160532.4612 | 167.0405 | 2429.7138 | 1451.7573 | 1607652.9323 | 824274.265 | 899267.5803 | 191732.9295 | 199.5059 | 2901.9435 | 1733.9152 | 1920110.1395
Sunday | Sunday | 1 | 11 | 673591.3639 | 774621.7892 | 161342.5729 | 148.8443 | 1987.1265 | 1594.7463 | 1613286.4432 | 804507.9766 | 925174.2847 | 192700.4915 | 177.7732 | 2373.3367 | 1904.695 | 1926838.5578
Sunday | Sunday | 1 | 12 | 685128.4337 | 792795.1779 | 161229.1232 | 140.6449 | 2687.137 | 1224.1639 | 1643204.6806 | 818287.3467 | 946879.7829 | 192564.9921 | 167.9801 | 3209.3985 | 1462.0876 | 1962571.5881
Sunday | Sunday | 1 | 13 | 686068.8839 | 794455.9416 | 161943.3897 | 139.8211 | 3265.2101 | 1440.9296 | 1647314.1759 | 819410.5791 | 948863.3263 | 193418.0807 | 166.9961 | 3899.8237 | 1720.9832 | 1967479.7891
Sunday | Sunday | 1 | 14 | 666629.4179 | 791926.7005 | 163019.4741 | 140.3021 | 6991.0723 | 1811.4059 | 1630518.3728 | 796192.9337 | 945842.5117 | 194703.3087 | 167.5707 | 8349.8301 | 2163.4637 | 1947419.6186
Sunday | Sunday | 1 | 15 | 658105.8957 | 789521.8191 | 163227.6997 | 138.9618 | 6291.0618 | 2251.7312 | 1619537.1693 | 786012.8127 | 942970.2268 | 194952.0042 | 165.9699 | 7513.7683 | 2689.369 | 1934304.1509
Sunday | Sunday | 1 | 16 | 664772.5728 | 782082.9004 | 158080.13 | 137.9239 | 6069.7682 | 2713.6057 | 1613856.9011 | 793975.1995 | 934085.5087 | 188803.9728 | 164.7303 | 7249.4649 | 3241.0117 | 1927519.8878
Sunday | Sunday | 1 | 17 | 695025.6193 | 782632.194 | 158844.0877 | 62829.0895 | 4480.067 | 3056.8005 | 1706867.858 | 830108.1111 | 934741.5609 | 189716.4103 | 75040.3083 | 5350.7955 | 3650.9084 | 2038608.0945
Sunday | Sunday | 1 | 18 | 777181.1006 | 816375.6883 | 161497.7784 | 63132.6721 | 2718.7503 | 3125.4819 | 1824031.4716 | 928231.014 | 975043.3102 | 192885.8621 | 75402.8941 | 3247.1561 | 3732.9385 | 2178543.175
Sunday | Sunday | 1 | 19 | 817760.2438 | 809916.0182 | 160452.1259 | 63439.542 | 1842.6082 | 2982.9176 | 1856393.4557 | 976696.9626 | 967328.1636 | 191636.9806 | 75769.4061 | 2200.7304 | 3562.6659 | 2217194.9092
Sunday | Sunday | 1 | 20 | 835373.7961 | 784184.5493 | 162111.2109 | 63451.5326 | 1580.6688 | 2824.9609 | 1849526.7186 | 997733.8168 | 936595.6259 | 193618.519 | 75783.7271 | 1887.8815 | 3374.0094 | 2208993.5796
Sunday | Sunday | 1 | 21 | 845174.3972 | 756206.1748 | 162238.0836 | 63080.4336 | 1815.511 | 2733.3503 | 1831247.9506 | 1009439.2248 | 903179.4827 | 193770.0502 | 75340.5028 | 2168.3667 | 3264.5937 | 2187162.221
Sunday | Sunday | 1 | 22 | 835581.4524 | 737393.6778 | 161204.6938 | 62950.812 | 1499.3773 | 2706.0688 | 1801336.082 | 997981.8324 | 880710.6615 | 192535.8147 | 75185.6884 | 1790.7904 | 3232.0099 | 2151436.7973
Sunday | Sunday | 1 | 23 | 790692.1305 | 721081.8007 | 161725.8896 | 62963.0415 | 1702.6061 | 2650.8689 | 1740816.3373 | 944367.9954 | 861228.4711 | 193158.3082 | 75200.2947 | 2033.5181 | 3166.0816 | 2079154.669
WeekDay | Monday | 1 | 0 | 725736.1557 | 702827.0666 | 162038.1531 | 62975.6232 | 2619.394 | 2623.0567 | 1658819.4493 | 866787.4285 | 839425.8175 | 193531.262 | 75215.3218 | 3128.4893 | 3132.8638 | 1981221.183
WeekDay | Monday | 1 | 1 | 658874.3114 | 686191.704 | 160923.9906 | 62984.9602 | 2253.5821 | 2596.9429 | 1573825.4912 | 786930.5747 | 819557.2701 | 192200.5551 | 75226.4735 | 2691.5796 | 3101.6747 | 1879708.1278
WeekDay | Monday | 1 | 2 | 616073.5793 | 669044.7067 | 161660.3956 | 62981.2397 | 2651.0074 | 2552.9953 | 1514963.924 | 735811.2579 | 799077.6487 | 193080.085 | 75222.03 | 3166.2469 | 3049.1856 | 1809406.4539
WeekDay | Monday | 1 | 3 | 597394.0761 | 658897.6795 | 161739.6408 | 62966.9895 | 3116.1756 | 2597.3675 | 1486711.929 | 713501.2787 | 786958.4846 | 193174.7319 | 75205.0101 | 3721.8235 | 3102.1818 | 1775663.5105
WeekDay | Monday | 1 | 4 | 579521.9765 | 661842.3636 | 163652.8894 | 62958.2062 | 4796.2008 | 2666.3674 | 1475438.0038 | 692155.6268 | 790475.4861 | 195459.8321 | 75194.5197 | 5728.3718 | 3184.5922 | 1762198.4287
WeekDay | Monday | 1 | 5 | 581516.0283 | 685816.9834 | 167862.3406 | 62945.318 | 4981.3648 | 2793.7517 | 1505915.7868 | 694537.2349 | 819109.7202 | 200487.416 | 75179.1266 | 5949.5236 | 3336.7345 | 1798599.7559
WeekDay | Monday | 1 | 6 | 591330.4307 | 728890.4778 | 172255.2545 | 271.5933 | 5211.6909 | 2889.5023 | 1500848.9496 | 706259.1266 | 870554.8125 | 205734.1197 | 324.3792 | 6224.6149 | 3451.0948 | 1792548.1477
WeekDay | Monday | 1 | 7 | 596470.1739 | 804173.8334 | 179860.7152 | 288.1106 | 3716.8298 | 2835.4701 | 1587345.133 | 712397.8104 | 960469.9499 | 214817.7483 | 344.1067 | 4439.2185 | 3386.5611 | 1895855.3949
WeekDay | Monday | 1 | 8 | 599155.829 | 921200.6307 | 188851.1305 | 179.7989 | 2601.3292 | 2493.5492 | 1714482.2676 | 715605.4391 | 1100241.6231 | 225555.506 | 214.7439 | 3106.9135 | 2978.1858 | 2047702.4113
WeekDay | Monday | 1 | 9 | 602215.3497 | 994585.0685 | 196813.5006 | 218.6598 | 2023.2561 | 2307.1434 | 1798162.978 | 719259.5963 | 1187888.7764 | 235065.4115 | 261.1577 | 2416.4883 | 2755.5509 | 2147646.9811
WeekDay | Monday | 1 | 10 | 623691.5467 | 1046740.1423 | 201268.8859 | 245.2715 | 1729.7033 | 1909.4918 | 1875585.0416 | 744909.8239 | 1250180.5087 | 240386.7283 | 292.9415 | 2065.8817 | 2280.6133 | 2240116.4975
WeekDay | Monday | 1 | 11 | 643453.8765 | 1083491.6518 | 204485.501 | 241.2051 | 2736.8151 | 1896.9657 | 1936306.0152 | 768513.0838 | 1294074.8994 | 244228.5122 | 288.0847 | 3268.7319 | 2265.6526 | 2312638.9648
WeekDay | Monday | 1 | 12 | 655862.2067 | 1087730.2414 | 206900.944 | 379.9165 | 4159.4171 | 2169.356 | 1957202.0816 | 783333.049 | 1299137.2849 | 247113.4114 | 453.7556 | 4967.8253 | 2590.9836 | 2337596.3098
WeekDay | Monday | 1 | 13 | 642706.7893 | 1093329.8682 | 207673.3248 | 439.0973 | 4719.4254 | 1851.532 | 1950720.0369 | 767620.7956 | 1305825.2336 | 248035.9091 | 524.4385 | 5636.6747 | 2211.3885 | 2329854.44
WeekDay | Monday | 1 | 14 | 645192.5314 | 1090798.5338 | 206542.7536 | 233.1033 | 4480.067 | 2555.0122 | 1949802.0013 | 770589.6569 | 1302801.9188 | 246685.6046 | 278.4084 | 5350.7955 | 3051.5945 | 2328757.9786
WeekDay | Monday | 1 | 15 | 662265.9367 | 1074230.11 | 204631.5775 | 258.7332 | 5916.2175 | 2601.9321 | 1949904.5071 | 790981.3832 | 1283013.3202 | 244402.9797 | 309.0196 | 7066.0707 | 3107.6336 | 2328880.4069
WeekDay | Monday | 1 | 16 | 695806.0524 | 1025242.3411 | 200336.9822 | 276.173 | 6467.1935 | 3044.0621 | 1931172.8043 | 831040.226 | 1224504.478 | 239273.7034 | 329.849 | 7724.1322 | 3635.6942 | 2306508.0829
WeekDay | Monday | 1 | 17 | 743882.3221 | 946807.8011 | 197089.2712 | 63420.2518 | 3938.1234 | 3124.2081 | 1958261.9777 | 888460.4137 | 1130825.7041 | 235394.7798 | 75746.3667 | 4703.5219 | 3731.4171 | 2338862.2032
WeekDay | Monday | 1 | 18 | 861813.526 | 923478.049 | 192382.7046 | 63534.7121 | 2357.4546 | 3052.979 | 2046619.4252 | 1029312.2704 | 1102961.6715 | 229773.4631 | 75883.073 | 2815.6404 | 3646.3441 | 2444392.4625
WeekDay | Monday | 1 | 19 | 906178.5939 | 905439.3752 | 186715.9045 | 64164.9494 | 1576.1526 | 2939.6069 | 2067014.5824 | 1082299.9613 | 1081417.0709 | 223005.2856 | 76635.8008 | 1882.4875 | 3510.9375 | 2468751.5437
WeekDay | Monday | 1 | 20 | 919553.5718 | 865486.3195 | 182704.0347 | 64226.4896 | 1052.2738 | 2860.2039 | 2035882.8934 | 1098274.4481 | 1033698.8938 | 218213.6844 | 76709.3018 | 1256.7897 | 3416.1021 | 2431569.2199
WeekDay | Monday | 1 | 21 | 935363.6159 | 827129.1011 | 178679.6018 | 64148.1714 | 1178.7273 | 2785.7902 | 2009285.0076 | 1117157.2713 | 987886.7147 | 213407.0783 | 76615.7619 | 1407.8202 | 3327.2256 | 2399801.8719
WeekDay | Monday | 1 | 22 | 928685.6466 | 781440.1955 | 175908.148 | 63319.0008 | 1309.697 | 2723.478 | 1953386.1659 | 1109181.3977 | 933317.8902 | 210096.9754 | 75625.4369 | 1564.2447 | 3252.8027 | 2333038.7475
WeekDay | Monday | 1 | 23 | 852628.6726 | 752233.9917 | 173090.5947 | 62937.209 | 1521.9582 | 2655.8582 | 1845068.2844 | 1018342.2844 | 898435.2815 | 206731.8133 | 75169.4415 | 1817.7602 | 3172.0405 | 2203668.6214
WeekDay | Tuesday | 1 | 0 | 774795.1909 | 738732.3097 | 172008.8661 | 62929.4387 | 2718.7503 | 2623.9059 | 1753808.4617 | 925381.3882 | 882309.4648 | 205439.8441 | 75160.161 | 3247.1561 | 3133.8781 | 2094671.8924
WeekDay | Tuesday | 1 | 1 | 711459.2486 | 713404.4658 | 170455.0371 | 62948.3642 | 3043.9165 | 2604.3736 | 1663915.4058 | 849735.717 | 852058.9991 | 203584.0189 | 75182.7649 | 3635.5203 | 3110.5496 | 1987307.5698
WeekDay | Tuesday | 1 | 2 | 665545.8436 | 696637.8493 | 169772.0472 | 62952.813 | 2678.1046 | 2598.9598 | 1600185.6174 | 794898.7601 | 832033.6878 | 202768.2858 | 75188.0783 | 3198.6106 | 3104.0836 | 1911191.5061
WeekDay | Tuesday | 1 | 3 | 648503.7836 | 684468.8086 | 169539.7759 | 62944.4463 | 2547.1349 | 2653.4166 | 1570657.3659 | 774544.4713 | 817499.5195 | 202490.8711 | 75178.0855 | 3042.1862 | 3169.1244 | 1875924.2579
WeekDay | Tuesday | 1 | 4 | 634753.8673 | 690989.0799 | 169598.7776 | 62939.9217 | 3509.0847 | 2745.4518 | 1564536.1831 | 758122.1744 | 825287.0455 | 202561.3402 | 75172.6815 | 4191.0969 | 3279.0472 | 1868613.3857
WeekDay | Tuesday | 1 | 5 | 663196.0755 | 772751.9067 | 174316.4252 | 62935.2734 | 4335.5487 | 2910.2023 | 1680445.4319 | 792092.3002 | 922940.9791 | 208195.8916 | 75167.1298 | 5178.1892 | 3475.818 | 2007050.3078
WeekDay | Tuesday | 1 | 6 | 685659.823 | 830508.9138 | 178624.0509 | 241.1728 | 5094.2697 | 3117.2019 | 1703245.4323 | 818922.0148 | 991923.4148 | 213340.7308 | 288.0463 | 6084.3723 | 3723.0492 | 2034281.6282
WeekDay | Tuesday | 1 | 7 | 619890.562 | 921850.9522 | 183582.6329 | 240.4477 | 3820.7023 | 3178.5587 | 1732563.8558 | 740370.0946 | 1101018.3385 | 219263.0436 | 287.1801 | 4563.2792 | 3796.3311 | 2069298.2671
WeekDay | Tuesday | 1 | 8 | 572912.8839 | 1067609.4506 | 189698.0248 | 206.6017 | 2506.4891 | 2979.096 | 1835912.5461 | 684262.0166 | 1275105.895 | 226566.9993 | 246.7561 | 2993.6406 | 3558.1016 | 2192733.4092
WeekDay | Tuesday | 1 | 9 | 558504.974 | 1162749.6749 | 195621.5452 | 212.5778 | 2014.2237 | 2711.3765 | 1921814.3721 | 667053.841 | 1388737.2054 | 233641.7923 | 253.8936 | 2405.7004 | 3238.3492 | 2295330.7819
WeekDay | Tuesday | 1 | 10 | 560172.3192 | 1165273.0875 | 199538.4626 | 221.6115 | 2104.5476 | 2969.9668 | 1930279.9951 | 669045.245 | 1391751.0587 | 238319.9865 | 264.683 | 2513.5793 | 3547.1981 | 2305441.7507
WeekDay | Tuesday | 1 | 11 | 665029.9532 | 1100428.9371 | 202333.8974 | 238.1651 | 3156.8214 | 2662.8643 | 1973850.6385 | 794282.6033 | 1314304.05 | 241658.7313 | 284.4539 | 3770.369 | 3180.4083 | 2357480.6158
WeekDay | Tuesday | 1 | 12 | 665415.0557 | 1100544.4418 | 204036.1637 | 233.0005 | 6164.6083 | 2682.1843 | 1979075.4543 | 794742.5528 | 1314442.0038 | 243691.8435 | 278.2855 | 7362.7378 | 3203.4832 | 2363720.9066
WeekDay | Tuesday | 1 | 13 | 644841.9871 | 1088974.873 | 203368.1651 | 238.2472 | 4900.0733 | 2342.9172 | 1944666.2628 | 770170.9822 | 1300623.8183 | 242894.0152 | 284.552 | 5852.4326 | 2798.2775 | 2322624.0778
WeekDay | Tuesday | 1 | 14 | 648941.5242 | 1085701.841 | 204482.6197 | 260.4257 | 5148.4641 | 2412.7663 | 1946947.641 | 775067.2894 | 1296714.6525 | 244225.0709 | 311.041 | 6149.0997 | 2881.7022 | 2325348.8558
WeekDay | Tuesday | 1 | 15 | 664160.6192 | 1068682.0635 | 202667.8616 | 265.6776 | 6146.5435 | 2847.4655 | 1944770.231 | 793244.3088 | 1276386.9769 | 242057.6035 | 317.3136 | 7341.162 | 3400.8879 | 2322748.2527
WeekDay | Tuesday | 1 | 16 | 693316.9764 | 1012507.6388 | 198879.1992 | 358.7697 | 7433.6596 | 3136.7342 | 1915632.9778 | 828067.3829 | 1209294.7082 | 237532.5913 | 428.4988 | 8878.4369 | 3746.3777 | 2287947.9958
WeekDay | Tuesday | 1 | 17 | 751046.7355 | 927861.22 | 193145.1172 | 63413.7043 | 5460.0817 | 3377.9153 | 1944304.7739 | 897017.2747 | 1108196.7387 | 230684.0553 | 75738.5467 | 6521.282 | 4034.4338 | 2322192.3313
WeekDay | Tuesday | 1 | 18 | 912636.6649 | 924873.3788 | 189296.7063 | 63918.0478 | 2912.9468 | 3363.1599 | 2097000.9045 | 1090013.198 | 1104628.1923 | 226087.6821 | 76340.9124 | 3479.0959 | 4016.8107 | 2504565.8913
WeekDay | Tuesday | 1 | 19 | 982695.3452 | 903263.3332 | 188458.768 | 64430.3184 | 2221.9687 | 3300.4231 | 2144370.1567 | 1173688.2125 | 1078818.1018 | 225086.8854 | 76952.7459 | 2653.822 | 3941.8806 | 2561141.6483
WeekDay | Tuesday | 1 | 20 | 984652.179 | 860619.1174 | 185081.6332 | 64034.6296 | 2321.325 | 3088.4343 | 2099797.3185 | 1176025.3689 | 1027885.7211 | 221053.3837 | 76480.1525 | 2772.4888 | 3688.6904 | 2507905.8056
WeekDay | Tuesday | 1 | 21 | 988581.0043 | 824530.4655 | 181766.9783 | 63594.0144 | 1661.9603 | 2933.45 | 2063067.8727 | 1180717.7855 | 984783.0183 | 217094.5053 | 75953.9011 | 1984.9725 | 3503.5839 | 2464037.7667
WeekDay | Tuesday | 1 | 22 | 985652.1855 | 784689.1537 | 180216.2236 | 63251.1188 | 1883.254 | 2810.7363 | 2018502.672 | 1177219.7329 | 937198.3033 | 215242.3519 | 75544.3617 | 2249.2759 | 3357.0202 | 2410811.0459
WeekDay | Tuesday | 1 | 23 | 944277.0549 | 757534.1497 | 178475.4569 | 62962.7059 | 2465.8433 | 2718.0642 | 1948433.2749 | 1127803.0918 | 904765.5577 | 213163.2566 | 75199.8939 | 2945.0951 | 3246.3366 | 2327123.2317
WeekDay | Wednesday | 1 | 0 | 883686.6061 | 728629.79 | 177173.9349 | 62970.8721 | 2696.1694 | 2688.6596 | 1857846.0321 | 1055436.5177 | 870243.4585 | 211608.7758 | 75209.6472 | 3220.1864 | 3211.2171 | 2218929.8028
WeekDay | Wednesday | 1 | 1 | 824275.0985 | 714186.0546 | 174848.8203 | 62968.5718 | 3274.2425 | 2628.2582 | 1782181.0459 | 984478.0192 | 852992.4945 | 208831.7609 | 75206.8999 | 3910.6116 | 3139.0763 | 2128558.8624
WeekDay | Wednesday | 1 | 2 | 779716.0648 | 680480.2708 | 173559.7911 | 62950.3403 | 3179.4024 | 2608.6198 | 1702494.4892 | 931258.6641 | 812735.7849 | 207292.2009 | 75185.125 | 3797.3387 | 3115.621 | 2033384.7347
WeekDay | Wednesday | 1 | 3 | 743383.7056 | 674271.3295 | 173119.5143 | 62946.9097 | 3382.6312 | 2653.7351 | 1659757.8254 | 887864.8879 | 805320.0977 | 206766.3537 | 75181.0276 | 4040.0664 | 3169.5048 | 1982341.9381
WeekDay | Wednesday | 1 | 4 | 716252.1493 | 681675.5585 | 174485.0953 | 62948.9294 | 2944.5602 | 2733.0319 | 1641039.3245 | 855460.1474 | 814163.384 | 208397.3437 | 75183.4399 | 3516.8535 | 3264.2134 | 1959985.3819
WeekDay | Wednesday | 1 | 5 | 700734.9449 | 700194.8553 | 179461.3699 | 62949.2224 | 2768.4285 | 2971.2407 | 1649080.0616 | 836927.0791 | 836282.0198 | 214340.7877 | 75183.7898 | 3306.4896 | 3548.7195 | 1969588.8855
WeekDay | Wednesday | 1 | 6 | 694696.0268 | 720635.2689 | 187004.7683 | 265.929 | 3454.8904 | 3168.5803 | 1609225.4637 | 829714.4603 | 860695.1531 | 223350.2919 | 317.6139 | 4126.3695 | 3784.4133 | 1921988.302
WeekDay | Wednesday | 1 | 7 | 709691.2224 | 750759.0239 | 196393.3447 | 228.9714 | 2655.5236 | 3167.4126 | 1662895.4986 | 847624.064 | 896673.6446 | 234563.5957 | 273.4734 | 3171.6409 | 3783.0187 | 1986089.4374
WeekDay | Wednesday | 1 | 8 | 746591.9033 | 813989.2528 | 206866.0768 | 143.6963 | 2208.4201 | 2826.3409 | 1772625.6904 | 891696.6186 | 972193.0563 | 247071.7676 | 171.6246 | 2637.6401 | 3375.6576 | 2117146.3649
WeekDay | Wednesday | 1 | 9 | 773919.3243 | 867002.6955 | 212569.2907 | 135.6351 | 1300.6646 | 2689.0843 | 1857616.6944 | 924335.2914 | 1035509.9867 | 253883.436 | 161.9966 | 1553.4568 | 3211.7243 | 2218655.8918
WeekDay | Wednesday | 1 | 10 | 796839.8331 | 897375.7592 | 218208.2649 | 136.5837 | 2118.0962 | 2629.9567 | 1917308.4937 | 951710.5417 | 1071786.2416 | 260618.3795 | 163.1296 | 2529.7612 | 3141.1049 | 2289949.1585
WeekDay | Wednesday | 1 | 11 | 814886.2359 | 921467.3746 | 222780.7477 | 138.5629 | 2465.8433 | 2127.213 | 1963865.9774 | 973264.3736 | 1100560.2103 | 266079.5524 | 165.4934 | 2945.0951 | 2540.6499 | 2345555.3746
WeekDay | Wednesday | 1 | 12 | 811095.374 | 925551.6602 | 226107.9802 | 140.0122 | 2524.5539 | 2077.3208 | 1967496.9013 | 968736.7345 | 1105438.3018 | 270053.4529 | 167.2245 | 3015.2164 | 2481.0608 | 2349891.9908
WeekDay | Wednesday | 1 | 13 | 780234.3599 | 933831.3994 | 226803.7249 | 140.6397 | 3369.0827 | 2348.331 | 1946727.5377 | 931877.693 | 1115327.2592 | 270884.4198 | 167.9739 | 4023.8845 | 2804.7436 | 2325085.974
WeekDay | Wednesday | 1 | 14 | 736137.9911 | 922135.9607 | 226242.0557 | 141.5509 | 4123.2875 | 2758.9334 | 1891539.7793 | 879210.9245 | 1101358.7402 | 270213.5868 | 169.0622 | 4924.6737 | 3295.149 | 2259172.1363
WeekDay | Wednesday | 1 | 15 | 710720.728 | 908153.2944 | 220111.3622 | 141.7306 | 5591.0514 | 3009.3498 | 1847727.5164 | 848853.6604 | 1084658.4569 | 262891.3554 | 169.2769 | 6677.7065 | 3594.2354 | 2206844.6914
WeekDay | Wednesday | 1 | 16 | 688692.2253 | 888952.6782 | 215222.4389 | 157.0417 | 6498.8069 | 3284.6062 | 1802807.7972 | 822543.7831 | 1061726.0833 | 257052.2398 | 187.5637 | 7761.8899 | 3922.9896 | 2153194.5493
WeekDay | Wednesday | 1 | 17 | 702440.5683 | 877545.3973 | 210237.5001 | 62841.3927 | 5563.9542 | 3436.8306 | 1862065.6432 | 838964.2009 | 1048101.7273 | 251098.4476 | 75055.0028 | 6645.3428 | 4104.7997 | 2223969.5211
WeekDay | Wednesday | 1 | 18 | 791585.2092 | 886536.1046 | 204913.8287 | 62869.1088 | 2998.7545 | 3408.6998 | 1952311.7057 | 945434.6494 | 1058839.8337 | 244740.0881 | 75088.1057 | 3581.5809 | 4071.2016 | 2331755.4594
WeekDay | Wednesday | 1 | 19 | 828524.1777 | 870693.7853 | 202846.3631 | 62941.7918 | 2289.7117 | 3287.0478 | 1970582.8774 | 989552.9331 | 1039918.4625 | 242270.7979 | 75174.9151 | 2734.7312 | 3925.9057 | 2353577.7453
WeekDay | Wednesday | 1 | 20 | 864971.3135 | 843976.9824 | 203467.0313 | 62957.7968 | 2018.7399 | 3118.5819 | 1980510.4458 | 1033083.7932 | 1008009.0851 | 243012.0967 | 75194.0308 | 2411.0943 | 3724.6974 | 2365434.7975
WeekDay | Wednesday | 1 | 21 | 899898.9656 | 815976.8825 | 199172.4236 | 62958.7454 | 1765.8329 | 2925.2761 | 1982698.1261 | 1074799.8486 | 974566.9941 | 237882.8057 | 75195.1637 | 2109.0333 | 3493.8215 | 2368047.6669
WeekDay | Wednesday | 1 | 22 | 912925.8354 | 778299.8661 | 195843.4406 | 62950.7746 | 2203.9039 | 2819.8655 | 1955043.6861 | 1090358.5705 | 929567.2185 | 233906.8144 | 75185.6437 | 2632.2462 | 3367.9237 | 2335018.4169
WeekDay | Wednesday | 1 | 23 | 885256.766 | 755490.0699 | 192630.3277 | 62959.9257 | 3183.9186 | 2656.7074 | 1902177.7153 | 1057311.8479 | 902324.1985 | 230069.2133 | 75196.5733 | 3802.7327 | 3173.0548 | 2271877.6205
WeekDay | Thursday | 1 | 0 | 826319.9984 | 682297.1662 | 189335.1499 | 62961.6202 | 3260.6939 | 2599.3844 | 1766774.013 | 986920.3579 | 814905.805 | 226133.5975 | 75198.5972 | 3894.4298 | 3104.5907 | 2110157.3781
WeekDay | Thursday | 1 | 1 | 768261.6555 | 666769.1943 | 187311.2195 | 62944.092 | 3531.6657 | 2532.6138 | 1691350.4408 | 917578.02 | 796359.8765 | 223716.3038 | 75177.6624 | 4218.0666 | 3024.8428 | 2020074.7721
WeekDay | Thursday | 1 | 2 | 725780.344 | 649516.3545 | 187794.5558 | 62927.9997 | 3603.9249 | 2475.6093 | 1632098.7882 | 866840.2051 | 775753.8416 | 224293.5794 | 75158.4424 | 4304.3698 | 2956.7591 | 1949307.1974
WeekDay | Thursday | 1 | 3 | 690006.8286 | 639891.2354 | 189609.4167 | 62923.8761 | 2989.7221 | 2572.1029 | 1587993.1819 | 824113.8876 | 764258.0214 | 226461.1698 | 75153.5174 | 3570.793 | 3072.0069 | 1896629.3961
WeekDay | Thursday | 1 | 4 | 672664.1932 | 639310.6989 | 191454.0841 | 62930.594 | 4096.1903 | 2647.3659 | 1573103.1264 | 803400.6046 | 763564.6542 | 228664.3596 | 75161.5409 | 4892.31 | 3161.8977 | 1878845.367
WeekDay | Thursday | 1 | 5 | 673466.1033 | 656939.6678 | 197378.9423 | 62926.5795 | 5026.5268 | 2887.4854 | 1598625.305 | 804358.3708 | 784619.9213 | 235740.7502 | 75156.7461 | 6003.4631 | 3448.6859 | 1909327.9375
WeekDay | Thursday | 1 | 6 | 684003.6141 | 694164.2942 | 204296.2758 | 243.6487 | 5405.8873 | 3189.4926 | 1591303.2126 | 816943.9115 | 829079.3821 | 244002.51 | 291.0033 | 6456.5547 | 3809.39 | 1900582.7515
WeekDay | Thursday | 1 | 7 | 669921.7664 | 778835.3915 | 212677.7146 | 242.1578 | 4931.6867 | 3236.5186 | 1669845.2356 | 800125.1704 | 930206.8265 | 254012.9327 | 289.2226 | 5890.1902 | 3865.5559 | 1994389.8984
WeekDay | Thursday | 1 | 8 | 651026.4438 | 909638.5177 | 217622.0388 | 223.7798 | 3165.8538 | 3111.1512 | 1784787.785 | 777557.426 | 1086432.3425 | 259918.2167 | 267.2727 | 3781.1569 | 3715.8225 | 2131672.2372
WeekDay | Thursday | 1 | 9 | 635596.0723 | 981347.4614 | 221059.9013 | 232.7584 | 2660.0398 | 2613.2905 | 1843509.5237 | 759128.0671 | 1172078.3592 | 264024.2489 | 277.9964 | 3177.0348 | 3121.1996 | 2201806.906
WeekDay | Thursday | 1 | 10 | 636310.6196 | 1020470.3316 | 226953.6722 | 240.4975 | 3229.0806 | 2832.1794 | 1890036.3808 | 759981.491 | 1218804.9991 | 271063.5103 | 287.2397 | 3856.6722 | 3382.6308 | 2257376.5431
WeekDay | Thursday | 1 | 11 | 649465.7759 | 1044597.9896 | 233589.4388 | 216.6152 | 3220.0482 | 3065.1866 | 1934155.0543 | 775693.4327 | 1247622.0155 | 278988.9789 | 258.7156 | 3845.8843 | 3660.9245 | 2310069.9514
WeekDay | Thursday | 1 | 12 | 646487.1176 | 1043368.0576 | 233802.639 | 205.6355 | 3075.5299 | 2525.0769 | 1929464.0564 | 772135.8539 | 1246153.0386 | 279243.6158 | 245.602 | 3673.278 | 3015.841 | 2304467.2293
WeekDay | Thursday | 1 | 13 | 619950.4549 | 1038089.7839 | 235908.226 | 209.5295 | 3811.6699 | 2425.1863 | 1900394.8505 | 740441.628 | 1239848.9001 | 281758.4366 | 250.2528 | 4552.4913 | 2896.5361 | 2269748.2449
WeekDay | Thursday | 1 | 14 | 620165.7512 | 1037558.8075 | 237672.3748 | 209.143 | 4204.579 | 2669.2335 | 1902479.889 | 740698.7684 | 1239214.7252 | 283865.4585 | 249.7912 | 5021.7647 | 3188.0154 | 2272238.5235
WeekDay | Thursday | 1 | 15 | 641897.7815 | 1015412.2885 | 234693.5014 | 201.0849 | 4191.0304 | 3001.0698 | 1899396.7566 | 766654.5521 | 1212763.8944 | 280307.6228 | 240.167 | 5005.5829 | 3584.3462 | 2268556.1653
WeekDay | Thursday | 1 | 16 | 681583.6312 | 972256.2022 | 231180.2669 | 208.8095 | 3771.0241 | 3199.8956 | 1892199.8295 | 814053.5901 | 1161220.158 | 276111.5696 | 249.3929 | 4503.9458 | 3821.815 | 2259960.4713
WeekDay | Thursday | 1 | 17 | 747361.2859 | 905770.0245 | 226012.4874 | 62891.2894 | 3870.3805 | 3437.7859 | 1949343.2537 | 892615.5354 | 1081811.9839 | 269939.4005 | 75114.5972 | 4622.6127 | 4105.9407 | 2328210.0705
WeekDay | Thursday | 1 | 18 | 845624.3939 | 887647.481 | 220845.9756 | 63263.8564 | 3576.8277 | 3439.6967 | 2024398.2312 | 1009976.6811 | 1060167.2129 | 263768.7454 | 75559.5749 | 4272.0061 | 4108.2229 | 2417852.4433
WeekDay | Thursday | 1 | 19 | 845341.1034 | 868924.5042 | 217987.6997 | 63450.3014 | 2529.0701 | 3335.4538 | 2001568.1326 | 1009638.3314 | 1037805.3108 | 260354.946 | 75782.2566 | 3020.6104 | 3983.7197 | 2390585.1749
WeekDay | Thursday | 1 | 20 | 834920.8067 | 826022.2235 | 215541.6702 | 63461.9252 | 1783.8976 | 3080.7912 | 1944811.3145 | 997192.7861 | 986564.7087 | 257433.5157 | 75796.1396 | 2130.6091 | 3679.5619 | 2322797.3211
WeekDay | Thursday | 1 | 21 | 824841.5909 | 793417.4788 | 214494.9909 | 63470.721 | 1684.5413 | 2958.8207 | 1900868.1437 | 985154.6129 | 947623.0319 | 256183.4079 | 75806.6449 | 2011.9423 | 3533.8856 | 2270313.5255
WeekDay | Thursday | 1 | 22 | 800934.3796 | 754594.8113 | 211263.7163 | 63462.266 | 2176.8068 | 2800.7579 | 1835232.7378 | 956600.8885 | 901254.9408 | 252324.1152 | 75796.5466 | 2599.8825 | 3345.1024 | 2191921.476
WeekDay | Thursday | 1 | 23 | 739859.9842 | 724029.1608 | 209383.8265 | 63451.0515 | 2465.8433 | 2682.2904 | 1741872.1568 | 883656.3098 | 864748.6688 | 250078.8573 | 75783.1526 | 2945.0951 | 3203.61 | 2080415.6935
WeekDay | Friday | 1 | 0 | 675293.7564 | 704152.5323 | 207079.4557 | 63425.8611 | 2696.1694 | 2680.4858 | 1655328.2606 | 806541.2395 | 841008.8955 | 247326.6179 | 75753.0662 | 3220.1864 | 3201.4547 | 1977051.4603
WeekDay | Friday | 1 | 1 | 627719.0189 | 690377.7677 | 205293.6954 | 63395.8209 | 2366.487 | 2650.9751 | 1591803.7649 | 749720.06 | 824556.921 | 245193.7842 | 75717.1875 | 2826.4283 | 3166.2084 | 1901180.5893
WeekDay | Friday | 1 | 2 | 594667.9634 | 669650.3787 | 204092.008 | 62995.6147 | 2063.9018 | 2595.1383 | 1536065.0049 | 710245.3292 | 799801.0368 | 243758.5415 | 75239.1988 | 2465.0338 | 3099.5193 | 1834608.6594
WeekDay | Friday | 1 | 3 | 594949.6193 | 666777.47 | 201492.2919 | 62908.0716 | 3445.858 | 2609.5752 | 1532182.8859 | 710581.7266 | 796369.7606 | 240653.5546 | 75134.6411 | 4115.5816 | 3116.7621 | 1829972.0268
WeekDay | Friday | 1 | 4 | 589519.7845 | 665912.1541 | 203078.7122 | 62904.4685 | 4439.4212 | 2664.5628 | 1528519.1033 | 704096.5702 | 795336.2653 | 242548.3054 | 75130.3378 | 5302.25 | 3182.4369 | 1825596.1655
WeekDay | Friday | 1 | 5 | 604830.5239 | 685883.9088 | 208863.884 | 62909.1905 | 5297.4986 | 2894.9162 | 1570679.922 | 722383.0457 | 819189.653 | 249457.8608 | 75135.9775 | 6327.0999 | 3457.5609 | 1875951.1979
WeekDay | Friday | 1 | 6 | 641474.6737 | 728999.0097 | 215369.4498 | 232.4207 | 5247.8204 | 3092.8927 | 1594416.2671 | 766149.2108 | 870684.4382 | 257227.8232 | 277.5931 | 6267.7665 | 3694.0154 | 1904300.8473
WeekDay | Friday | 1 | 7 | 648606.0714 | 805469.0991 | 220238.4892 | 219.6333 | 4209.0952 | 3155.5234 | 1681897.9116 | 774666.6393 | 962016.9585 | 263043.1903 | 262.3204 | 5027.1587 | 3768.8187 | 2008785.0859
WeekDay | Friday | 1 | 8 | 634199.5829 | 947636.671 | 230651.7588 | 167.9507 | 2849.72 | 2957.8653 | 1818463.5487 | 757460.1614 | 1131815.6699 | 275480.3427 | 200.5929 | 3403.5806 | 3532.7446 | 2171893.0922
WeekDay | Friday | 1 | 9 | 629664.736 | 1041875.6435 | 238366.8666 | 170.1751 | 2316.8088 | 2938.4392 | 1915332.6691 | 752043.9392 | 1244370.5647 | 284694.929 | 203.2496 | 2767.0949 | 3509.5428 | 2287589.3202
WeekDay | Friday | 1 | 10 | 637123.392 | 1086241.4051 | 243068.212 | 167.9486 | 2772.9447 | 2881.1162 | 1972255.0185 | 760952.2308 | 1297359.0841 | 290310.0097 | 200.5904 | 3311.8835 | 3441.0788 | 2355574.8773
WeekDay | Friday | 1 | 11 | 627804.0497 | 1086584.088 | 245354.6947 | 162.5066 | 2849.72 | 2757.4472 | 1965512.5062 | 749821.6171 | 1297768.3696 | 293040.8844 | 194.0907 | 3403.5806 | 3293.374 | 2347521.9164
WeekDay | Friday | 1 | 12 | 622963.8212 | 1082509.1576 | 247277.9828 | 177.7688 | 2917.463 | 3129.5157 | 1958975.7091 | 744040.6605 | 1292901.4515 | 295337.9753 | 212.3192 | 3484.4898 | 3737.7563 | 2339714.6527
WeekDay | Friday | 1 | 13 | 605044.4673 | 1082289.5792 | 246434.6412 | 173.8207 | 3730.3784 | 2655.8582 | 1940328.7449 | 722638.5702 | 1292639.1966 | 294330.7251 | 207.6039 | 4455.4003 | 3172.0405 | 2317443.5367
WeekDay | Friday | 1 | 14 | 595926.6015 | 1071545.4379 | 243982.1268 | 172.3143 | 3811.6699 | 2768.6995 | 1918206.8499 | 711748.5914 | 1279806.8657 | 291401.5495 | 205.8046 | 4552.4913 | 3306.8132 | 2291022.1157
WeekDay | Friday | 1 | 15 | 612276.1374 | 1043453.9245 | 241342.5874 | 175.2753 | 4588.4557 | 3034.5082 | 1904870.8885 | 731275.7599 | 1246255.5943 | 288248.9994 | 209.3411 | 5480.2502 | 3624.2835 | 2275094.2284
WeekDay | Friday | 1 | 16 | 647969.1485 | 996411.3773 | 235273.5446 | 175.774 | 4877.4923 | 3379.9322 | 1888087.2689 | 773905.9265 | 1190070.0396 | 281000.401 | 209.9367 | 5825.4629 | 4036.8428 | 2255048.6094
WeekDay | Friday | 1 | 17 | 700077.8378 | 934263.8858 | 228054.3563 | 62853.6399 | 4538.7776 | 3432.3721 | 1933220.8694 | 836142.2592 | 1115843.8019 | 272378.1191 | 75069.6303 | 5420.9168 | 4099.4747 | 2308954.2019
WeekDay | Friday | 1 | 18 | 804917.5898 | 913550.1588 | 224677.246 | 62866.5083 | 3549.7305 | 3447.8705 | 2013009.1039 | 961358.26 | 1091104.235 | 268344.6467 | 75084.9998 | 4239.6424 | 4117.9853 | 2404249.7692
WeekDay | Friday | 1 | 19 | 810410.2183 | 894684.7867 | 221226.3434 | 62935.0074 | 2208.4201 | 3302.1216 | 1994766.8975 | 967918.4145 | 1068572.2621 | 264223.04 | 75166.8121 | 2637.6401 | 3943.9092 | 2382462.078
WeekDay | Friday | 1 | 20 | 791268.5137 | 864638.3596 | 218120.6228 | 62968.6716 | 1810.9948 | 3075.9082 | 1941883.0706 | 945056.4023 | 1032686.1276 | 260513.7036 | 75207.0191 | 2162.9728 | 3673.7298 | 2319299.9551
WeekDay | Friday | 1 | 21 | 793511.3902 | 823469.6445 | 212613.6946 | 62972.1915 | 1368.4076 | 2940.8807 | 1896876.2091 | 947735.1955 | 983516.0203 | 253936.4701 | 75211.2232 | 1634.366 | 3512.4589 | 2265545.734
WeekDay | Friday | 1 | 22 | 795805.8115 | 784019.6447 | 207154.1905 | 62971.4414 | 1928.4159 | 2770.5041 | 1854650.0082 | 950475.5517 | 936398.6711 | 247415.878 | 75210.3272 | 2303.2154 | 3308.9686 | 2215112.6119
WeekDay | Friday | 1 | 23 | 754669.6234 | 761369.876 | 201866.4098 | 62969.1391 | 2190.3553 | 2669.1274 | 1785734.5309 | 901344.2931 | 909346.7809 | 241100.3846 | 75207.5775 | 2616.0643 | 3187.8886 | 2132802.989
Saturday | Saturday | 1 | 0 | 698685.6948 | 729502.1664 | 200033.4598 | 62936.7217 | 2840.6877 | 2554.5876 | 1696553.318 | 834479.5447 | 871285.3865 | 238911.1895 | 75168.8596 | 3392.7927 | 3051.0873 | 2026288.8604
Saturday | Saturday | 1 | 1 | 642081.0562 | 703911.242 | 199473.6576 | 62926.6158 | 2917.463 | 2557.4537 | 1613867.4884 | 766873.4474 | 840720.7091 | 238242.5864 | 75156.7896 | 3484.4898 | 3054.5105 | 1927532.5327
Saturday | Saturday | 1 | 2 | 600196.2874 | 688541.1882 | 194112.886 | 62923.1873 | 3052.9489 | 2534.7368 | 1551361.2346 | 716848.1169 | 822363.391 | 231839.9159 | 75152.6947 | 3646.3082 | 3027.3785 | 1852877.8051
Saturday | Saturday | 1 | 3 | 581393.9839 | 672746.2635 | 196010.6611 | 62904.8716 | 3658.1192 | 2569.7675 | 1519283.6668 | 694391.4704 | 803498.6258 | 234106.5352 | 75130.8192 | 4369.0971 | 3069.2176 | 1814565.7653
Saturday | Saturday | 1 | 4 | 559847.6647 | 673450.6776 | 199087.8487 | 62901.7059 | 4353.6135 | 2563.0799 | 1502204.5904 | 668657.4919 | 804339.9472 | 237781.7932 | 75127.0383 | 5199.765 | 3061.2302 | 1794167.2657
Saturday | Saturday | 1 | 5 | 545672.6817 | 680281.0157 | 200100.4013 | 62901.6436 | 3775.5403 | 2675.3904 | 1495406.6731 | 651727.514 | 812497.8033 | 238991.1416 | 75126.9638 | 4509.3398 | 3195.369 | 1786048.1314
Saturday | Saturday | 1 | 6 | 551911.2395 | 691631.2105 | 200399.1183 | 219.8775 | 3513.6009 | 2800.0148 | 1450475.0615 | 659178.5738 | 826053.9781 | 239347.916 | 262.612 | 4196.4908 | 3344.2149 | 1732383.7856
Saturday | Saturday | 1 | 7 | 592322.7867 | 705128.5342 | 199620.3664 | 194.3057 | 3310.3721 | 2741.5242 | 1503317.8894 | 707444.3531 | 842174.5894 | 238417.8089 | 232.0703 | 3953.7632 | 3274.3562 | 1795496.9411
Saturday | Saturday | 1 | 8 | 640067.7448 | 764188.2576 | 201211.4775 | 152.3352 | 2289.7117 | 2512.763 | 1610422.2898 | 764468.8365 | 912712.9323 | 240318.1623 | 181.9425 | 2734.7312 | 3001.1339 | 1923417.7387
Saturday | Saturday | 1 | 9 | 666704.2705 | 843769.003 | 199835.7395 | 150.2687 | 1680.0251 | 2561.6999 | 1714701.0068 | 796282.3344 | 1007760.6837 | 238675.0411 | 179.4744 | 2006.5483 | 3059.582 | 2047963.6638
Saturday | Saturday | 1 | 10 | 682279.6673 | 879480.5707 | 202069.8244 | 148.8018 | 1648.4118 | 2112.3515 | 1767739.6274 | 814884.9051 | 1050413.0135 | 241343.3341 | 177.7223 | 1968.7907 | 2522.8999 | 2111310.6656
Saturday | Saturday | 1 | 11 | 684078.9221 | 903378.5659 | 203249.4779 | 148.2428 | 2095.5152 | 2083.7961 | 1795034.52 | 817033.8561 | 1078955.7306 | 242752.2605 | 177.0547 | 2502.7914 | 2488.7947 | 2143910.488
Saturday | Saturday | 1 | 12 | 687218.6371 | 921347.7809 | 203527.6366 | 157.2443 | 3445.858 | 1723.9353 | 1817421.0921 | 820783.7939 | 1100417.3728 | 243084.4811 | 187.8057 | 4115.5816 | 2058.9927 | 2170648.0277
Saturday | Saturday | 1 | 13 | 681783.304 | 901093.9353 | 201570.4056 | 161.7907 | 3829.7347 | 1778.8167 | 1790217.9871 | 814292.0705 | 1076227.0681 | 240746.8502 | 193.2357 | 4574.0671 | 2124.5406 | 2138157.8324
Saturday | Saturday | 1 | 14 | 677664.334 | 875122.498 | 198132.3141 | 157.9237 | 6557.5174 | 2204.0682 | 1759838.6556 | 809372.5535 | 1045207.9227 | 236640.5445 | 188.6172 | 7832.0112 | 2632.4424 | 2101874.0915
Saturday | Saturday | 1 | 15 | 674934.3758 | 867062.6756 | 196009.3047 | 162.866 | 7844.6335 | 2694.6042 | 1748708.4598 | 806112.0111 | 1035581.6244 | 234104.9152 | 194.52 | 9369.2861 | 3218.3171 | 2088580.6739
Saturday | Saturday | 1 | 16 | 682949.0629 | 854300.1678 | 193359.2273 | 165.5465 | 4760.0712 | 2981.6437 | 1738515.7195 | 815684.4019 | 1020338.6449 | 230939.779 | 197.7215 | 5685.2202 | 3561.1445 | 2076406.912
Saturday | Saturday | 1 | 17 | 706451.5291 | 819757.7756 | 192631.1452 | 62840.9875 | 4177.4818 | 3344.0523 | 1789202.9715 | 843754.7165 | 979082.7269 | 230070.1896 | 75054.5189 | 4989.4011 | 3993.9893 | 2136945.5423
Saturday | Saturday | 1 | 18 | 802041.5699 | 833065.2658 | 192001.2834 | 62860.2663 | 2831.6553 | 3334.8169 | 1896134.8575 | 957923.2679 | 994976.6094 | 229317.9104 | 75077.5446 | 3382.0048 | 3982.959 | 2264660.2962
Saturday | Saturday | 1 | 19 | 833957.6874 | 834928.2171 | 190079.4605 | 63349.5481 | 1896.8026 | 3194.2695 | 1927405.9851 | 996042.4787 | 997201.6368 | 227022.5694 | 75661.9212 | 2265.4578 | 3815.0953 | 2302009.1592
Saturday | Saturday | 1 | 20 | 820319.0107 | 812165.761 | 188961.6752 | 63421.431 | 1449.6991 | 2989.0745 | 1889306.6515 | 979753.0414 | 970015.1577 | 225687.5357 | 75747.7751 | 1731.457 | 3570.0194 | 2256504.9865
Saturday | Saturday | 1 | 21 | 811839.3105 | 789740.2013 | 187569.9669 | 63416.0804 | 1381.9562 | 2915.8284 | 1856863.3437 | 969625.2595 | 943231.0529 | 224025.3404 | 75741.3846 | 1650.5478 | 3482.5376 | 2217756.1229
Saturday | Saturday | 1 | 22 | 807044.2918 | 762672.5695 | 186187.7552 | 63411.8218 | 1792.93 | 2802.9871 | 1823912.3554 | 963898.2995 | 910902.6609 | 222374.4873 | 75736.2982 | 2141.397 | 3347.7649 | 2178400.9078
Saturday | Saturday | 1 | 23 | 772066.9366 | 738638.778 | 184694.7087 | 63402.2998 | 2253.5821 | 2733.138 | 1763789.4432 | 922122.8809 | 882197.7546 | 220591.2581 | 75724.9256 | 2691.5796 | 3264.3402 | 2106592.7389
Sunday | Sunday | 1 | 0 | 722912.8984 | 712733.9102 | 182793.4217 | 62990.7503 | 2989.7221 | 2698.4258 | 1687119.1285 | 863415.4538 | 851258.1168 | 218320.4443 | 75233.389 | 3570.793 | 3222.8814 | 2015021.0783
Sunday | Sunday | 1 | 1 | 668646.3613 | 684262.6851 | 182318.1868 | 62912.9287 | 3409.7284 | 2641.3151 | 1604191.2054 | 798601.8824 | 817253.3346 | 217752.8446 | 75140.4422 | 4072.43 | 3154.6709 | 1915975.6048
Sunday | Sunday | 1 | 2 | 627418.2021 | 662550.8476 | 181443.4346 | 62923.5842 | 3165.8538 | 2628.3644 | 1540130.2866 | 749360.7776 | 791321.6683 | 216708.0789 | 75153.1687 | 3781.1569 | 3139.2031 | 1839464.0535
Sunday | Sunday | 1 | 3 | 596790.1846 | 660495.5281 | 182936.6748 | 62935.7087 | 2845.2038 | 2612.4413 | 1508615.7414 | 712780.0172 | 788866.8848 | 218491.5395 | 75167.6497 | 3398.1867 | 3120.1853 | 1801824.4631
Sunday | Sunday | 1 | 4 | 570921.9005 | 658714.134 | 183724.4566 | 62935.8064 | 3649.0868 | 2636.5382 | 1482581.9225 | 681884.0733 | 786739.2659 | 219432.4315 | 75167.7664 | 4358.3092 | 3148.9656 | 1770730.8119
Sunday | Sunday | 1 | 5 | 557015.6458 | 658134.1944 | 183014.7851 | 62920.5567 | 4534.2614 | 2749.0611 | 1468368.5044 | 665275.0528 | 786046.6114 | 218584.831 | 75149.5528 | 5415.5229 | 3283.3579 | 1753754.9288
Sunday | Sunday | 1 | 6 | 556766.4076 | 662459.9612 | 180466.1244 | 227.5273 | 4791.6846 | 2876.4454 | 1407588.1504 | 664977.3736 | 791213.1175 | 215540.8224 | 271.7486 | 5722.9779 | 3435.5003 | 1681161.5403
Sunday | Sunday | 1 | 7 | 590249.4848 | 653939.5407 | 176844.3497 | 200.3078 | 3039.4003 | 2804.4733 | 1427077.5565 | 704968.0922 | 781036.7011 | 211215.1337 | 239.2388 | 3630.1264 | 3349.5398 | 1704438.8319
Sunday | Sunday | 1 | 8 | 642761.2687 | 682098.2289 | 178328.4288 | 146.7737 | 2294.2279 | 2636.3259 | 1508265.2539 | 767685.8634 | 814668.203 | 212987.6527 | 175.3001 | 2740.1251 | 3148.712 | 1801405.8563
Sunday | Sunday | 1 | 9 | 675907.6094 | 716918.1887 | 182024.3426 | 141.0294 | 1458.7315 | 2732.5011 | 1579182.4026 | 807274.3986 | 856255.6356 | 217401.8899 | 168.4393 | 1742.2449 | 3263.5794 | 1886106.1878
Sunday | Sunday | 1 | 10 | 690141.108 | 752760.2354 | 186951.048 | 145.2818 | 2429.7138 | 2207.0405 | 1634634.4274 | 824274.265 | 899063.8038 | 223286.1308 | 173.5182 | 2901.9435 | 2635.9924 | 1952335.6537
Sunday | Sunday | 1 | 11 | 673591.3639 | 773231.1633 | 186254.2076 | 174.0078 | 1987.1265 | 2603.949 | 1637841.818 | 804507.9766 | 923513.3821 | 222453.8551 | 207.8272 | 2373.3367 | 3110.0425 | 1956166.4203
Sunday | Sunday | 1 | 12 | 685128.4337 | 791319.4494 | 188932.274 | 200.0937 | 2687.137 | 1757.9044 | 1670025.2923 | 818287.3467 | 945117.2376 | 225652.4202 | 238.9832 | 3209.3985 | 2099.5639 | 1994604.9502
Sunday | Sunday | 1 | 13 | 686068.8839 | 793581.1912 | 189595.1391 | 198.3348 | 3265.2101 | 1742.0875 | 1674450.8467 | 819410.5791 | 947818.5628 | 226444.1172 | 236.8824 | 3899.8237 | 2080.6729 | 1999890.6383
Sunday | Sunday | 1 | 14 | 666629.4179 | 793154.7492 | 189740.3694 | 201.7727 | 6991.0723 | 2183.899 | 1658901.2805 | 796192.9337 | 947309.2391 | 226617.5739 | 240.9885 | 8349.8301 | 2608.3532 | 1981318.9185
Sunday | Sunday | 1 | 15 | 658105.8957 | 788613.8149 | 188849.027 | 204.8895 | 6291.0618 | 2710.4211 | 1644775.1101 | 786012.8127 | 941885.7465 | 225552.9936 | 244.7111 | 7513.7683 | 3237.2081 | 1964447.2403
Sunday | Sunday | 1 | 16 | 664772.5728 | 780893.8366 | 186296.9725 | 186.5001 | 6069.7682 | 2900.2239 | 1641119.8741 | 793975.1995 | 932665.343 | 222504.9317 | 222.7475 | 7249.4649 | 3463.9002 | 1960081.5867
Sunday | Sunday | 1 | 17 | 695025.6193 | 780746.223 | 184981.4795 | 62971.3635 | 4480.067 | 3291.4001 | 1731496.1524 | 830108.1111 | 932489.0398 | 220933.7646 | 75210.2342 | 5350.7955 | 3931.1038 | 2068023.049
Sunday | Sunday | 1 | 18 | 777181.1006 | 814836.8675 | 188375.0181 | 63323.1722 | 2718.7503 | 3230.574 | 1849665.4827 | 928231.014 | 973205.4101 | 224986.8582 | 75630.4191 | 3247.1561 | 3858.4559 | 2209159.3134
Sunday | Sunday | 1 | 19 | 817760.2438 | 808944.8649 | 188470.0741 | 63397.798 | 1842.6082 | 3126.8619 | 1883542.4509 | 976696.9626 | 966168.2607 | 225100.3889 | 75719.5489 | 2200.7304 | 3734.5867 | 2249620.4781
Sunday | Sunday | 1 | 20 | 835373.7961 | 783750.1016 | 187869.0848 | 63419.0466 | 1580.6688 | 2859.3547 | 1874852.0526 | 997733.8168 | 936076.7406 | 224382.5936 | 75744.9273 | 1887.8815 | 3415.0878 | 2239241.0476
Sunday | Sunday | 1 | 21 | 845174.3972 | 756221.0037 | 187060.4799 | 63412.8503 | 1815.511 | 2719.1257 | 1856403.3679 | 1009439.2248 | 903197.1937 | 223416.8314 | 75737.5267 | 2168.3667 | 3247.6045 | 2217206.7479
Sunday | Sunday | 1 | 22 | 835581.4524 | 737258.2614 | 185127.1521 | 63311.1785 | 1499.3773 | 2656.7074 | 1825434.1292 | 997981.8324 | 880548.9262 | 221107.7496 | 75616.0944 | 1790.7904 | 3173.0548 | 2180218.4477
Sunday | Sunday | 1 | 23 | 790692.1305 | 721140.6561 | 185057.58 | 62989.0869 | 1702.6061 | 2603.6306 | 1764185.6902 | 944367.9954 | 861298.7654 | 221024.6557 | 75231.4023 | 2033.5181 | 3109.6621 | 2107065.999
WeekDay | Monday | 1 | 0 | 725736.1557 | 703539.4137 | 185275.7834 | 62962.1334 | 2619.394 | 2623.5874 | 1682756.4677 | 866787.4285 | 840276.6136 | 221285.2682 | 75199.2102 | 3128.4893 | 3133.4978 | 2009810.5077
WeekDay | Monday | 1 | 1 | 658874.3114 | 687836.3738 | 185321.2202 | 62949.7855 | 2253.5821 | 2541.1061 | 1599776.379 | 786930.5747 | 821521.5916 | 221339.5359 | 75184.4624 | 2691.5796 | 3034.9856 | 1910702.7298
WeekDay | Monday | 1 | 2 | 616073.5793 | 669813.7163 | 185282.5312 | 62926.1286 | 2651.0074 | 2497.7954 | 1539244.7581 | 735811.2579 | 799996.1201 | 221293.3275 | 75156.2076 | 3166.2469 | 2983.2572 | 1838406.4172
WeekDay | Monday | 1 | 3 | 597394.0761 | 660296.4508 | 185798.6209 | 62919.4917 | 3116.1756 | 2532.4015 | 1512057.2166 | 713501.2787 | 788629.1157 | 221909.7223 | 75148.2809 | 3721.8235 | 3024.5892 | 1805934.8102
WeekDay | Monday | 1 | 4 | 579521.9765 | 663749.5971 | 188522.616 | 62911.4949 | 4796.2008 | 2657.0258 | 1502158.9111 | 692155.6268 | 792753.4021 | 225163.1426 | 75138.7298 | 5728.3718 | 3173.4351 | 1794112.7083
WeekDay | Monday | 1 | 5 | 581516.0283 | 689200.8178 | 196098.8874 | 62911.364 | 4981.3648 | 2923.3654 | 1537631.8277 | 694537.2349 | 823151.2237 | 234211.9088 | 75138.5735 | 5949.5236 | 3491.5393 | 1836480.0038
WeekDay | Monday | 1 | 6 | 591330.4307 | 733334.5531 | 208923.8811 | 222.2172 | 5211.6909 | 3201.1695 | 1542223.9424 | 706259.1266 | 875862.6211 | 249529.5188 | 265.4065 | 6224.6149 | 3823.3364 | 1841964.6242
WeekDay | Monday | 1 | 7 | 596470.1739 | 806529.5075 | 220298.2587 | 203.1306 | 3716.8298 | 3377.0661 | 1630594.9665 | 712397.8104 | 963283.4637 | 263114.5764 | 242.6103 | 4439.2185 | 4033.4196 | 1947511.0988
WeekDay | Monday | 1 | 8 | 599155.829 | 920999.715 | 231215.2943 | 141.2808 | 2601.3292 | 3313.2677 | 1757426.716 | 715605.4391 | 1100001.6581 | 276153.4048 | 168.7396 | 3106.9135 | 3957.2216 | 2098993.3767
WeekDay | Monday | 1 | 9 | 602215.3497 | 995767.5976 | 239377.6318 | 147.9197 | 2023.2561 | 3109.665 | 1842641.4198 | 719259.5963 | 1189301.1373 | 285902.1427 | 176.6688 | 2416.4883 | 3714.0475 | 2200770.0808
WeekDay | Monday | 1 | 10 | 623691.5467 | 1049226.1297 | 245413.4661 | 157.0209 | 1729.7033 | 2913.5992 | 1923131.4659 | 744909.8239 | 1253149.663 | 293111.0784 | 187.5389 | 2065.8817 | 3479.8751 | 2296903.861
WeekDay | Monday | 1 | 11 | 643453.8765 | 1086852.19 | 248548.7228 | 175.936 | 2736.8151 | 2785.6841 | 1984553.2245 | 768513.0838 | 1298088.5788 | 296855.6914 | 210.1303 | 3268.7319 | 3327.0989 | 2370263.3151
WeekDay | Monday | 1 | 12 | 655862.2067 | 1090669.8854 | 251195.6267 | 176.3059 | 4159.4171 | 2546.6261 | 2004610.0678 | 783333.049 | 1302648.2668 | 300017.0373 | 210.572 | 4967.8253 | 3041.5784 | 2394218.3289
WeekDay | Monday | 1 | 13 | 642706.7893 | 1095759.5024 | 252334.5032 | 165.6099 | 4719.4254 | 3097.1389 | 1998782.9692 | 767620.7956 | 1308727.0821 | 301377.2615 | 197.7972 | 5636.6747 | 3699.0868 | 2387258.6979
WeekDay | Monday | 1 | 14 | 645192.5314 | 1093389.3653 | 248049.4942 | 178.5012 | 4480.067 | 2907.7608 | 1994197.7199 | 770589.6569 | 1305896.2943 | 296259.4346 | 213.194 | 5350.7955 | 3472.9019 | 2381782.2773
WeekDay | Monday | 1 | 15 | 662265.9367 | 1076715.0005 | 241476.3929 | 178.3329 | 5916.2175 | 2735.3672 | 1989287.2478 | 790981.3832 | 1285981.1644 | 288408.8109 | 212.993 | 7066.0707 | 3267.0026 | 2375917.4248
WeekDay | Monday | 1 | 16 | 695806.0524 | 1027432.6279 | 236154.9853 | 169.8925 | 6467.1935 | 3087.1604 | 1969117.9119 | 831040.226 | 1227120.4604 | 282053.155 | 202.9121 | 7724.1322 | 3687.169 | 2351828.0548
WeekDay | Monday | 1 | 17 | 743882.3221 | 949864.0811 | 230256.4729 | 62846.6976 | 3938.1234 | 3174.631 | 1993962.3282 | 888460.4137 | 1134475.9908 | 275008.2306 | 75061.3387 | 4703.5219 | 3791.6401 | 2381501.1357
WeekDay | Monday | 1 | 18 | 861813.526 | 926589.7315 | 224280.567 | 63094.3618 | 2357.4546 | 3225.054 | 2081360.6949 | 1029312.2704 | 1106678.1286 | 267870.8707 | 75357.138 | 2815.6404 | 3851.8631 | 2485885.9111
WeekDay | Monday | 1 | 19 | 906178.5939 | 909019.9337 | 220844.0138 | 63648.6747 | 1576.1526 | 3116.4588 | 2104383.8276 | 1082299.9613 | 1085693.5329 | 263766.4023 | 76019.1849 | 1882.4875 | 3722.1617 | 2513383.7308
WeekDay | Monday | 1 | 20 | 919553.5718 | 869104.6036 | 218629.1937 | 63690.8852 | 1052.2738 | 2923.79 | 2074954.3181 | 1098274.4481 | 1038020.4136 | 261121.1184 | 76069.5993 | 1256.7897 | 3492.0465 | 2478234.4156
WeekDay | Monday | 1 | 21 | 935363.6159 | 830514.9699 | 211395.065 | 63694.242 | 1178.7273 | 2758.0841 | 2044904.7042 | 1117157.2713 | 991930.6479 | 252480.9924 | 76073.6086 | 1407.8202 | 3294.1347 | 2442344.475
WeekDay | Monday | 1 | 22 | 928685.6466 | 783423.2677 | 205964.1311 | 63557.5191 | 1309.697 | 2644.2874 | 1985584.5489 | 1109181.3977 | 935686.3846 | 245994.5231 | 75910.3128 | 1564.2447 | 3158.2209 | 2371495.0837
WeekDay | Monday | 1 | 23 | 852628.6726 | 753550.3549 | 200248.1079 | 63094.2548 | 1521.9582 | 2539.8322 | 1873583.1807 | 1018342.2844 | 900007.4879 | 239167.5558 | 75357.0102 | 1817.7602 | 3033.4642 | 2237725.5626
WeekDay | Tuesday | 1 | 0 | 774795.1909 | 739688.2197 | 197595.1214 | 62956.735 | 2718.7503 | 2471.257 | 1780225.2744 | 925381.3882 | 883451.1618 | 235998.9451 | 75192.7626 | 3247.1561 | 2951.5609 | 2126222.9747
WeekDay | Tuesday | 1 | 1 | 711459.2486 | 713085.2297 | 197201.1397 | 62968.6103 | 3043.9165 | 2451.3001 | 1690209.4448 | 849735.717 | 851677.7174 | 235528.3907 | 75206.9458 | 3635.5203 | 2927.7253 | 2018712.0166
WeekDay | Tuesday | 1 | 2 | 665545.8436 | 696938.4985 | 199375.0262 | 62937.4531 | 2678.1046 | 2412.9786 | 1629887.9046 | 794898.7601 | 832392.77 | 238124.7853 | 75169.7332 | 3198.6106 | 2881.9558 | 1946666.615
WeekDay | Tuesday | 1 | 3 | 648503.7836 | 685501.7894 | 199077.4375 | 62930.3041 | 2547.1349 | 2454.9093 | 1601015.3588 | 774544.4713 | 818733.2664 | 237769.3585 | 75161.1947 | 3042.1862 | 2932.036 | 1912182.5129
WeekDay | Tuesday | 1 | 4 | 634753.8673 | 691918.2504 | 200761.4561 | 62916.5048 | 3509.0847 | 2533.463 | 1596392.6263 | 758122.1744 | 826396.806 | 239780.6763 | 75144.7133 | 4191.0969 | 3025.8571 | 1906661.324
WeekDay | Tuesday | 1 | 5 | 663196.0755 | 775134.4003 | 204581.1863 | 62911.9936 | 4335.5487 | 2763.1795 | 1712922.384 | 792092.3002 | 925786.525 | 244342.7946 | 75139.3254 | 5178.1892 | 3300.2204 | 2045839.3548
WeekDay | Tuesday | 1 | 6 | 685659.823 | 835964.8274 | 212827.3964 | 229.8119 | 5094.2697 | 2988.5437 | 1742764.6721 | 818922.0148 | 998439.7186 | 254191.7062 | 274.4773 | 6084.3723 | 3569.3855 | 2081481.6746
WeekDay | Tuesday | 1 | 7 | 619890.562 | 932263.1577 | 220926.718 | 219.7642 | 3820.7023 | 3118.9004 | 1780239.8047 | 740370.0946 | 1113454.2201 | 263865.1806 | 262.4767 | 4563.2792 | 3725.0778 | 2126240.329
WeekDay | Tuesday | 1 | 8 | 572912.8839 | 1081985.5389 | 232300.0993 | 180.6944 | 2506.4891 | 2962.9607 | 1892848.6664 | 684262.0166 | 1292276.0643 | 277449.0483 | 215.8135 | 2993.6406 | 3538.8302 | 2260735.4136
WeekDay | Tuesday | 1 | 9 | 558504.974 | 1179431.9899 | 241335.1217 | 184.9448 | 2014.2237 | 2530.9153 | 1984002.1693 | 667053.841 | 1408661.8306 | 288240.0828 | 220.89 | 2405.7004 | 3022.8142 | 2369605.1589
WeekDay | Tuesday | 1 | 10 | 560172.3192 | 1182567.0226 | 246025.1184 | 220.8967 | 2104.5476 | 2382.831 | 1993472.7355 | 669045.245 | 1412406.1763 | 293841.609 | 263.8293 | 2513.5793 | 2845.9488 | 2380916.3877
WeekDay | Tuesday | 1 | 11 | 585330.1353 | 1203406.9865 | 249233.268 | 236.0061 | 2389.068 | 2589.1937 | 2043184.6576 | 699092.637 | 1437296.515 | 297673.2822 | 281.8754 | 2853.398 | 3092.4193 | 2440290.1268
WeekDay | Tuesday | 1 | 12 | 595094.9859 | 1205158.7604 | 252077.0814 | 240.3032 | 2325.8412 | 2536.7538 | 2057433.7259 | 710755.3462 | 1439388.7568 | 301069.8081 | 287.0077 | 2777.8827 | 3029.7874 | 2457308.5889
WeekDay | Tuesday | 1 | 13 | 583011.2266 | 1214821.036 | 253164.7498 | 241.2113 | 3328.4369 | 3138.645 | 2057705.3056 | 696323.0341 | 1450928.955 | 302368.8716 | 288.0922 | 3975.339 | 3748.6599 | 2457632.9518
WeekDay | Tuesday | 1 | 14 | 585783.254 | 1199060.8696 | 252734.8947 | 241.9999 | 4163.9332 | 3221.7633 | 2045206.7145 | 699633.822 | 1432105.7035 | 301855.4715 | 289.034 | 4973.2192 | 3847.9327 | 2442705.1829
WeekDay | Tuesday | 1 | 15 | 620631.053 | 1153927.6252 | 244190.7189 | 256.1109 | 4660.7149 | 3376.8537 | 2027043.0766 | 741254.5045 | 1378200.5363 | 291650.6827 | 305.8876 | 5566.5534 | 4033.166 | 2421011.3305
WeekDay | Tuesday | 1 | 16 | 677765.2635 | 1091602.2303 | 236661.5032 | 258.4267 | 3947.1558 | 3285.0308 | 2013519.6105 | 809493.0993 | 1303761.8187 | 282658.1179 | 308.6535 | 4714.3098 | 3923.4967 | 2404859.4958
WeekDay | Tuesday | 1 | 17 | 745273.3863 | 991773.9298 | 229412.4445 | 63362.3791 | 4520.7128 | 3282.2708 | 2037625.1234 | 890121.8398 | 1184531.2757 | 274000.1601 | 75677.2461 | 5399.341 | 3920.2003 | 2433650.063
WeekDay | Tuesday | 1 | 18 | 877388.3237 | 959693.865 | 223480.046 | 63700.1495 | 3906.51 | 3335.8784 | 2131504.7727 | 1047914.1255 | 1146216.2535 | 266914.7635 | 76080.6642 | 4665.7642 | 3984.2269 | 2545775.7979
WeekDay | Tuesday | 1 | 19 | 944773.8058 | 932323.2262 | 219338.8305 | 64324.6529 | 2172.2906 | 3256.794 | 2166189.5999 | 1128396.3893 | 1113525.9632 | 261968.6775 | 76826.5437 | 2594.4885 | 3889.7719 | 2587201.834
WeekDay | Tuesday | 1 | 20 | 969313.0296 | 886415.9771 | 213337.1079 | 64159.7141 | 1702.6061 | 3208.3879 | 2138136.8228 | 1157704.9618 | 1058696.3587 | 254800.4833 | 76629.5481 | 2033.5181 | 3831.9578 | 2553696.8276
WeekDay | Tuesday | 1 | 21 | 989348.1649 | 834597.88 | 209254.99 | 63976.8337 | 1418.0857 | 3055.102 | 2101651.0564 | 1181634.0484 | 996807.0966 | 249924.9807 | 76411.1237 | 1693.6994 | 3648.8799 | 2510119.8288
WeekDay | Tuesday | 1 | 22 | 972066.0164 | 793028.9419 | 206819.6667 | 63090.7608 | 1291.6322 | 2961.0499 | 2039258.068 | 1160993.0084 | 947158.9805 | 247016.3374 | 75352.8371 | 1542.6689 | 3536.5481 | 2435600.3804
WeekDay | Tuesday | 1 | 23 | 888396.5747 | 757671.0869 | 203615.4566 | 62933.5103 | 2113.58 | 2846.1917 | 1917576.4002 | 1061061.8976 | 904929.1095 | 243189.3694 | 75165.024 | 2524.3672 | 3399.3665 | 2290269.1342
WeekDay | Wednesday | 1 | 0 | 793489.0031 | 728629.4053 | 203672.8762 | 62920.4881 | 2809.0743 | 2822.7317 | 1794343.5787 | 947708.4574 | 870242.9989 | 243257.9489 | 75149.4709 | 3355.0351 | 3371.3469 | 2143085.258
WeekDay | Wednesday | 1 | 1 | 728206.9794 | 706780.3815 | 203359.1934 | 62906.376 | 3080.0461 | 2793.7517 | 1707126.7281 | 869738.472 | 844147.4833 | 242883.2998 | 75132.616 | 3678.6719 | 3336.7345 | 2038917.2777
WeekDay | Wednesday | 1 | 2 | 679708.2552 | 686133.1717 | 202014.7314 | 62890.5289 | 3057.4651 | 2778.5718 | 1636582.724 | 811813.7233 | 819487.3617 | 241277.5334 | 75113.6889 | 3651.7022 | 3318.6042 | 1954662.6137
WeekDay | Wednesday | 1 | 3 | 652321.2234 | 673859.6167 | 202069.9157 | 62886.1352 | 2605.8454 | 2832.7101 | 1596575.4466 | 779103.8539 | 804828.3661 | 241343.4432 | 75108.4412 | 3112.3075 | 3383.2647 | 1906879.6766
WeekDay | Wednesday | 1 | 4 | 642146.4199 | 680652.8425 | 202885.3599 | 62883.4038 | 3229.0806 | 2896.19 | 1594693.2967 | 766951.515 | 812941.897 | 242317.3739 | 75105.179 | 3856.6722 | 3459.0823 | 1904631.7193
WeekDay | Wednesday | 1 | 5 | 685075.7524 | 707911.1413 | 208557.8382 | 62883.838 | 4281.3544 | 3097.0327 | 1671806.957 | 818224.4265 | 845498.0133 | 249092.3331 | 75105.6976 | 5113.4618 | 3698.96 | 1996732.8924
WeekDay | Wednesday | 1 | 6 | 736369.2115 | 750531.3532 | 217761.1412 | 251.4969 | 5080.7212 | 3428.6567 | 1713422.5808 | 879487.084 | 896401.7248 | 260084.3545 | 300.3769 | 6068.1905 | 4095.0372 | 2046436.7679
WeekDay | Wednesday | 1 | 7 | 624842.8745 | 851951.9477 | 226941.7261 | 261.954 | 5193.6261 | 3485.9797 | 1712678.108 | 746284.9194 | 1017534.0338 | 271049.2424 | 312.8663 | 6203.0391 | 4163.5012 | 2045547.6023
WeekDay | Wednesday | 1 | 8 | 554677.5052 | 1012755.123 | 234726.3608 | 204.7888 | 3567.7953 | 3234.6079 | 1809166.1809 | 662482.4802 | 1209590.2924 | 280346.8686 | 244.5907 | 4261.2182 | 3863.2737 | 2160788.7239
WeekDay | Wednesday | 1 | 9 | 543120.2031 | 1123063.1946 | 243498.6081 | 225.2281 | 3138.7566 | 2521.9984 | 1915567.9888 | 648678.9455 | 1341337.4143 | 290824.0559 | 269.0025 | 3748.7932 | 3012.1643 | 2287870.3758
WeekDay | Wednesday | 1 | 10 | 550921.7732 | 1167919.5052 | 249217.2562 | 249.5104 | 2696.1694 | 2474.3354 | 1973478.5498 | 657996.7986 | 1394911.824 | 297654.1585 | 298.0043 | 3220.1864 | 2955.2377 | 2357036.2095
WeekDay | Wednesday | 1 | 11 | 566904.0954 | 1201883.1029 | 249168.4699 | 251.9437 | 3287.7911 | 2336.7603 | 2023832.1633 | 677085.3831 | 1435476.4552 | 297595.8902 | 300.9105 | 3926.7935 | 2790.924 | 2417176.3565
WeekDay | Wednesday | 1 | 12 | 579162.1528 | 1201960.3524 | 252688.59 | 245.5811 | 4583.9395 | 2567.5383 | 2041208.1541 | 691725.8692 | 1435568.7186 | 301800.1672 | 293.3113 | 5474.8563 | 3066.5551 | 2437929.4777
WeekDay | Wednesday | 1 | 13 | 575498.6644 | 1220709.6759 | 253631.799 | 261.2755 | 5342.6606 | 3078.562 | 2058522.6373 | 687350.3594 | 1457962.0881 | 302926.6946 | 312.056 | 6381.0394 | 3676.8994 | 2458609.1369
WeekDay | Wednesday | 1 | 14 | 578082.9138 | 1198549.1155 | 253174.5176 | 261.502 | 5979.4443 | 3167.5187 | 2039215.012 | 690436.8735 | 1431494.4869 | 302380.5379 | 312.3265 | 7141.5859 | 3783.1454 | 2435548.9562
WeekDay | Wednesday | 1 | 15 | 521166.4865 | 1151148.4586 | 248406.8796 | 253.2455 | 5862.0232 | 3213.9079 | 1930051.0011 | 622458.3894 | 1374881.2216 | 296686.2801 | 302.4653 | 7001.3433 | 3838.5506 | 2305168.2503
WeekDay | Wednesday | 1 | 16 | 577427.8018 | 1083454.754 | 245376.4421 | 477.3691 | 6218.8027 | 3252.654 | 1916207.8238 | 689654.4365 | 1294030.8303 | 293066.8586 | 570.1487 | 7427.4651 | 3884.8272 | 2288634.5665
WeekDay | Wednesday | 1 | 17 | 627058.3411 | 991681.7482 | 237150.6793 | 63458.7429 | 5116.8507 | 3512.5181 | 1927978.8803 | 748930.9755 | 1184421.1781 | 283242.3682 | 75792.3388 | 6111.342 | 4195.1975 | 2302693.4002
WeekDay | Wednesday | 1 | 18 | 732151.6758 | 956797.9633 | 227618.6596 | 63773.6709 | 3450.3742 | 3464.4305 | 1987256.7743 | 874449.8444 | 1142757.5155 | 271857.7421 | 76168.475 | 4120.9756 | 4137.7638 | 2373492.3163
WeekDay | Wednesday | 1 | 19 | 807004.349 | 800971.3002 | 223228.365 | 64085.8229 | 993.5632 | 3366.9815 | 1899650.3817 | 963850.5936 | 956644.9848 | 266614.1668 | 76541.2956 | 1186.6684 | 4021.375 | 2268859.0841
WeekDay | Wednesday | 1 | 20 | 828160.4019 | 761357.2918 | 219477.0351 | 64439.5754 | 916.7879 | 3105.8435 | 1877456.9356 | 989118.4552 | 909331.7509 | 262133.743 | 76963.8021 | 1094.9713 | 3709.4832 | 2242352.2056
WeekDay | Wednesday | 1 | 21 | 838081.8034 | 731330.0696 | 216299.7124 | 64247.8307 | 618.7189 | 2942.2607 | 1853520.3957 | 1000968.1419 | 873468.5539 | 258338.8881 | 76734.7906 | 738.9708 | 3514.1071 | 2213763.4523
WeekDay | Wednesday | 1 | 22 | 823172.8635 | 695450.9609 | 213561.5332 | 63984.4555 | 754.2048 | 2827.6148 | 1799751.6327 | 983161.5581 | 830616.1204 | 255068.527 | 76420.2268 | 900.7892 | 3377.179 | 2149544.4005
WeekDay | Wednesday | 1 | 23 | 747544.0341 | 671718.5527 | 209221.3327 | 63652.4388 | 966.4661 | 2723.6903 | 1695826.5147 | 892833.8019 | 802271.1731 | 249884.7819 | 76023.6806 | 1154.3047 | 3253.0563 | 2025420.7985
WeekDay | Thursday | 1 | 0 | 665803.2737 | 670895.1038 | 204505.5317 | 62916.1224 | 2086.4828 | 2682.3966 | 1608888.911 | 795206.2233 | 801287.6818 | 244252.4361 | 75144.2567 | 2492.0036 | 3203.7368 | 1921586.3383
WeekDay | Thursday | 1 | 1 | 608680.0899 | 655046.5026 | 201706.4694 | 62890.9195 | 2718.7503 | 2677.6197 | 1533720.3514 | 726980.7985 | 782358.8078 | 240909.3588 | 75114.1555 | 3247.1561 | 3198.0315 | 1831808.3081
WeekDay | Thursday | 1 | 2 | 311060.3676 | 568461.2407 | 204524.6558 | 62889.3954 | 2732.2989 | 2647.1536 | 1152315.1119 | 371516.8577 | 678945.1693 | 244275.277 | 75112.3351 | 3263.338 | 3161.6441 | 1376274.6212
WeekDay | Thursday | 1 | 3 | 669659.9833 | 651930.2623 | 205361.9656 | 62885.4765 | 3771.0241 | 2698.1073 | 1596306.8191 | 799812.5081 | 778636.9071 | 245275.3232 | 75107.6545 | 4503.9458 | 3222.501 | 1906558.8397
WeekDay | Thursday | 1 | 4 | 663867.2797 | 653592.093 | 205458.2142 | 62889.1367 | 4001.3502 | 2754.8995 | 1592562.9732 | 792893.957 | 780621.7248 | 245390.2782 | 75112.0261 | 4779.0371 | 3290.3311 | 1902087.3544
WeekDay | Thursday | 1 | 5 | 704024.6348 | 678937.5672 | 206297.5816 | 62887.5554 | 3793.6051 | 3016.356 | 1658957.3002 | 840856.1405 | 810893.2474 | 246392.7819 | 75110.1375 | 4530.9156 | 3602.6032 | 1981385.826
WeekDay | Thursday | 1 | 6 | 748388.1996 | 728390.838 | 214307.4997 | 216.0489 | 5604.6 | 3336.0907 | 1700243.2769 | 893842.0361 | 869958.0647 | 255959.4766 | 258.0394 | 6693.8883 | 3984.4804 | 2030695.9855
WeekDay | Thursday | 1 | 7 | 652551.9321 | 832744.662 | 224393.2821 | 215.0869 | 3865.8643 | 3525.4689 | 1717296.2962 | 779379.4022 | 994593.6944 | 268005.4927 | 256.8903 | 4617.2187 | 4210.6654 | 2051063.3637
WeekDay | Thursday | 1 | 8 | 572279.9564 | 984020.5602 | 235065.0096 | 182.204 | 2872.301 | 3316.9831 | 1797737.0143 | 683506.0757 | 1175270.9911 | 280751.3359 | 217.6165 | 3430.5503 | 3961.6591 | 2147138.2287
WeekDay | Thursday | 1 | 9 | 554828.6893 | 1053945.7883 | 246020.5545 | 174.4254 | 2637.4588 | 3050.3251 | 1860657.2415 | 662663.0479 | 1258786.6162 | 293836.1581 | 208.3261 | 3150.0651 | 3643.1745 | 2222287.3879
WeekDay | Thursday | 1 | 10 | 554257.0089 | 1099076.8282 | 251078.3688 | 179.3365 | 2235.5173 | 2705.7504 | 1909532.8101 | 661980.2578 | 1312689.1505 | 299876.9897 | 214.1917 | 2670.0038 | 3231.6296 | 2280662.223
WeekDay | Thursday | 1 | 11 | 561879.8736 | 1123181.8709 | 254421.7543 | 185.9214 | 2813.5905 | 2474.1231 | 1944957.1337 | 671084.6731 | 1341479.156 | 303870.1826 | 222.0564 | 3360.429 | 2954.9841 | 2322971.4812
WeekDay | Thursday | 1 | 12 | 565536.272 | 1117924.2682 | 258545.011 | 179.2399 | 3328.4369 | 3046.5036 | 1948559.7316 | 675451.7149 | 1335199.706 | 308794.8195 | 214.0763 | 3975.339 | 3638.6102 | 2327274.266
WeekDay | Thursday | 1 | 13 | 558598.0794 | 1115365.0924 | 258730.4164 | 177.3708 | 3626.5059 | 2795.981 | 1939293.4458 | 667165.042 | 1332143.1387 | 309016.2596 | 211.8439 | 4331.3395 | 3339.397 | 2316207.0208
WeekDay | Thursday | 1 | 14 | 558906.2004 | 1106946.4924 | 259616.949 | 193.6585 | 3685.2164 | 2712.5442 | 1932061.061 | 667533.0483 | 1322088.3322 | 310075.0953 | 231.2972 | 4401.4608 | 3239.7438 | 2307568.9776
WeekDay | Thursday | 1 | 15 | 602621.0729 | 1064404.2177 | 252270.8686 | 186.3048 | 4990.3972 | 2958.2899 | 1927431.1511 | 719744.1743 | 1271277.7055 | 301301.2591 | 222.5143 | 5960.3115 | 3533.2517 | 2302039.2164
WeekDay | Thursday | 1 | 16 | 665884.3871 | 1013800.1873 | 244462.8052 | 177.6971 | 5207.1747 | 3397.9783 | 1932930.2297 | 795303.1017 | 1210838.4714 | 291975.6507 | 212.2336 | 6219.221 | 4058.3963 | 2308607.0746
WeekDay | Thursday | 1 | 17 | 745799.8327 | 936965.1001 | 237187.7685 | 62865.5795 | 5189.1099 | 3685.4424 | 1991692.8331 | 890750.6042 | 1119070.0138 | 283286.666 | 75083.8904 | 6197.6452 | 4401.7307 | 2378790.5504
WeekDay | Thursday | 1 | 18 | 856852.5484 | 926242.1618 | 232303.4418 | 62882.6692 | 3712.3136 | 3758.4761 | 2085751.611 | 1023387.0964 | 1106263.0066 | 277453.0405 | 75104.3017 | 4433.8245 | 4488.959 | 2491130.2286
WeekDay | Thursday | 1 | 19 | 928973.5127 | 904937.2385 | 228288.7103 | 63270.6948 | 1589.7012 | 3632.3656 | 2130692.2229 | 1109525.2124 | 1080817.3408 | 272658.0212 | 75567.7423 | 1898.6694 | 4338.3381 | 2544805.3241
WeekDay | Thursday | 1 | 20 | 956100.9307 | 851058.2906 | 226414.6729 | 63426.2019 | 993.5632 | 3355.7292 | 2101349.3885 | 1141925.0104 | 1016466.6889 | 270419.7531 | 75753.4732 | 1186.6684 | 4007.9357 | 2509759.5298
WeekDay | Thursday | 1 | 21 | 979746.6528 | 812681.9035 | 221399.5968 | 63405.8821 | 966.4661 | 3178.028 | 2081378.5292 | 1170166.4237 | 970631.6156 | 264429.9663 | 75729.2041 | 1154.3047 | 3795.6972 | 2485907.2116
WeekDay | Thursday | 1 | 22 | 968640.6428 | 765507.8958 | 217936.1595 | 63042.3031 | 993.5632 | 3026.759 | 2019147.3234 | 1156901.8925 | 914289.0502 | 260293.3887 | 75294.9613 | 1186.6684 | 3615.0282 | 2411580.9893
WeekDay | Thursday | 1 | 23 | 886246.2594 | 732982.3474 | 213768.3319 | 62916.9453 | 1580.6688 | 2917.7392 | 1900412.292 | 1058493.6554 | 875441.962 | 255315.5182 | 75145.2395 | 1887.8815 | 3484.8197 | 2269769.0763
WeekDay | Friday | 1 | 0 | 797733.5867 | 713880.8348 | 212253.5784 | 62884.6391 | 1797.4462 | 2861.0532 | 1791411.1383 | 952778.0018 | 852627.9533 | 253506.3631 | 75106.6544 | 2146.7909 | 3417.1164 | 2139582.8799
WeekDay | Friday | 1 | 1 | 735751.8562 | 694331.9597 | 210282.2554 | 62879.196 | 3012.3031 | 2831.3301 | 1709088.9006 | 878749.7418 | 829279.6344 | 251151.9014 | 75100.1534 | 3597.7627 | 3381.6165 | 2041260.8103
WeekDay | Friday | 1 | 2 | 377862.0567 | 625390.904 | 208409.0148 | 62880.6277 | 2763.9123 | 2804.4733 | 1280110.9888 | 451301.8649 | 746939.4617 | 248914.585 | 75101.8633 | 3301.0956 | 3349.5398 | 1528908.4105
WeekDay | Friday | 1 | 3 | 553981.7106 | 658439.5064 | 208399.7256 | 62890.5414 | 3003.2707 | 2805.004 | 1489519.7588 | 661651.4537 | 786411.2627 | 248903.4905 | 75113.7038 | 3586.9748 | 3350.1738 | 1779017.0592
WeekDay | Friday | 1 | 4 | 557309.4793 | 660009.9152 | 208921.2395 | 62895.4691 | 4087.1579 | 2906.2746 | 1496129.5357 | 665625.9946 | 788286.8901 | 249526.3637 | 75119.5893 | 4881.5221 | 3471.1269 | 1786911.4868
WeekDay | Friday | 1 | 5 | 611143.6835 | 681825.7622 | 212244.5384 | 62886.4895 | 4556.8424 | 3138.2203 | 1575795.5362 | 729923.2066 | 814342.7808 | 253495.5661 | 75108.8644 | 5442.4926 | 3748.1527 | 1882061.0631
WeekDay | Friday | 1 | 6 | 682180.9257 | 727840.9391 | 220942.1569 | 195.9379 | 5017.4944 | 3413.6891 | 1639591.1431 | 814766.9725 | 869301.2895 | 263883.6201 | 234.0197 | 5992.6752 | 4077.1605 | 1958255.7374
WeekDay | Friday | 1 | 7 | 618814.3032 | 829179.53 | 230702.7559 | 213.8349 | 4303.9353 | 3584.9149 | 1686799.2743 | 739084.6583 | 990335.6571 | 275541.2514 | 255.395 | 5140.4316 | 4281.6651 | 2014639.0585
WeekDay | Friday | 1 | 8 | 556804.6769 | 970294.2162 | 239956.2906 | 210.0116 | 3120.6918 | 3607.4195 | 1773993.3067 | 665023.0808 | 1158876.848 | 286593.2674 | 250.8286 | 3727.2174 | 4308.5436 | 2118779.7858
WeekDay | Friday | 1 | 9 | 542142.7832 | 1047890.3025 | 248330.3043 | 215.065 | 2452.2947 | 3408.0629 | 1844438.8128 | 647511.5581 | 1251554.2096 | 296594.822 | 256.8642 | 2928.9133 | 4070.4408 | 2202916.8081
WeekDay | Friday | 1 | 10 | 549499.2278 | 1086473.0294 | 255493.3966 | 226.7293 | 5794.2802 | 2968.5868 | 1900455.2503 | 656297.7729 | 1297635.7261 | 305150.1052 | 270.7956 | 6920.4341 | 3545.5499 | 2269820.3838
WeekDay | Friday | 1 | 11 | 553837.7913 | 1110757.7548 | 256718.4747 | 227.3028 | 2429.7138 | 3035.3575 | 1927006.3949 | 661479.5628 | 1326640.3368 | 306613.2847 | 271.4805 | 2901.9435 | 3625.2978 | 2301531.9062
WeekDay | Friday | 1 | 12 | 557697.2394 | 1107228.2346 | 258370.4608 | 222.7865 | 3305.8559 | 2957.5468 | 1929782.124 | 666089.1183 | 1322424.8327 | 308586.3444 | 266.0865 | 3948.3693 | 3532.3642 | 2304847.1153
WeekDay | Friday | 1 | 13 | 545518.9311 | 1110416.74 | 256995.9283 | 206.6963 | 3730.3784 | 3344.6892 | 1920213.3633 | 651543.8811 | 1326233.0437 | 306944.6631 | 246.869 | 4455.4003 | 3994.75 | 2293418.6072
WeekDay | Friday | 1 | 14 | 540074.0802 | 1101223.0886 | 254357.9417 | 192.7432 | 3631.0221 | 2935.4669 | 1902414.3426 | 645040.79 | 1315252.5497 | 303793.9677 | 230.204 | 4336.7335 | 3505.9929 | 2272160.2377
WeekDay | Friday | 1 | 15 | 572662.8215 | 1063842.1526 | 245802.8364 | 192.7608 | 5437.5007 | 2866.6793 | 1890804.7514 | 683963.353 | 1270606.3996 | 293576.1252 | 230.2251 | 6494.3123 | 3423.836 | 2258294.2512
WeekDay | Friday | 1 | 16 | 624771.9231 | 1000469.9113 | 239122.8988 | 174.2052 | 5324.5958 | 3203.7171 | 1873067.2513 | 746200.1782 | 1194917.3745 | 285597.9007 | 208.063 | 6359.4636 | 3826.3792 | 2237109.3592
WeekDay | Friday | 1 | 17 | 679947.5562 | 928614.9506 | 233881.7706 | 62830.1035 | 3481.9876 | 3566.0196 | 1912322.3879 | 812099.5339 | 1109096.9614 | 279338.1271 | 75041.5194 | 4158.7332 | 4259.0973 | 2283993.9724
WeekDay | Friday | 1 | 18 | 770235.2722 | 909117.2129 | 228582.7742 | 62901.1875 | 2750.3637 | 3589.9041 | 1977176.7146 | 919935.2213 | 1085809.7189 | 273009.2382 | 75126.4191 | 3284.9138 | 4287.624 | 2361453.1352
WeekDay | Friday | 1 | 19 | 784108.5477 | 891134.7915 | 225661.7637 | 62958.1054 | 1964.5455 | 3473.8782 | 1969301.632 | 936504.8529 | 1064332.3036 | 269520.5115 | 75194.3993 | 2346.367 | 4149.0477 | 2352047.482
WeekDay | Friday | 1 | 20 | 760125.8497 | 852497.8176 | 224084.0477 | 62968.0991 | 1576.1526 | 3232.4848 | 1904484.4515 | 907860.9705 | 1018185.9969 | 267636.1567 | 75206.3353 | 1882.4875 | 3860.738 | 2274632.6849
WeekDay | Friday | 1 | 21 | 747629.0326 | 819519.9255 | 219774.5373 | 62968.2892 | 1232.9217 | 3121.4481 | 1854246.1544 | 892935.3204 | 978798.6492 | 262489.0665 | 75206.5624 | 1472.5476 | 3728.1206 | 2214630.2667
WeekDay | Friday | 1 | 22 | 737999.0444 | 779520.5406 | 213295.0245 | 62929.8719 | 1390.9885 | 2936.953 | 1798072.423 | 881433.6849 | 931025.1385 | 254750.2206 | 75160.6785 | 1661.3357 | 3507.7679 | 2147538.8261
WeekDay | Friday | 1 | 23 | 683828.4852 | 755288.4011 | 209780.2896 | 62921.1489 | 1941.9645 | 2881.2224 | 1716641.5117 | 816734.7453 | 902083.3341 | 250552.3755 | 75150.2601 | 2319.3972 | 3441.2056 | 2050281.3178
Saturday | Saturday | 1 | 0 | 628358.3942 | 725462.7101 | 207204.2866 | 62922.0216 | 2587.7806 | 2821.2455 | 1629356.4387 | 750483.7018 | 866460.8371 | 247475.7105 | 75151.3024 | 3090.7317 | 3369.5719 | 1946031.8555
Saturday | Saturday | 1 | 1 | 578953.9435 | 699960.4163 | 205029.2349 | 62898.5028 | 2601.3292 | 2794.3887 | 1552237.8154 | 691477.1931 | 836002.0161 | 244877.9242 | 75123.2126 | 3106.9135 | 3337.4952 | 1853924.7548
Saturday | Saturday | 1 | 2 | 550134.8882 | 686135.2701 | 202208.4097 | 62890.5372 | 2705.2018 | 2740.8872 | 1506815.1941 | 657056.9777 | 819489.8679 | 241508.8542 | 75113.6988 | 3230.9743 | 3273.5955 | 1799673.9685
Saturday | Saturday | 1 | 3 | 541484.1351 | 675368.2816 | 199080.0972 | 62899.1574 | 2578.7482 | 2752.2457 | 1484162.6653 | 646724.8977 | 806630.2492 | 237772.5351 | 75123.9944 | 3079.9438 | 3287.1615 | 1772618.7817
Saturday | Saturday | 1 | 4 | 529987.3999 | 673426.773 | 199343.3101 | 62892.692 | 3229.0806 | 2738.1272 | 1471617.3828 | 632993.7015 | 804311.3965 | 238086.905 | 75116.2724 | 3856.6722 | 3270.2991 | 1757635.2467
Saturday | Saturday | 1 | 5 | 532402.4827 | 684918.5124 | 198923.9563 | 62885.278 | 3784.5727 | 2863.707 | 1485778.5092 | 635878.1704 | 818036.6259 | 237586.0473 | 75107.4175 | 4520.1277 | 3420.286 | 1774548.6748
Saturday | Saturday | 1 | 6 | 552823.7824 | 702100.8369 | 200437.4792 | 206.5352 | 3924.5748 | 2931.1146 | 1462424.3232 | 660268.4751 | 838558.4406 | 239393.7326 | 246.6766 | 4687.34 | 3500.7947 | 1746655.4596
Saturday | Saturday | 1 | 7 | 607508.0853 | 715215.6942 | 201869.292 | 195.8725 | 2592.2968 | 2778.6779 | 1530159.9188 | 725581.0076 | 854222.2508 | 241103.827 | 233.9415 | 3096.1256 | 3318.731 | 1827555.8836
Saturday | Saturday | 1 | 8 | 652180.1883 | 773015.3421 | 205974.6828 | 160.5326 | 2240.0335 | 2229.0143 | 1635799.7936 | 778935.4077 | 923255.6148 | 246007.1256 | 191.733 | 2675.3978 | 2662.2369 | 1953727.5159
Saturday | Saturday | 1 | 9 | 677291.0259 | 845296.0532 | 209486.2678 | 171.7439 | 1973.5779 | 416.1223 | 1734634.7911 | 808926.6907 | 1009584.5254 | 250201.2088 | 205.1234 | 2357.1549 | 496.9982 | 2071771.7013
Saturday | Saturday | 1 | 10 | 688433.8183 | 885333.5854 | 212363.4657 | 167.7792 | 1454.2153 | 1065.4642 | 1788818.3281 | 822235.1531 | 1057403.5976 | 253637.6077 | 200.3882 | 1736.851 | 1272.5437 | 2136486.1412
Saturday | Saturday | 1 | 11 | 671449.5201 | 909113.9584 | 214431.4218 | 172.0317 | 1133.5653 | 1751.6414 | 1798052.1387 | 801949.8524 | 1085805.8319 | 256107.4838 | 205.4671 | 1353.8807 | 2092.0836 | 2147514.5994
Saturday | Saturday | 1 | 12 | 682837.7996 | 911025.2326 | 214813.655 | 174.9303 | 1002.5956 | 1675.6354 | 1811529.8485 | 815551.5139 | 1088088.5739 | 256564.0063 | 208.9291 | 1197.4563 | 2001.3054 | 2163611.7848
Saturday | Saturday | 1 | 13 | 680272.0799 | 893882.8372 | 212323.4751 | 172.3278 | 889.6907 | 1784.0182 | 1789324.4289 | 812487.1307 | 1067614.4488 | 253589.8447 | 205.8207 | 1062.6076 | 2130.7531 | 2137090.6057
Saturday | Saturday | 1 | 14 | 674843.7739 | 873946.3519 | 207243.0537 | 150.3581 | 1783.8976 | 2018.724 | 1759986.1592 | 806003.8002 | 1043803.1854 | 247522.0123 | 179.5811 | 2130.6091 | 2411.0753 | 2102050.2634
Saturday | Saturday | 1 | 15 | 677942.7089 | 865320.4903 | 203488.6167 | 153.9425 | 3897.4777 | 2450.6632 | 1753253.8992 | 809705.0323 | 1033500.8347 | 243037.8773 | 183.8621 | 4654.9763 | 2926.9646 | 2094009.5473
Saturday | Saturday | 1 | 16 | 685096.6706 | 856938.3443 | 200478.5289 | 151.5695 | 4064.5769 | 2977.2914 | 1749706.9817 | 818249.4103 | 1023489.5672 | 239442.7606 | 181.028 | 4854.5524 | 3555.9463 | 2089773.2646
Saturday | Saturday | 1 | 17 | 717901.2381 | 830768.0378 | 197790.3671 | 62837.1517 | 3296.8235 | 3347.2369 | 1815940.8551 | 857429.7467 | 992232.9011 | 236232.138 | 75049.9375 | 3937.5814 | 3997.7929 | 2168880.0975
Saturday | Saturday | 1 | 18 | 783591.8857 | 844566.3287 | 197406.2233 | 62840.7932 | 2727.7827 | 3380.463 | 1894513.4766 | 935887.7745 | 1008712.9744 | 235773.3335 | 75054.2868 | 3257.944 | 4037.4767 | 2262723.7899
Saturday | Saturday | 1 | 19 | 804280.0312 | 838712.9633 | 199274.03 | 62909.2955 | 1747.7681 | 3378.4461 | 1910302.5341 | 960596.788 | 1001721.9716 | 238004.1598 | 75136.1029 | 2087.4575 | 4035.0678 | 2281581.5476
Saturday | Saturday | 1 | 20 | 755045.7852 | 808200.5496 | 197542.5125 | 62921.9426 | 1250.9865 | 3223.674 | 1828185.4505 | 901793.5643 | 965279.2832 | 235936.1114 | 75151.2081 | 1494.1233 | 3850.2148 | 2183504.5051
Saturday | Saturday | 1 | 21 | 773641.1534 | 794559.4544 | 194360.4177 | 62921.9322 | 998.0794 | 3126.3311 | 1829607.3682 | 924003.0563 | 948986.9574 | 232135.5569 | 75151.1957 | 1192.0623 | 3733.9528 | 2185202.7813
Saturday | Saturday | 1 | 22 | 766155.9181 | 763263.9914 | 191850.2968 | 62927.2049 | 1070.3386 | 3002.2375 | 1788269.9872 | 915063.0196 | 911609.0292 | 229137.5786 | 75157.4931 | 1278.3655 | 3585.7408 | 2135831.2268
Saturday | Saturday | 1 | 23 | 731640.4622 | 742604.1975 | 188860.6904 | 62927.5696 | 1883.254 | 2908.61 | 1730824.7836 | 873839.2732 | 886933.8777 | 225566.9239 | 75157.9287 | 2249.2759 | 3473.9162 | 2067221.1956
Sunday | Sunday | 1 | 0 | 676031.6619 | 717083.6164 | 187655.4671 | 62924.5546 | 2479.3919 | 2855.0024 | 1649029.6943 | 807422.5615 | 856453.2152 | 224127.458 | 75154.3277 | 2961.277 | 3409.8896 | 1969528.7289
Sunday | Sunday | 1 | 1 | 632742.46 | 688759.8561 | 185711.8149 | 62928.9815 | 2461.3271 | 2784.0918 | 1575388.5314 | 755719.8378 | 822624.5583 | 221806.0451 | 75159.615 | 2939.7012 | 3325.1971 | 1881574.9545
Sunday | Sunday | 1 | 2 | 600554.3646 | 663795.8936 | 184938.9044 | 62923.5998 | 2632.9426 | 2741.3118 | 1517587.0169 | 717275.7886 | 792808.6967 | 220882.9147 | 75153.1873 | 3144.6712 | 3274.1026 | 1812539.361
Sunday | Sunday | 1 | 3 | 596790.1846 | 662180.7853 | 182404.6984 | 62921.2715 | 2845.2038 | 2754.0503 | 1509896.194 | 712780.0172 | 790879.6821 | 217856.1703 | 75150.4065 | 3398.1867 | 3289.3168 | 1803353.7796
Sunday | Sunday | 1 | 4 | 570921.9005 | 660562.8048 | 183791.455 | 62924.8995 | 3649.0868 | 2745.0272 | 1484595.1738 | 681884.0733 | 788947.2372 | 219512.4514 | 75154.7396 | 4358.3092 | 3278.5401 | 1773135.3509
Sunday | Sunday | 1 | 5 | 557015.6458 | 661141.5069 | 185111.7816 | 62921.8855 | 4534.2614 | 2872.1993 | 1473597.2805 | 665275.0528 | 789638.4136 | 221089.3917 | 75151.1398 | 5415.5229 | 3430.4288 | 1759999.9497
Sunday | Sunday | 1 | 6 | 556766.4076 | 665026.5218 | 184427.4061 | 240.3687 | 4791.6846 | 2913.3869 | 1414165.7757 | 664977.3736 | 794278.505 | 220272.0036 | 287.0858 | 5722.9779 | 3479.6215 | 1689017.5674
Sunday | Sunday | 1 | 7 | 590249.4848 | 657448.4795 | 183237.7601 | 221.6042 | 3039.4003 | 2729.8473 | 1436926.5761 | 704968.0922 | 785227.6237 | 218851.1426 | 264.6743 | 3630.1264 | 3260.4098 | 1716202.069
Sunday | Sunday | 1 | 8 | 642761.2687 | 684369.9033 | 185134.9602 | 173.5807 | 2294.2279 | 2363.2987 | 1517097.2395 | 767685.8634 | 817381.3913 | 221117.0751 | 207.3172 | 2740.1251 | 2822.6203 | 1811954.3924
Sunday | Sunday | 1 | 9 | 675907.6094 | 719123.5715 | 189066.5076 | 150.1773 | 1458.7315 | 2145.6837 | 1587852.281 | 807274.3986 | 858889.6481 | 225812.7429 | 179.3652 | 1742.2449 | 2562.7105 | 1896461.1102
Sunday | Sunday | 1 | 10 | 690141.108 | 752555.9192 | 190189.1523 | 142.967 | 2429.7138 | 2013.947 | 1637472.8073 | 824274.265 | 898819.7776 | 227153.5804 | 170.7535 | 2901.9435 | 2405.37 | 1955725.6901
Sunday | Sunday | 1 | 11 | 673591.3639 | 774042.0558 | 191465.5638 | 144.7831 | 1987.1265 | 2212.3482 | 1643443.2413 | 804507.9766 | 924481.8766 | 228678.0704 | 172.9226 | 2373.3367 | 2642.3317 | 1962856.5145
Sunday | Sunday | 1 | 12 | 685128.4337 | 792017.2293 | 193010.4873 | 149.9726 | 2687.137 | 2624.1182 | 1675617.3781 | 818287.3467 | 945950.6353 | 230523.2593 | 179.1208 | 3209.3985 | 3134.1317 | 2001283.8923
Sunday | Sunday | 1 | 13 | 686068.8839 | 793380.2005 | 194185.9971 | 152.01 | 3265.2101 | 2493.2308 | 1679545.5323 | 819410.5791 | 947578.5083 | 231927.2365 | 181.5541 | 3899.8237 | 2977.8055 | 2005975.5073
Sunday | Sunday | 1 | 14 | 666629.4179 | 792290.7189 | 194084.3512 | 154.6126 | 6991.0723 | 2259.2681 | 1662409.4409 | 796192.9337 | 946277.2792 | 231805.8352 | 184.6625 | 8349.8301 | 2698.3707 | 1985508.9114
Sunday | Sunday | 1 | 15 | 658105.8957 | 789307.4951 | 193206.167 | 158.4546 | 6291.0618 | 2552.6768 | 1649621.7511 | 786012.8127 | 942714.2477 | 230756.9705 | 189.2513 | 7513.7683 | 3048.8052 | 1970235.8557
Sunday | Sunday | 1 | 16 | 664772.5728 | 781550.8473 | 192729.5079 | 158.6728 | 6069.7682 | 2981.1129 | 1648262.4821 | 793975.1995 | 933450.0478 | 230187.6698 | 189.5119 | 7249.4649 | 3560.5105 | 1968612.4043
Sunday | Sunday | 1 | 17 | 695025.6193 | 783602.8683 | 190154.7979 | 62847.2742 | 4480.067 | 3337.3646 | 1739447.9913 | 830108.1111 | 935900.8916 | 227112.5491 | 75062.0274 | 5350.7955 | 3986.0019 | 2077520.3766
Sunday | Sunday | 1 | 18 | 777181.1006 | 817875.4996 | 189769.0245 | 62862.3556 | 2718.7503 | 3404.9845 | 1853811.7151 | 928231.014 | 976834.6191 | 226651.7983 | 75080.04 | 3247.1561 | 4066.7641 | 2214111.3915
Sunday | Sunday | 1 | 19 | 817760.2438 | 811978.1385 | 190866.2555 | 62910.431 | 1842.6082 | 3330.7831 | 1888688.4601 | 976696.9626 | 969791.0696 | 227962.2829 | 75137.4592 | 2200.7304 | 3978.1412 | 2255766.6458
Sunday | Sunday | 1 | 20 | 835373.7961 | 786443.1894 | 191919.7221 | 62933.9145 | 1580.6688 | 3140.2373 | 1881391.5281 | 997733.8168 | 939293.2465 | 229220.4971 | 75165.5067 | 1887.8815 | 3750.5616 | 2247051.5103
Sunday | Sunday | 1 | 21 | 845174.3972 | 759113.5731 | 191831.8699 | 62943.7481 | 1815.511 | 3016.9929 | 1863896.0923 | 1009439.2248 | 906651.9517 | 229115.5704 | 75177.2516 | 2168.3667 | 3603.3639 | 2226155.7292
Sunday | Sunday | 1 | 22 | 835581.4524 | 740313.1263 | 190576.4847 | 62949.4987 | 1499.3773 | 2975.1683 | 1833895.1078 | 997981.8324 | 884197.5227 | 227616.1934 | 75184.1199 | 1790.7904 | 3553.4105 | 2190323.8693
Sunday | Sunday | 1 | 23 | 790692.1305 | 724160.3148 | 191283.587 | 62946.8297 | 1702.6061 | 2907.4423 | 1773692.9104 | 944367.9954 | 864905.3133 | 228460.7253 | 75180.9321 | 2033.5181 | 3472.5216 | 2118421.0057
WeekDay | Monday | 1 | 0 | 725736.1557 | 704954.2742 | 191074.8941 | 62945.5559 | 2619.394 | 2882.7085 | 1690212.9824 | 866787.4285 | 841966.4609 | 228211.4716 | 75179.4108 | 3128.4893 | 3442.9806 | 2018716.2417
WeekDay | Monday | 1 | 1 | 658874.3114 | 688326.9884 | 188231.2946 | 62946.2146 | 2253.5821 | 2778.4656 | 1603410.8567 | 786930.5747 | 822107.5602 | 224815.2011 | 75180.1975 | 2691.5796 | 3318.4775 | 1915043.5905
WeekDay | Monday | 1 | 2 | 616073.5793 | 671382.8151 | 188815.0019 | 62946.8162 | 2651.0074 | 2762.2241 | 1544631.444 | 735811.2579 | 801870.1829 | 225512.3555 | 75180.9159 | 3166.2469 | 3299.0793 | 1844840.0384
WeekDay | Monday | 1 | 3 | 530066.3818 | 659711.0854 | 189891.8281 | 62942.7466 | 1770.3491 | 2809.5686 | 1447191.9596 | 633088.0341 | 787929.9809 | 226798.4695 | 75176.0554 | 2114.4273 | 3355.6255 | 1728462.5927
WeekDay | Monday | 1 | 4 | 523726.5433 | 662215.6337 | 191965.6353 | 62939.3149 | 2181.3229 | 2827.6148 | 1445856.065 | 625516.0091 | 790921.3036 | 229275.3339 | 75171.9568 | 2605.2764 | 3377.179 | 1726867.0588
WeekDay | Monday | 1 | 5 | 524717.4174 | 685600.6766 | 200242.7773 | 62942.3341 | 3608.4411 | 2966.2514 | 1480077.898 | 626699.4656 | 818851.3729 | 239161.1891 | 75175.5628 | 4309.7637 | 3542.7606 | 1767740.1148
WeekDay | Monday | 1 | 6 | 536267.7605 | 731479.4028 | 212262.7988 | 265.0521 | 3689.7326 | 3052.7667 | 1487017.5135 | 640494.6887 | 873646.9109 | 253517.3756 | 316.5666 | 4406.8548 | 3646.0906 | 1776028.4872
WeekDay | Monday | 1 | 7 | 548546.3552 | 798762.7249 | 226471.2991 | 249.4762 | 2289.7117 | 2898.2069 | 1579217.774 | 655159.7036 | 954007.1594 | 270487.3851 | 297.9634 | 2734.7312 | 3461.4912 | 1886148.4338
WeekDay | Monday | 1 | 8 | 556434.0412 | 904264.0684 | 239548.0962 | 208.8054 | 2212.9363 | 2593.7583 | 1705261.7058 | 664580.4098 | 1080013.336 | 286105.7379 | 249.388 | 2643.0341 | 3097.8711 | 2036689.7768
WeekDay | Monday | 1 | 9 | 575119.6987 | 967212.0621 | 251670.4213 | 201.4475 | 2127.1286 | 2216.4882 | 1798547.2464 | 686897.7394 | 1155195.6583 | 300584.1112 | 240.6001 | 2540.5491 | 2647.2763 | 2148105.9343
WeekDay | Monday | 1 | 10 | 588301.3211 | 1015229.6154 | 256299.8557 | 177.5433 | 1996.1589 | 2004.0748 | 1864008.5692 | 702641.291 | 1212545.7177 | 306113.3045 | 212.0499 | 2384.1246 | 2393.579 | 2226290.0667
WeekDay | Monday | 1 | 11 | 594666.2602 | 1033578.1039 | 258090.6437 | 192.5915 | 2515.5215 | 1735.7183 | 1890778.8391 | 710243.295 | 1234460.3474 | 308252.1432 | 230.0228 | 3004.4285 | 2073.0658 | 2258263.3027
WeekDay | Monday | 1 | 12 | 599501.8994 | 1039435.3315 | 262943.8607 | 195.593 | 3152.3052 | 2293.1311 | 1907522.1209 | 716018.7703 | 1241455.9631 | 314048.6127 | 233.6077 | 3764.9751 | 2738.8152 | 2278260.7441
WeekDay | Monday | 1 | 13 | 586220.3035 | 1043588.054 | 264413.3817 | 208.3783 | 4181.998 | 2993.9575 | 1901606.0731 | 700155.8148 | 1246415.7927 | 315803.7441 | 248.878 | 4994.795 | 3575.8515 | 2271194.8761
WeekDay | Monday | 1 | 14 | 578846.6312 | 1043928.7538 | 263014.6282 | 191.325 | 4561.3585 | 2471.0447 | 1893013.7413 | 691349.024 | 1246822.7096 | 314133.1342 | 228.5102 | 5447.8866 | 2951.3073 | 2260932.5719
WeekDay | Monday | 1 | 15 | 593830.6336 | 1029599.5878 | 257709.2791 | 187.0902 | 5780.7316 | 2721.2488 | 1889828.5711 | 709245.2592 | 1229708.5823 | 307796.658 | 223.4524 | 6904.2523 | 3250.1402 | 2257128.3443
WeekDay | Monday | 1 | 16 | 621551.9274 | 993428.4357 | 252297.0826 | 179.1267 | 5369.7577 | 3241.2955 | 1876067.6257 | 742354.3565 | 1186507.345 | 301332.568 | 213.941 | 6413.4031 | 3871.2612 | 2240692.8748
WeekDay | Monday | 1 | 17 | 648237.0515 | 928164.4395 | 243676.555 | 62966.7183 | 3834.2509 | 3290.2324 | 1890169.2476 | 774225.8982 | 1108558.8908 | 291036.588 | 75204.6862 | 4579.4611 | 3929.7092 | 2257535.2334
WeekDay | Monday | 1 | 18 | 736749.5569 | 896093.9144 | 235538.5932 | 63292.8805 | 3269.7263 | 3305.3062 | 1938249.9775 | 879941.3518 | 1070255.2625 | 281316.9634 | 75594.24 | 3905.2177 | 3947.7127 | 2314960.7481
WeekDay | Monday | 1 | 19 | 906178.5939 | 910404.1484 | 230176.1505 | 63325.567 | 1576.1526 | 3246.0725 | 2114906.6849 | 1082299.9613 | 1087346.7782 | 274912.2971 | 75633.2793 | 1882.4875 | 3876.9665 | 2525951.77
WeekDay | Monday | 1 | 20 | 919553.5718 | 869827.6754 | 226758.1923 | 63006.8686 | 1052.2738 | 3042.6821 | 2083241.264 | 1098274.4481 | 1038884.0189 | 270830.0377 | 75252.6399 | 1256.7897 | 3634.046 | 2488131.9803
WeekDay | Monday | 1 | 21 | 935363.6159 | 830492.8495 | 221845.3898 | 62935.2506 | 1178.7273 | 2976.7606 | 2054792.5937 | 1117157.2713 | 991904.2283 | 264962.4018 | 75167.1025 | 1407.8202 | 3555.3123 | 2454154.1364
WeekDay | Monday | 1 | 22 | 928685.6466 | 783414.3056 | 217057.7594 | 62936.0651 | 1309.697 | 2873.2608 | 1996276.7345 | 1109181.3977 | 935675.6807 | 259244.2661 | 75168.0753 | 1564.2447 | 3431.6967 | 2384265.3612
WeekDay | Monday | 1 | 23 | 852628.6726 | 752585.6148 | 214632.5605 | 62939.369 | 1521.9582 | 2769.9733 | 1887078.1484 | 1018342.2844 | 898855.2447 | 256347.7149 | 75172.0213 | 1817.7602 | 3308.3346 | 2253843.3601
WeekDay | Tuesday | 1 | 0 | 774795.1909 | 740309.8558 | 212805.9479 | 62943.4656 | 2718.7503 | 2730.378 | 1796303.5885 | 925381.3882 | 884193.6167 | 254166.089 | 75176.9141 | 3247.1561 | 3261.0437 | 2145426.2078
WeekDay | Tuesday | 1 | 1 | 711459.2486 | 714484.0791 | 211690.3662 | 62948.7829 | 3043.9165 | 2700.0181 | 1706326.4113 | 849735.717 | 853348.4418 | 252833.6872 | 75183.2649 | 3635.5203 | 3224.7831 | 2037961.4144
WeekDay | Tuesday | 1 | 2 | 665545.8436 | 697408.4626 | 210724.3469 | 62942.5617 | 2678.1046 | 2673.692 | 1641973.0112 | 794898.7601 | 832954.0745 | 251679.9161 | 75175.8346 | 3198.6106 | 3193.3404 | 1961100.5363
WeekDay | Tuesday | 1 | 3 | 656484.1772 | 691777.3704 | 207589.3955 | 62947.9476 | 3025.8517 | 2721.9919 | 1624546.7343 | 784075.9034 | 826228.545 | 247935.6677 | 75182.2673 | 3613.9445 | 3251.0277 | 1940287.3556
WeekDay | Tuesday | 1 | 4 | 649456.9354 | 694515.7128 | 208801.8388 | 62942.491 | 3233.5968 | 2800.3333 | 1621750.908 | 775682.874 | 829499.1011 | 249383.7567 | 75175.7502 | 3862.0661 | 3344.5952 | 1936948.1433
WeekDay | Tuesday | 1 | 5 | 696298.2242 | 727569.0451 | 215374.1199 | 62946.4931 | 3816.1861 | 3061.5774 | 1709065.6458 | 831628.0545 | 868976.5513 | 257233.401 | 75180.53 | 4557.8853 | 3656.6138 | 2041233.0358
WeekDay | Tuesday | 1 | 6 | 756706.8295 | 796807.2212 | 224125.9418 | 288.5761 | 8251.0912 | 3471.8613 | 1789651.5209 | 903777.4428 | 951671.5915 | 267686.1931 | 344.6626 | 9854.7413 | 4146.6388 | 2137481.2701
WeekDay | Tuesday | 1 | 7 | 639033.5835 | 895509.7651 | 232492.7002 | 306.418 | 8142.7024 | 3809.536 | 1779294.7052 | 763233.6796 | 1069557.5801 | 277679.0824 | 365.9722 | 9725.2866 | 4549.9427 | 2125111.5437
WeekDay | Tuesday | 1 | 8 | 547842.6634 | 1051968.7042 | 243053.289 | 236.1485 | 3549.7305 | 3523.6642 | 1850174.1999 | 654319.245 | 1256425.2737 | 290292.1864 | 282.0454 | 4239.6424 | 4208.51 | 2209766.9029
WeekDay | Tuesday | 1 | 9 | 535310.0719 | 1146350.2037 | 250403.3653 | 238.6461 | 2059.3856 | 3284.9247 | 1937646.5974 | 639350.8675 | 1369150.3964 | 299070.7951 | 285.0285 | 2459.6399 | 3923.3699 | 2314240.0973
WeekDay | Tuesday | 1 | 10 | 535841.7271 | 1199884.8787 | 254849.1139 | 231.9574 | 2226.4849 | 3152.9757 | 1996187.1377 | 639985.8531 | 1433089.8638 | 304380.6022 | 277.0397 | 2659.2159 | 3765.7759 | 2384158.3506
WeekDay | Tuesday | 1 | 11 | 535792.1255 | 1218373.7275 | 258008.1336 | 248.8549 | 3125.208 | 2881.1162 | 2018429.1656 | 639926.6111 | 1455172.1338 | 308153.5967 | 297.2213 | 3732.6114 | 3441.0788 | 2410723.2531
WeekDay | Tuesday | 1 | 12 | 542856.1407 | 1217165.9664 | 264828.7666 | 363.4471 | 3174.8862 | 3127.1804 | 2031516.3872 | 648363.561 | 1453729.6369 | 316299.8616 | 434.0852 | 3791.9448 | 3734.967 | 2426354.0565
WeekDay | Tuesday | 1 | 13 | 540104.1639 | 1233962.0207 | 266778.9485 | 277.2681 | 3789.0889 | 3841.5944 | 2048753.0845 | 645076.7206 | 1473790.1073 | 318629.0733 | 331.1569 | 4525.5216 | 4588.2319 | 2446940.8116
WeekDay | Tuesday | 1 | 14 | 548680.8745 | 1215587.4988 | 263901.8157 | 280.1741 | 4448.4536 | 3627.801 | 2036526.6177 | 655320.3675 | 1451844.3845 | 315192.7522 | 334.6276 | 5313.0379 | 4332.8863 | 2432338.056
WeekDay | Tuesday | 1 | 15 | 594561.6752 | 1171263.557 | 256310.5243 | 271.957 | 4931.6867 | 3309.0216 | 2030648.4217 | 710118.3832 | 1398905.8128 | 306126.0466 | 324.8135 | 5890.1902 | 3952.1502 | 2425317.3965
WeekDay | Tuesday | 1 | 16 | 649390.6328 | 1100381.2407 | 255451.955 | 294.5168 | 5369.7577 | 3584.1718 | 2014472.2748 | 775603.685 | 1314247.0835 | 305100.6092 | 351.7579 | 6413.4031 | 4280.7776 | 2405997.3163
WeekDay | Tuesday | 1 | 17 | 711798.189 | 996566.9964 | 247153.3991 | 63226.931 | 4773.6198 | 3673.0224 | 2027192.1577 | 850140.5326 | 1190255.9041 | 295189.178 | 75515.4728 | 5701.4021 | 4386.8969 | 2421189.3865
WeekDay | Tuesday | 1 | 18 | 831004.4828 | 963387.4272 | 238837.6999 | 63845.0812 | 3694.2488 | 3704.0193 | 2104472.9591 | 992515.3006 | 1150627.6822 | 285257.2717 | 76253.7643 | 4412.2487 | 4423.9182 | 2513490.1856
WeekDay | Tuesday | 1 | 19 | 944773.8058 | 935383.6805 | 233671.6277 | 64280.5504 | 2172.2906 | 3521.6473 | 2183803.6023 | 1128396.3893 | 1117181.2356 | 279087.1417 | 76773.8696 | 2594.4885 | 4206.1011 | 2608239.2258
WeekDay | Tuesday | 1 | 20 | 969313.0296 | 888985.6207 | 229567.8586 | 64482.2275 | 1702.6061 | 3302.0154 | 2157353.3579 | 1157704.9618 | 1061765.4283 | 274185.7799 | 77014.7439 | 2033.5181 | 3943.7824 | 2576648.2142
WeekDay | Tuesday | 1 | 21 | 989348.1649 | 838048.4016 | 225275.1912 | 64459.5493 | 1418.0857 | 3111.8942 | 2121661.2869 | 1181634.0484 | 1000928.2483 | 269058.8062 | 76987.658 | 1693.6994 | 3716.71 | 2534019.1703
WeekDay | Tuesday | 1 | 22 | 972066.0164 | 795697.3732 | 221714.4412 | 63996.8128 | 1291.6322 | 2995.0191 | 2057761.2948 | 1160993.0084 | 950346.0377 | 264806.0026 | 76434.9858 | 1542.6689 | 3577.1194 | 2457699.8228
WeekDay | Tuesday | 1 | 23 | 888396.5747 | 758143.6188 | 220377.9519 | 63508.9492 | 2113.58 | 2866.8916 | 1935407.5663 | 1061061.8976 | 905493.4809 | 263209.7585 | 75852.303 | 2524.3672 | 3424.0896 | 2311565.8968
WeekDay | Wednesday | 1 | 0 | 793489.0031 | 727997.0188 | 218109.4109 | 63050.3934 | 2809.0743 | 2839.0794 | 1808293.9798 | 947708.4574 | 869487.7042 | 260500.3126 | 75304.624 | 3355.0351 | 3390.8718 | 2159747.0052
WeekDay | Wednesday | 1 | 1 | 728206.9794 | 705923.6261 | 214714.9604 | 63029.9354 | 3080.0461 | 2785.6841 | 1717741.2315 | 869738.472 | 843124.2123 | 256446.1298 | 75280.1899 | 3678.6719 | 3327.0989 | 2051594.7749
WeekDay | Wednesday | 1 | 2 | 679708.2552 | 686090.2948 | 214481.7024 | 63016.3148 | 3057.4651 | 2748.5303 | 1649102.5625 | 811813.7233 | 819436.1515 | 256167.5367 | 75263.922 | 3651.7022 | 3282.724 | 1969615.7596
WeekDay | Wednesday | 1 | 3 | 425657.8242 | 622179.366 | 214011.2845 | 63012.4083 | 2601.3292 | 2809.0379 | 1330271.2501 | 508387.0329 | 743103.7417 | 255605.6902 | 75259.2563 | 3106.9135 | 3354.9916 | 1588817.6262
WeekDay | Wednesday | 1 | 4 | 422549.5006 | 627857.7091 | 215443.6057 | 63008.2556 | 1969.0617 | 2897.0393 | 1333725.1719 | 504674.5875 | 749885.7055 | 257316.3918 | 75254.2965 | 2351.7609 | 3460.0966 | 1592942.8389
WeekDay | Wednesday | 1 | 5 | 451735.7182 | 648639.6095 | 219935.4401 | 63005.386 | 2867.7848 | 3110.8327 | 1389294.7714 | 539533.3256 | 774706.6957 | 262681.2418 | 75250.8692 | 3425.1564 | 3715.4421 | 1659312.7308
WeekDay | Wednesday | 1 | 6 | 488975.0236 | 686563.4326 | 228209.4101 | 324.5705 | 4452.9698 | 3429.506 | 1411954.9126 | 584010.3184 | 820001.2465 | 272563.3085 | 387.6528 | 5318.4318 | 4096.0515 | 1686377.0094
WeekDay | Wednesday | 1 | 7 | 425974.8403 | 774956.3529 | 237476.7902 | 319.2449 | 3590.3763 | 3485.4489 | 1445803.0535 | 508765.663 | 925573.8729 | 283631.8609 | 381.2921 | 4288.1879 | 4162.8673 | 1726803.7441
WeekDay | Wednesday | 1 | 8 | 361625.7093 | 899625.4562 | 247477.8073 | 258.3239 | 2172.2906 | 3063.5943 | 1514223.1815 | 431909.8837 | 1074473.1811 | 295576.6369 | 308.5307 | 2594.4885 | 3659.0227 | 1808521.7436
WeekDay | Wednesday | 1 | 9 | 349758.7602 | 983609.6922 | 254002.9965 | 240.3355 | 1494.8611 | 3050.219 | 1592156.8643 | 417736.5203 | 1174780.2684 | 303370.0366 | 287.0461 | 1785.3965 | 3643.0477 | 1901602.3156
WeekDay | Wednesday | 1 | 10 | 355201.8865 | 1027892.2672 | 259050.2784 | 253.233 | 1467.7639 | 2784.3041 | 1646649.7331 | 424237.5516 | 1227669.4335 | 309398.2888 | 302.4504 | 1753.0328 | 3325.4506 | 1966686.2077
WeekDay | Wednesday | 1 | 11 | 470205.7893 | 1143889.4426 | 264075.3342 | 253.3379 | 2316.8088 | 2569.8737 | 1883310.5865 | 561593.1682 | 1366211.3713 | 315399.995 | 302.5757 | 2767.0949 | 3069.3444 | 2249343.5495
WeekDay | Wednesday | 1 | 12 | 478223.967 | 1139861.2915 | 267436.7154 | 220.0094 | 2750.3637 | 2541.2122 | 1891033.5592 | 571169.728 | 1361400.3243 | 319414.6813 | 262.7696 | 3284.9138 | 3035.1124 | 2258567.5293
WeekDay | Wednesday | 1 | 13 | 474982.4472 | 1151574.8731 | 268068.7733 | 209.0838 | 2723.2665 | 2470.9385 | 1900029.3824 | 567298.1989 | 1375390.5124 | 320169.5834 | 249.7205 | 3252.5501 | 2951.1806 | 2269311.7459
WeekDay | Wednesday | 1 | 14 | 477005.7887 | 1138446.5233 | 264502.269 | 213.8973 | 2664.556 | 2567.326 | 1885400.3603 | 569714.7893 | 1359710.5873 | 315909.9072 | 255.4695 | 3182.4288 | 3066.3016 | 2251839.4836
WeekDay | Wednesday | 1 | 15 | 521166.4865 | 1115411.1023 | 261021.226 | 226.3335 | 8377.5447 | 3125.0573 | 1909327.7502 | 622458.3894 | 1332198.0909 | 311752.3022 | 270.3228 | 10005.7718 | 3732.4313 | 2280417.3085
WeekDay | Wednesday | 1 | 16 | 577427.8018 | 1047915.72 | 254700.0303 | 352.8851 | 4340.0649 | 3605.5087 | 1888342.0109 | 689654.4365 | 1251584.5672 | 304202.5433 | 421.4704 | 5183.5831 | 4306.2614 | 2255352.862
WeekDay | Wednesday | 1 | 17 | 627058.3411 | 961336.0161 | 247199.2022 | 63336.1871 | 3071.0137 | 3865.0544 | 1905865.8146 | 748930.9755 | 1148177.5668 | 295243.8832 | 75645.9636 | 3667.884 | 4616.2514 | 2276282.5244
WeekDay | Wednesday | 1 | 18 | 732151.6758 | 926448.5658 | 243022.8416 | 63570.9839 | 1901.3188 | 3896.6882 | 1970992.0742 | 874449.8444 | 1106509.5266 | 290255.8214 | 75926.3946 | 2270.8517 | 4654.0334 | 2354066.472
WeekDay | Wednesday | 1 | 19 | 807004.349 | 913577.2914 | 240508.382 | 63825.3743 | 1847.1244 | 3766.4376 | 2030528.9587 | 963850.5936 | 1091136.6411 | 287252.661 | 76230.2273 | 2206.1244 | 4498.4679 | 2425174.7152
WeekDay | Wednesday | 1 | 20 | 828160.4019 | 867993.412 | 235308.9023 | 63394.9762 | 1160.6625 | 3494.5781 | 1999512.9331 | 989118.4552 | 1036693.2551 | 281042.6306 | 75716.1786 | 1386.2444 | 4173.7708 | 2388130.5347
WeekDay | Wednesday | 1 | 21 | 838081.8034 | 819069.2817 | 230448.051 | 63390.1918 | 921.3041 | 3298.7247 | 1955209.3567 | 1000968.1419 | 978260.42 | 275237.0431 | 75710.4644 | 1100.3652 | 3939.852 | 2335216.2866
WeekDay | Wednesday | 1 | 22 | 823172.8635 | 771285.3477 | 224925.5576 | 63309.3541 | 1011.628 | 3163.2726 | 1886868.0236 | 983161.5581 | 921189.3854 | 268641.2192 | 75613.9154 | 1208.2441 | 3778.074 | 2253592.3963
WeekDay | Wednesday | 1 | 23 | 747544.0341 | 743016.8705 | 223342.9456 | 62977.0133 | 2118.0962 | 3026.3344 | 1782025.2942 | 892833.8019 | 887426.7563 | 266751.0168 | 75216.9821 | 2529.7612 | 3614.521 | 2128372.8393
WeekDay | Thursday | 1 | 0 | 665803.2737 | 669043.5042 | 220384.8471 | 62921.4283 | 2682.6208 | 2968.056 | 1623803.7301 | 795206.2233 | 799076.2126 | 263217.9937 | 75150.5939 | 3204.0046 | 3544.9159 | 1939399.9439
WeekDay | Thursday | 1 | 1 | 608680.0899 | 653983.6724 | 218037.0982 | 62925.3847 | 2926.4954 | 2901.8162 | 1549454.5568 | 726980.7985 | 781089.4101 | 260413.9455 | 75155.3191 | 3495.2777 | 3465.8019 | 1850600.5528
WeekDay | Thursday | 1 | 2 | 571885.9595 | 639711.5607 | 218012.2538 | 62932.1462 | 2863.2686 | 2871.5624 | 1498276.7512 | 683035.5032 | 764043.4259 | 260384.2724 | 75163.3947 | 3419.7625 | 3429.6681 | 1789476.0268
WeekDay | Thursday | 1 | 3 | 613485.972 | 645678.7687 | 216397.1189 | 62931.3888 | 3414.2446 | 2881.8593 | 1544789.3523 | 732720.7333 | 771170.3974 | 258455.2262 | 75162.4901 | 4077.824 | 3441.9663 | 1845028.6372
WeekDay | Thursday | 1 | 4 | 611283.2562 | 645707.5043 | 216507.5942 | 62910.8217 | 4060.0607 | 2986.7391 | 1543455.9763 | 730089.9061 | 771204.718 | 258587.173 | 75137.9257 | 4849.1584 | 3567.2301 | 1843436.1114
WeekDay | Thursday | 1 | 5 | 657929.1303 | 671636.3652 | 224516.1696 | 62906.0841 | 4082.6417 | 3267.9401 | 1624338.331 | 785801.6919 | 802173.0119 | 268152.2642 | 75132.2673 | 4876.1282 | 3903.0843 | 1940038.4477
WeekDay | Thursday | 1 | 6 | 729632.9632 | 721274.9955 | 233523.1711 | 227.6956 | 4060.0607 | 3578.8641 | 1692297.7503 | 871441.6045 | 861459.2145 | 278909.8317 | 271.9496 | 4849.1584 | 4274.4383 | 2021206.1971
WeekDay | Thursday | 1 | 7 | 630011.6747 | 825055.3738 | 241701.2938 | 239.1988 | 3301.3397 | 3801.9991 | 1704110.8799 | 752458.3075 | 985409.9458 | 288677.4226 | 285.6886 | 3942.9753 | 4540.941 | 2035315.2808
WeekDay | Thursday | 1 | 8 | 539490.5856 | 986681.7757 | 250061.5104 | 195.9463 | 3364.5665 | 3575.2549 | 1783369.6393 | 644343.8897 | 1178449.4302 | 298662.4985 | 234.0296 | 4018.4906 | 4270.1276 | 2129978.4662
WeekDay | Thursday | 1 | 9 | 527095.8615 | 1078070.2263 | 259607.6575 | 198.927 | 2547.1349 | 3500.9474 | 1871020.7547 | 629540.1749 | 1287599.7867 | 310063.998 | 237.5897 | 3042.1862 | 4181.378 | 2234665.1134
WeekDay | Thursday | 1 | 10 | 533528.717 | 1133017.6895 | 264818.4749 | 221.1377 | 6986.5561 | 3600.9441 | 1942173.5193 | 637223.2953 | 1353226.6264 | 316287.5697 | 264.1172 | 8344.4361 | 4300.8097 | 2319646.8543
WeekDay | Thursday | 1 | 11 | 550267.1683 | 1147959.0093 | 267460.447 | 241.684 | 3563.2791 | 3163.0603 | 1972654.6481 | 657214.9673 | 1371071.8833 | 319443.0252 | 288.6568 | 4255.8243 | 3777.8205 | 2356052.1773
WeekDay | Thursday | 1 | 12 | 561192.768 | 1156828.6915 | 271435.5072 | 263.0158 | 5387.8225 | 3176.7541 | 1998284.5591 | 670264.0243 | 1381665.4425 | 324190.6628 | 314.1345 | 6434.9789 | 3794.1758 | 2386663.4187
WeekDay | Thursday | 1 | 13 | 554380.8577 | 1164686.0485 | 269520.7723 | 289.0062 | 5758.1506 | 3168.0495 | 1997802.8848 | 662128.1774 | 1391049.9251 | 321903.7874 | 345.1763 | 6877.2825 | 3783.7794 | 2386088.1281
WeekDay | Thursday | 1 | 14 | 560116.5343 | 1164207.4466 | 267232.2044 | 301.2731 | 6458.1611 | 2796.7241 | 2001112.3436 | 668978.618 | 1390478.304 | 319170.4223 | 359.8273 | 7713.3443 | 3340.2845 | 2390040.8005
WeekDay | Thursday | 1 | 15 | 612530.9895 | 1120335.0396 | 263637.6761 | 456.3657 | 6986.5561 | 3148.9419 | 2007095.5688 | 731580.144 | 1338079.0256 | 314877.2754 | 545.0631 | 8344.4361 | 3760.958 | 2397186.9023
WeekDay | Thursday | 1 | 16 | 678547.7142 | 1067095.2897 | 256255.8769 | 306.1323 | 6697.5195 | 3773.8684 | 2012676.4011 | 810427.6241 | 1274491.8038 | 306060.7783 | 365.6309 | 7999.2235 | 4507.3429 | 2403852.4035
WeekDay | Thursday | 1 | 17 | 732052.5444 | 962027.7862 | 248431.67 | 63648.685 | 5554.9218 | 3987.3434 | 2015702.9507 | 874331.4461 | 1149003.7866 | 296715.8887 | 76019.1973 | 6634.5549 | 4762.308 | 2407467.1817
WeekDay | Thursday | 1 | 18 | 856852.5484 | 928987.3117 | 242837.4068 | 63925.416 | 3621.9897 | 3930.1266 | 2100154.7992 | 1023387.0964 | 1109541.6933 | 290034.3462 | 76349.7127 | 4325.9456 | 4693.9708 | 2508332.7648
WeekDay | Thursday | 1 | 19 | 928973.5127 | 906569.0941 | 239458.0679 | 64155.5666 | 2587.7806 | 3875.8821 | 2145619.9041 | 1109525.2124 | 1082766.3576 | 285998.212 | 76624.5945 | 3090.7317 | 4629.1835 | 2562634.2916
WeekDay | Thursday | 1 | 20 | 956100.9307 | 851534.0212 | 236139.1499 | 64483.1792 | 2104.5476 | 3598.2903 | 2113960.1189 | 1141925.0104 | 1017034.8807 | 282034.242 | 77015.8806 | 2513.5793 | 4297.64 | 2524821.2331
WeekDay | Thursday | 1 | 21 | 979746.6528 | 814611.9537 | 228680.582 | 64467.6292 | 1969.0617 | 3444.1552 | 2092920.0346 | 1170166.4237 | 972936.783 | 273126.0556 | 76997.3083 | 2351.7609 | 4113.5478 | 2499691.8793
WeekDay | Thursday | 1 | 22 | 968640.6428 | 767179.4108 | 223632.9512 | 64180.6718 | 2032.2885 | 3302.9708 | 2028968.936 | 1156901.8925 | 916285.4345 | 267097.3868 | 76654.579 | 2427.2762 | 3944.9234 | 2423311.4924
WeekDay | Thursday | 1 | 23 | 886246.2594 | 733601.2009 | 219477.1654 | 63480.4206 | 2881.3334 | 3153.9311 | 1908840.3109 | 1058493.6554 | 876181.0935 | 262133.8986 | 75818.2297 | 3441.3382 | 3766.9169 | 2279835.1324
WeekDay | Friday | 1 | 0 | 797733.5867 | 713009.0305 | 216449.4698 | 63018.3927 | 3621.9897 | 3121.0235 | 1796953.4927 | 952778.0018 | 851586.7085 | 258517.7518 | 75266.4038 | 4325.9456 | 3727.6135 | 2146202.4249
WeekDay | Friday | 1 | 1 | 735751.8562 | 694145.1203 | 215649.2627 | 62990.8417 | 3978.7692 | 3086.6297 | 1715602.4798 | 878749.7418 | 829056.4817 | 257562.0195 | 75233.4982 | 4752.0674 | 3686.5351 | 2049040.3437
WeekDay | Friday | 1 | 2 | 693175.9368 | 675804.3764 | 216345.4179 | 62978.1302 | 3938.1234 | 3031.4298 | 1655273.4144 | 827898.9314 | 807151.1017 | 258393.4767 | 75218.316 | 4703.5219 | 3620.6067 | 1976985.9544
WeekDay | Friday | 1 | 3 | 665764.176 | 661308.6306 | 216609.6864 | 62935.9498 | 3703.2812 | 2993.6391 | 1613315.3631 | 795159.5268 | 789838.0188 | 258709.1075 | 75167.9376 | 4423.0366 | 3575.4712 | 1926873.0984
WeekDay | Friday | 1 | 4 | 659166.732 | 661271.3993 | 216769.7081 | 62904.4851 | 4394.2593 | 3157.4342 | 1607664.018 | 787279.8291 | 789793.5514 | 258900.2303 | 75130.3576 | 5248.3105 | 3771.1008 | 1920123.3798
WeekDay | Friday | 1 | 5 | 693855.827 | 693520.78 | 221994.4962 | 62895.2696 | 4412.3241 | 3418.8906 | 1680097.5874 | 828710.9624 | 828310.7969 | 265140.4881 | 75119.351 | 5269.8863 | 4083.3729 | 2006634.8577
WeekDay | Friday | 1 | 6 | 749298.6872 | 737901.8899 | 231990.4941 | 234.3615 | 5491.695 | 3701.6839 | 1728618.8116 | 894929.4825 | 881317.6479 | 277079.2694 | 279.9111 | 6559.0397 | 4421.1289 | 2064586.4794
WeekDay | Friday | 1 | 7 | 648539.1218 | 842513.8546 | 241282.1228 | 211.3955 | 4136.8361 | 3829.3868 | 1740512.7175 | 774586.6777 | 1006261.5894 | 288176.7832 | 252.4815 | 4940.8555 | 4573.6516 | 2078792.0389
WeekDay | Friday | 1 | 8 | 559458.2253 | 1000554.6048 | 249378.7691 | 181.2087 | 2664.556 | 3742.0223 | 1815979.3863 | 668192.3626 | 1195018.5288 | 297847.0624 | 216.4278 | 3182.4288 | 4469.3073 | 2168926.1175
WeekDay | Friday | 1 | 9 | 548463.4676 | 1094134.7017 | 258157.6235 | 191.4995 | 2592.2968 | 3400.8445 | 1906940.4336 | 655060.7063 | 1306786.4913 | 308332.1409 | 228.7187 | 3096.1256 | 4061.8195 | 2277566.0022
WeekDay | Friday | 1 | 10 | 549741.8392 | 1143975.6082 | 260449.3972 | 210.0988 | 2632.9426 | 3484.812 | 1960494.6981 | 656587.5373 | 1366314.2837 | 311069.3349 | 250.9328 | 3144.6712 | 4162.1066 | 2341528.8665
WeekDay | Friday | 1 | 11 | 547774.9114 | 1159218.5901 | 258534.8211 | 219.7258 | 3992.3178 | 2876.5516 | 1972616.9177 | 654238.325 | 1384519.8326 | 308782.6492 | 262.4308 | 4768.2492 | 3435.627 | 2356007.1139
WeekDay | Friday | 1 | 12 | 552661.7879 | 1157684.6938 | 261880.0698 | 236.4882 | 4796.2008 | 2934.6176 | 1980193.8582 | 660074.9959 | 1382687.8142 | 312778.0675 | 282.4512 | 5728.3718 | 3504.9786 | 2365056.6791
WeekDay | Friday | 1 | 13 | 552293.629 | 1158837.4939 | 260149.764 | 210.2557 | 4624.5853 | 3350.8461 | 1979466.574 | 659635.2831 | 1384064.6681 | 310711.4661 | 251.1202 | 5523.4018 | 4002.1036 | 2364188.0429
WeekDay | Friday | 1 | 14 | 551853.7857 | 1151126.1513 | 255962.4841 | 192.3421 | 4529.7452 | 3082.1712 | 1966746.6797 | 659109.9535 | 1374854.5787 | 305710.3628 | 229.725 | 5410.1289 | 3681.2101 | 2348995.959
WeekDay | Friday | 1 | 15 | 586534.6639 | 1116092.2182 | 250710.9608 | 184.8056 | 4412.3241 | 3430.0367 | 1961365.0092 | 700531.2731 | 1333011.5858 | 299438.1736 | 220.7237 | 5269.8863 | 4096.6854 | 2342568.3279
WeekDay | Friday | 1 | 16 | 643377.2122 | 1053380.88 | 243124.6843 | 180.8783 | 5703.9563 | 3696.6947 | 1949464.3057 | 768421.5192 | 1258111.9144 | 290377.4578 | 216.0332 | 6812.5552 | 4415.17 | 2328354.6498
WeekDay | Friday | 1 | 17 | 693030.1501 | 968598.4298 | 233783.0587 | 62864.4865 | 5256.8528 | 3827.1575 | 1967360.1355 | 827724.8102 | 1156851.4751 | 279220.23 | 75082.585 | 6278.5544 | 4570.9891 | 2349728.6438
WeekDay | Friday | 1 | 18 | 792523.9265 | 925832.6404 | 227123.0305 | 62870.2423 | 3066.4975 | 3940.8481 | 2015357.1853 | 946555.8123 | 1105773.8923 | 271265.7844 | 75089.4595 | 3662.4901 | 4706.7761 | 2407054.2146
WeekDay | Friday | 1 | 19 | 803112.4148 | 903881.825 | 224371.9706 | 62922.8237 | 2691.6532 | 3763.0407 | 2000743.7279 | 959202.2382 | 1079556.8012 | 267980.0391 | 75152.2604 | 3214.7925 | 4494.4108 | 2389600.5421
WeekDay | Friday | 1 | 20 | 802900.0882 | 864251.6444 | 218508.1993 | 62960.0836 | 2104.5476 | 3607.9502 | 1954332.5133 | 958948.6445 | 1032224.252 | 260976.608 | 75196.762 | 2513.5793 | 4309.1775 | 2334169.0233
WeekDay | Friday | 1 | 21 | 822129.0414 | 825967.0589 | 218214.1603 | 62959.0644 | 1851.6406 | 3454.3459 | 1934575.3115 | 981914.8628 | 986498.8225 | 260625.4207 | 75195.5447 | 2211.5183 | 4125.7192 | 2310571.8882
WeekDay | Friday | 1 | 22 | 828486.5173 | 782500.8635 | 216800.5805 | 62951.4572 | 1969.0617 | 3319.2123 | 1896027.6925 | 989507.9531 | 934584.7055 | 258937.1029 | 75186.459 | 2351.7609 | 3964.3216 | 2264532.3029
WeekDay | Friday | 1 | 23 | 800101.4885 | 754466.6929 | 214605.742 | 62950.2322 | 2334.8736 | 3235.5632 | 1837694.5926 | 955606.1199 | 901101.9219 | 256315.6841 | 75184.996 | 2788.6706 | 3864.4148 | 2194861.8073
Saturday | Saturday | 1 | 0 | 745504.0301 | 720954.1785 | 213688.1036 | 62931.9031 | 3780.0565 | 3140.5557 | 1749998.8275 | 890397.3106 | 861076.0447 | 255219.6971 | 75163.1044 | 4514.7337 | 3750.942 | 2090121.8325
Saturday | Saturday | 1 | 1 | 694119.0209 | 695960.2582 | 212306.1451 | 62901.522 | 4046.5121 | 3165.7141 | 1672499.1725 | 829025.3097 | 831224.4027 | 253569.1465 | 75126.8186 | 4832.9766 | 3780.9901 | 1997559.6443
Saturday | Saturday | 1 | 2 | 654972.8293 | 680943.4574 | 208358.4147 | 62904.1028 | 3536.1819 | 3052.0236 | 1613767.0096 | 782270.8157 | 813288.9946 | 248854.1504 | 75129.901 | 4223.4606 | 3645.2031 | 1927412.5253
Saturday | Saturday | 1 | 3 | 581393.9839 | 668988.5988 | 204734.4345 | 62923.6943 | 3658.1192 | 2996.6114 | 1524695.4421 | 694391.4704 | 799010.6359 | 244525.8275 | 75153.3002 | 4369.0971 | 3579.0212 | 1821029.3523
Saturday | Saturday | 1 | 4 | 559847.6647 | 669385.057 | 218982.7926 | 62898.4831 | 4353.6135 | 2972.7268 | 1518440.3377 | 668657.4919 | 799484.1482 | 261543.4414 | 75123.1891 | 5199.765 | 3550.4945 | 1813558.5301
Saturday | Saturday | 1 | 5 | 545672.6817 | 677849.4294 | 218099.8286 | 62892.0468 | 3775.5403 | 3018.5852 | 1511308.112 | 651727.514 | 809593.6232 | 260488.8679 | 75115.5018 | 4509.3398 | 3605.2657 | 1805040.1125
Saturday | Saturday | 1 | 6 | 551911.2395 | 690099.5637 | 219732.6068 | 206.5072 | 3513.6009 | 3047.1405 | 1468510.6586 | 659178.5738 | 824224.6463 | 262438.9866 | 246.6431 | 4196.4908 | 3639.371 | 1753924.7116
Saturday | Saturday | 1 | 7 | 592322.7867 | 704866.7971 | 219342.3787 | 195.8631 | 3310.3721 | 2919.8623 | 1522958.0601 | 707444.3531 | 841861.9821 | 261972.9153 | 233.9303 | 3953.7632 | 3487.3554 | 1818954.2995
Saturday | Saturday | 1 | 8 | 640067.7448 | 763603.4082 | 219020.0393 | 160.1689 | 2289.7117 | 2573.6952 | 1627714.7681 | 764468.8365 | 912014.4138 | 261587.9272 | 191.2987 | 2734.7312 | 3073.9087 | 1944071.1161
Saturday | Saturday | 1 | 9 | 666704.2705 | 843993.9458 | 222499.7796 | 162.1502 | 1680.0251 | 2160.2268 | 1737200.398 | 796282.3344 | 1008029.3454 | 265743.9764 | 193.6651 | 2006.5483 | 2580.0801 | 2074835.9497
Saturday | Saturday | 1 | 10 | 682279.6673 | 880887.2104 | 226355.7956 | 152.8079 | 1648.4118 | 1840.9166 | 1793164.8096 | 814884.9051 | 1052093.0423 | 270349.4327 | 182.5071 | 1968.7907 | 2198.71 | 2141677.3879
Saturday | Saturday | 1 | 11 | 684078.9221 | 905776.3171 | 230283.3693 | 172.4961 | 2095.5152 | 2284.745 | 1824691.3647 | 817033.8561 | 1081819.4995 | 275040.3544 | 206.0217 | 2502.7914 | 2728.7992 | 2179331.3224
Saturday | Saturday | 1 | 12 | 687218.6371 | 925135.3915 | 231374.2075 | 240.2762 | 3445.858 | 2252.8989 | 1849667.2692 | 820783.7939 | 1104941.1287 | 276343.2038 | 286.9754 | 4115.5816 | 2690.7636 | 2209161.4471
Saturday | Saturday | 1 | 13 | 681783.304 | 905953.1358 | 227361.0599 | 303.805 | 3829.7347 | 3011.579 | 1822242.6184 | 814292.0705 | 1082030.684 | 271550.0763 | 362.8514 | 4574.0671 | 3596.8979 | 2176406.6473
Saturday | Saturday | 1 | 14 | 677664.334 | 880058.6969 | 224745.8743 | 314.5748 | 6557.5174 | 3116.1404 | 1792457.1379 | 809372.5535 | 1051103.5021 | 268426.6133 | 375.7143 | 7832.0112 | 3721.7814 | 2140832.1758
Saturday | Saturday | 1 | 15 | 674934.3758 | 868725.2838 | 221679.6433 | 359.844 | 7844.6335 | 3488.2089 | 1777031.9893 | 806112.0111 | 1037567.3707 | 264764.4416 | 429.7818 | 9369.2861 | 4166.1637 | 2122409.055
Saturday | Saturday | 1 | 16 | 682949.0629 | 855958.5026 | 218033.428 | 546.6173 | 4760.0712 | 3637.0363 | 1765884.7183 | 815684.4019 | 1022319.2872 | 260409.5619 | 652.8557 | 5685.2202 | 4343.9167 | 2109095.2436
Saturday | Saturday | 1 | 17 | 706451.5291 | 821055.9828 | 217458.0631 | 63595.4149 | 4177.4818 | 3531.095 | 1816269.5668 | 843754.7165 | 980633.2487 | 259722.3714 | 75955.5738 | 4989.4011 | 4217.385 | 2169272.6964
Saturday | Saturday | 1 | 18 | 802041.5699 | 835749.0362 | 214539.5539 | 63940.3198 | 2831.6553 | 3560.3934 | 1922662.5283 | 957923.2679 | 998181.987 | 256236.6319 | 76367.5131 | 3382.0048 | 4252.3777 | 2296343.7825
Saturday | Saturday | 1 | 19 | 833957.6874 | 838446.8806 | 211411.5686 | 63983.8851 | 1896.8026 | 3450.7367 | 1953147.561 | 996042.4787 | 1001404.1741 | 252500.7036 | 76419.5456 | 2265.4578 | 4121.4085 | 2332753.7682
Saturday | Saturday | 1 | 20 | 820319.0107 | 815075.0483 | 211948.005 | 64008.4012 | 1449.6991 | 3299.0431 | 1916099.2074 | 979753.0414 | 973489.8829 | 253141.3996 | 76448.8266 | 1731.457 | 3940.2324 | 2288504.8399
Saturday | Saturday | 1 | 21 | 811839.3105 | 791642.3307 | 210350.3322 | 63977.4363 | 1381.9562 | 3193.951 | 1882385.3169 | 969625.2595 | 945502.8729 | 251233.2094 | 76411.8434 | 1650.5478 | 3814.715 | 2248238.4481
Saturday | Saturday | 1 | 22 | 807044.2918 | 764129.6842 | 208266.506 | 63969.2057 | 1792.93 | 3097.7758 | 1848300.3936 | 963898.2995 | 912642.9748 | 248744.3788 | 76402.0132 | 2141.397 | 3699.8475 | 2207528.9109
Saturday | Saturday | 1 | 23 | 772066.9366 | 740100.2292 | 206320.9728 | 63951.5914 | 2253.5821 | 2976.4422 | 1787669.7542 | 922122.8809 | 883943.2478 | 246420.7192 | 76380.9754 | 2691.5796 | 3554.932 | 2135114.3348
Sunday | Sunday | 1 | 0 | 722912.8984 | 713534.2758 | 205361.7204 | 63811.0015 | 2989.7221 | 2951.3899 | 1711561.0081 | 863415.4538 | 852214.0385 | 245275.0302 | 76213.061 | 3570.793 | 3525.0107 | 2044213.3871
Sunday | Sunday | 1 | 1 | 668646.3613 | 684069.2866 | 201543.6864 | 63020.2254 | 3409.7284 | 2882.1777 | 1623571.4658 | 798601.8824 | 817022.3479 | 240714.9379 | 75268.5927 | 4072.43 | 3442.3467 | 1939122.5377
Sunday | Sunday | 1 | 2 | 627418.2021 | 662525.8025 | 201349.5448 | 62962.6342 | 3165.8538 | 2842.7947 | 1560264.8321 | 749360.7776 | 791291.7555 | 240483.0637 | 75199.8083 | 3781.1569 | 3395.3093 | 1863511.8715
Sunday | Sunday | 1 | 3 | 596790.1846 | 660536.9882 | 201507.6856 | 62967.5038 | 2845.2038 | 2824.2178 | 1527471.7838 | 712780.0172 | 788916.4029 | 240671.9401 | 75205.6243 | 3398.1867 | 3373.1219 | 1824345.2931
Sunday | Sunday | 1 | 4 | 570921.9005 | 658158.3409 | 198240.2701 | 62920.0029 | 3649.0868 | 2845.5547 | 1496735.1559 | 681884.0733 | 786075.4509 | 236769.4824 | 75148.8914 | 4358.3092 | 3398.6057 | 1787634.813
Sunday | Sunday | 1 | 5 | 557015.6458 | 658663.822 | 197227.5136 | 62906.5558 | 4534.2614 | 2984.8283 | 1483332.6268 | 665275.0528 | 786679.1754 | 235559.8904 | 75132.8307 | 5415.5229 | 3564.948 | 1771627.4202
Sunday | Sunday | 1 | 6 | 556766.4076 | 663710.3435 | 198510.6025 | 244.3271 | 4791.6846 | 3053.4036 | 1427076.7689 | 664977.3736 | 792706.5194 | 237092.3555 | 291.8136 | 5722.9779 | 3646.8513 | 1704437.8913
Sunday | Sunday | 1 | 7 | 590249.4848 | 655124.9883 | 199575.7569 | 232.4831 | 3039.4003 | 2922.0915 | 1451144.2049 | 704968.0922 | 782452.5477 | 238364.5293 | 277.6676 | 3630.1264 | 3490.0179 | 1733182.9811
Sunday | Sunday | 1 | 8 | 642761.2687 | 682516.9083 | 200745.6568 | 183.2347 | 2294.2279 | 2514.3553 | 1531015.6518 | 767685.8634 | 815168.2554 | 239761.8064 | 218.8475 | 2740.1251 | 3003.0357 | 1828577.9335
Sunday | Sunday | 1 | 9 | 675907.6094 | 720298.3394 | 204375.3198 | 149.0854 | 1458.7315 | 2436.3324 | 1604625.4179 | 807274.3986 | 860292.7394 | 244096.9166 | 178.061 | 1742.2449 | 2909.8486 | 1916494.2091
Sunday | Sunday | 1 | 10 | 690141.108 | 756847.5746 | 206201.2724 | 185.2492 | 2429.7138 | 2035.7085 | 1657840.6265 | 824274.265 | 903945.5426 | 246277.7543 | 221.2535 | 2901.9435 | 2431.361 | 1980052.1199
Sunday | Sunday | 1 | 11 | 673591.3639 | 778082.5257 | 210739.6909 | 228.028 | 1987.1265 | 1900.5749 | 1666529.3099 | 804507.9766 | 929307.6366 | 251698.2422 | 272.3467 | 2373.3367 | 2269.9633 | 1990429.5022
Sunday | Sunday | 1 | 12 | 685128.4337 | 796879.8412 | 211312.6817 | 204.6319 | 2687.137 | 1865.8627 | 1698078.5882 | 818287.3467 | 951758.3257 | 252382.5974 | 244.4033 | 3209.3985 | 2228.5046 | 2028110.5762
Sunday | Sunday | 1 | 13 | 686068.8839 | 798644.9166 | 210629.3331 | 192.6081 | 3265.2101 | 1735.7183 | 1700536.6701 | 819410.5791 | 953866.4543 | 251566.4357 | 230.0427 | 3899.8237 | 2073.0658 | 2031046.4014
Sunday | Sunday | 1 | 14 | 666629.4179 | 796998.02 | 210394.7804 | 171.6857 | 6991.0723 | 2234.1097 | 1683419.086 | 796192.9337 | 951899.4732 | 251286.2963 | 205.0539 | 8349.8301 | 2668.3226 | 2010601.9099
Sunday | Sunday | 1 | 15 | 658105.8957 | 793681.6 | 208412.9561 | 177.9246 | 6291.0618 | 2813.9209 | 1669483.3592 | 786012.8127 | 947938.4867 | 248919.2924 | 212.5053 | 7513.7683 | 3360.8237 | 1993957.6891
Sunday | Sunday | 1 | 16 | 664772.5728 | 785998.3056 | 209615.4231 | 182.4877 | 6069.7682 | 3002.2375 | 1669640.7949 | 793975.1995 | 938761.8969 | 250355.4662 | 217.9553 | 7249.4649 | 3585.7408 | 1994145.7235
Sunday | Sunday | 1 | 17 | 695025.6193 | 786041.1746 | 207329.3447 | 62963.1184 | 4480.067 | 3360.9307 | 1759200.2547 | 830108.1111 | 938813.0977 | 247625.0744 | 75200.3866 | 5350.7955 | 4014.1482 | 2101111.6135
Sunday | Sunday | 1 | 18 | 777181.1006 | 819948.0086 | 204522.6958 | 63301.3719 | 2718.7503 | 3484.812 | 1871156.7392 | 928231.014 | 979309.9328 | 244272.9361 | 75604.3817 | 3247.1561 | 4162.1066 | 2234827.5274
Sunday | Sunday | 1 | 19 | 817760.2438 | 813298.6725 | 202479.3986 | 63348.9631 | 1842.6082 | 3419.5275 | 1902149.4138 | 976696.9626 | 971368.2576 | 241832.5116 | 75661.2226 | 2200.7304 | 4084.1337 | 2271843.8184
Sunday | Sunday | 1 | 20 | 835373.7961 | 787658.6919 | 194455.8754 | 63067.1465 | 1580.6688 | 3207.3264 | 1885343.5051 | 997733.8168 | 940744.9894 | 232249.5674 | 75324.6332 | 1887.8815 | 3830.6899 | 2251771.5782
Sunday | Sunday | 1 | 21 | 845174.3972 | 759806.9478 | 191000.193 | 63007.9574 | 1815.511 | 3117.5204 | 1863922.5269 | 1009439.2248 | 907480.0881 | 228122.2519 | 75253.9404 | 2168.3667 | 3723.4296 | 2226187.3016
Sunday | Sunday | 1 | 22 | 835581.4524 | 740250.7667 | 192045.9593 | 62990.982 | 1499.3773 | 3046.2913 | 1835414.8289 | 997981.8324 | 884123.0432 | 229371.2693 | 75233.6657 | 1790.7904 | 3638.3567 | 2192138.9577
Sunday | Sunday | 1 | 23 | 790692.1305 | 723602.0325 | 193841.2528 | 62986.8033 | 1702.6061 | 2979.8391 | 1775804.6643 | 944367.9954 | 864238.5254 | 231515.4892 | 75228.6749 | 2033.5181 | 3558.9891 | 2120943.192
WeekDay | Monday | 1 | 0 | 725736.1557 | 705378.697 | 191020.5102 | 62925.4719 | 2619.394 | 2930.053 | 1690610.2819 | 866787.4285 | 842473.3729 | 228146.5178 | 75155.4233 | 3128.4893 | 3499.5268 | 2019190.7588
WeekDay | Monday | 1 | 1 | 658874.3114 | 690163.0726 | 200289.5619 | 62892.1798 | 2253.5821 | 2875.3839 | 1617348.0917 | 786930.5747 | 824300.4986 | 239217.0667 | 75115.6607 | 2691.5796 | 3434.2324 | 1931689.6126
WeekDay | Monday | 1 | 2 | 616073.5793 | 672763.7484 | 202297.1347 | 62898.2982 | 2651.0074 | 2848.6332 | 1559532.4011 | 735811.2579 | 803519.509 | 241614.8236 | 75122.9682 | 3166.2469 | 3402.2825 | 1862637.088
WeekDay | Monday | 1 | 3 | 597394.0761 | 661246.1048 | 198207.5225 | 62911.6695 | 3116.1756 | 2882.8147 | 1525758.3632 | 713501.2787 | 789763.3407 | 236730.3701 | 75138.9383 | 3721.8235 | 3443.1074 | 1822298.8587
WeekDay | Monday | 1 | 4 | 579521.9765 | 664473.7309 | 190829.1006 | 62910.1131 | 4796.2008 | 3002.2375 | 1505533.3594 | 692155.6268 | 793618.2757 | 227917.9067 | 75137.0794 | 5728.3718 | 3585.7408 | 1798143.0013
WeekDay | Monday | 1 | 5 | 581516.0283 | 692421.1294 | 202572.5206 | 62909.2892 | 4981.3648 | 3276.0078 | 1547676.3402 | 694537.2349 | 826997.4226 | 241943.7324 | 75136.0954 | 5949.5236 | 3912.72 | 1848476.7289
WeekDay | Monday | 1 | 6 | 591330.4307 | 739513.464 | 216281.3305 | 230.5974 | 5211.6909 | 3623.7671 | 1556191.2805 | 706259.1266 | 883242.4412 | 258316.9335 | 275.4154 | 6224.6149 | 4328.0685 | 1858646.6001
WeekDay | Monday | 1 | 7 | 596470.1739 | 816533.2459 | 229555.4424 | 232.3719 | 3716.8298 | 3695.1024 | 1650203.1663 | 712397.8104 | 975231.4901 | 274170.9505 | 277.5348 | 4439.2185 | 4413.2682 | 1970930.2724
WeekDay | Monday | 1 | 8 | 599155.829 | 935505.1932 | 240793.2858 | 200.6579 | 2601.3292 | 3398.2968 | 1781654.5919 | 715605.4391 | 1117326.365 | 287592.9377 | 239.657 | 3106.9135 | 4058.7766 | 2127930.0888
WeekDay | Monday | 1 | 9 | 602215.3497 | 1010083.2246 | 249351.9721 | 200.0844 | 2023.2561 | 3030.6867 | 1866904.5736 | 719259.5963 | 1206399.0942 | 297815.0572 | 238.972 | 2416.4883 | 3619.7192 | 2229748.9273
WeekDay | Monday | 1 | 10 | 623691.5467 | 1063695.526 | 253620.6057 | 217.4484 | 1729.7033 | 2667.5351 | 1945622.3651 | 744909.8239 | 1270431.2751 | 302913.3259 | 259.7108 | 2065.8817 | 3185.9869 | 2323766.0043
WeekDay | Monday | 1 | 11 | 643453.8765 | 1101368.0883 | 251686.1126 | 336.1528 | 2736.8151 | 2533.0384 | 2002114.0836 | 768513.0838 | 1315425.731 | 300602.8522 | 401.4861 | 3268.7319 | 3025.3499 | 2391237.2349
WeekDay | Monday | 1 | 12 | 655862.2067 | 1105136.8177 | 254153.0578 | 232.6607 | 4159.4171 | 3181.8495 | 2022726.0095 | 783333.049 | 1319926.9361 | 303549.2633 | 277.8798 | 4967.8253 | 3800.2615 | 2415855.2149
WeekDay | Monday | 1 | 13 | 642706.7893 | 1110614.0675 | 255848.4579 | 269.5196 | 4719.4254 | 3336.6215 | 2017494.8813 | 767620.7956 | 1326468.723 | 305574.1748 | 321.9024 | 5636.6747 | 3985.1144 | 2409607.3848
WeekDay | Monday | 1 | 14 | 645192.5314 | 1106934.7628 | 254122.7547 | 284.3808 | 4480.067 | 3768.773 | 2014783.2696 | 770589.6569 | 1322074.3228 | 303513.0706 | 339.6519 | 5350.7955 | 4501.2572 | 2406368.7548
WeekDay | Monday | 1 | 15 | 662265.9367 | 1089453.7836 | 251746.1435 | 288.7745 | 5916.2175 | 3227.3894 | 2012898.2452 | 790981.3832 | 1301195.8081 | 300674.5504 | 344.8996 | 7066.0707 | 3854.6523 | 2404117.3644
WeekDay | Monday | 1 | 16 | 695806.0524 | 1038474.5335 | 248053.188 | 554.3617 | 6467.1935 | 3322.2908 | 1992677.6198 | 831040.226 | 1240308.4282 | 296263.8464 | 662.1053 | 7724.1322 | 3967.9984 | 2379966.7364
WeekDay | Monday | 1 | 17 | 743882.3221 | 959211.0879 | 243027.1994 | 63406.6052 | 3938.1234 | 3570.478 | 2017035.816 | 888460.4137 | 1145639.6457 | 290261.0261 | 75730.0678 | 4703.5219 | 4264.4223 | 2409059.0975
WeekDay | Monday | 1 | 18 | 861813.526 | 934803.4093 | 237094.5891 | 63403.7938 | 2357.4546 | 3637.3548 | 2103110.1277 | 1029312.2704 | 1116488.1851 | 283175.3766 | 75726.71 | 2815.6404 | 4344.297 | 2511862.4795
WeekDay | Monday | 1 | 19 | 906178.5939 | 915883.9728 | 232762.5107 | 63855.4852 | 1576.1526 | 3567.9303 | 2123824.6456 | 1082299.9613 | 1093891.6401 | 278001.3322 | 76266.1904 | 1882.4875 | 4261.3795 | 2536602.991
WeekDay | Monday | 1 | 20 | 919553.5718 | 873577.143 | 229663.4292 | 63911.3611 | 1052.2738 | 3369.9538 | 2091127.7326 | 1098274.4481 | 1043362.2185 | 274299.9252 | 76332.9261 | 1256.7897 | 4024.9249 | 2497551.2325
WeekDay | Monday | 1 | 21 | 935363.6159 | 833009.3672 | 224106.1668 | 63766.685 | 1178.7273 | 3236.2002 | 2060660.7623 | 1117157.2713 | 994909.8466 | 267662.5748 | 76160.1313 | 1407.8202 | 3865.1755 | 2461162.8197
WeekDay | Monday | 1 | 22 | 928685.6466 | 785538.8398 | 233325.5361 | 63481.7027 | 1309.697 | 3113.3804 | 2015454.8025 | 1109181.3977 | 938213.131 | 278673.785 | 75819.7609 | 1564.2447 | 3718.485 | 2407170.8043
WeekDay | Monday | 1 | 23 | 852628.6726 | 754740.8784 | 231353.1128 | 63464.4239 | 1521.9582 | 3031.7482 | 1906740.7942 | 1018342.2844 | 901429.397 | 276318.0091 | 75799.1239 | 1817.7602 | 3620.9871 | 2277327.5617
WeekDay | Tuesday | 1 | 0 | 774795.1909 | 741015.7974 | 227854.3336 | 63027.9915 | 2718.7503 | 2968.693 | 1812380.7568 | 925381.3882 | 885036.7623 | 272139.2208 | 75277.8682 | 3247.1561 | 3545.6766 | 2164628.0723
WeekDay | Tuesday | 1 | 1 | 711459.2486 | 716033.8899 | 227608.8313 | 62951.427 | 3043.9165 | 2950.9653 | 1724048.2786 | 849735.717 | 855199.4679 | 271846.0036 | 75186.423 | 3635.5203 | 3524.5035 | 2059127.6353
WeekDay | Tuesday | 1 | 2 | 665545.8436 | 699910.7215 | 221173.7284 | 62948.9138 | 2678.1046 | 2955.9545 | 1655213.2664 | 794898.7601 | 835942.6628 | 264160.199 | 75183.4213 | 3198.6106 | 3530.4624 | 1976914.1162
WeekDay | Tuesday | 1 | 3 | 602912.0692 | 681067.1604 | 216249.0749 | 62946.1793 | 1919.3835 | 2955.5299 | 1568049.3972 | 720091.7275 | 813436.74 | 258278.4089 | 75180.1553 | 2292.4275 | 3529.9553 | 1872809.4145
WeekDay | Tuesday | 1 | 4 | 606871.3878 | 686131.5599 | 220231.597 | 62967.4207 | 2276.1631 | 3029.519 | 1581507.6474 | 724820.564 | 819485.4366 | 263034.9586 | 75205.525 | 2718.5493 | 3618.3246 | 1888883.3582
WeekDay | Tuesday | 1 | 5 | 664065.6591 | 718594.4692 | 225228.2428 | 62983.7062 | 3798.1213 | 3275.6893 | 1677945.8879 | 793130.8927 | 858257.7114 | 269002.7331 | 75224.9758 | 4536.3095 | 3912.3396 | 2004064.9622
WeekDay | Tuesday | 1 | 6 | 724947.4929 | 782525.1387 | 228725.8126 | 313.0839 | 5175.5613 | 3484.2812 | 1745171.3706 | 865845.4843 | 934613.6986 | 273180.0771 | 373.9336 | 6181.4634 | 4161.4727 | 2084356.1298
WeekDay | Tuesday | 1 | 7 | 624921.0091 | 887876.1455 | 232770.1403 | 289.0176 | 4096.1903 | 3635.3379 | 1753587.8407 | 746378.2399 | 1060440.3198 | 278010.4446 | 345.1899 | 4892.31 | 4341.8881 | 2094408.3924
WeekDay | Tuesday | 1 | 8 | 531518.123 | 1029494.864 | 245682.111 | 206.2942 | 2488.4243 | 3391.503 | 1812781.3194 | 634821.93 | 1229583.5048 | 293431.936 | 246.3888 | 2972.0648 | 4050.6623 | 2165106.4868
WeekDay | Tuesday | 1 | 9 | 519137.5525 | 1116795.0777 | 250140.8991 | 211.9316 | 1711.6385 | 3099.262 | 1891096.3612 | 620035.1197 | 1333851.0504 | 298757.3169 | 253.1218 | 2044.3059 | 3701.6225 | 2258642.5373
WeekDay | Tuesday | 1 | 10 | 521207.1825 | 1166277.3535 | 256852.4583 | 226.4447 | 1892.2864 | 3071.5559 | 1949527.2812 | 622506.995 | 1392950.5101 | 306773.3088 | 270.4556 | 2260.0638 | 3668.5316 | 2328429.8648
WeekDay | Tuesday | 1 | 11 | 585330.1353 | 1207311.4579 | 258313.7665 | 222.0354 | 2389.068 | 2918.4823 | 2056484.9453 | 699092.637 | 1441959.8442 | 308518.6313 | 265.1893 | 2853.398 | 3485.7072 | 2456175.407
WeekDay | Tuesday | 1 | 12 | 595094.9859 | 1209603.5868 | 262404.8308 | 214.3388 | 2325.8412 | 2520.4061 | 2072163.9896 | 710755.3462 | 1444697.4624 | 313404.819 | 255.9969 | 2777.8827 | 3010.2625 | 2474901.7697
WeekDay | Tuesday | 1 | 13 | 583011.2266 | 1218447.7237 | 263280.5378 | 218.0219 | 3328.4369 | 3686.2916 | 2071972.2385 | 696323.0341 | 1455260.5116 | 314450.7251 | 260.3958 | 3975.339 | 4402.745 | 2474672.7506
WeekDay | Tuesday | 1 | 14 | 585783.254 | 1203251.3028 | 260619.7941 | 207.3903 | 4163.9332 | 4108.8893 | 2058134.5637 | 699633.822 | 1437110.5731 | 311272.8494 | 247.6979 | 4973.2192 | 4907.4772 | 2458145.6388
WeekDay | Tuesday | 1 | 15 | 620631.053 | 1158740.8272 | 254410.1528 | 196.4055 | 4660.7149 | 3794.2499 | 2042433.4033 | 741254.5045 | 1383949.2136 | 303856.3264 | 234.5781 | 5566.5534 | 4531.6856 | 2439392.8616
WeekDay | Tuesday | 1 | 16 | 677765.2635 | 1097921.8296 | 247567.5277 | 248.0227 | 3947.1558 | 3569.6288 | 2031019.4281 | 809493.0993 | 1311309.6708 | 295683.795 | 296.2274 | 4714.3098 | 4263.408 | 2425760.5103
WeekDay | Tuesday | 1 | 17 | 745273.3863 | 999535.777 | 240767.0302 | 63317.5795 | 4520.7128 | 3791.4899 | 2057205.9757 | 890121.8398 | 1193801.6855 | 287561.5791 | 75623.7394 | 5399.341 | 4528.3892 | 2457036.5741
WeekDay | Tuesday | 1 | 18 | 877388.3237 | 966613.3312 | 231791.4464 | 63335.1108 | 3906.51 | 3775.2484 | 2146809.9706 | 1047914.1255 | 1154480.5605 | 276841.5356 | 75644.678 | 4665.7642 | 4508.9911 | 2564055.6549
WeekDay | Tuesday | 1 | 19 | 944773.8058 | 939331.6569 | 226326.2654 | 63939.8782 | 2172.2906 | 3731.1946 | 2180275.0915 | 1128396.3893 | 1121896.5254 | 270314.1631 | 76366.9857 | 2594.4885 | 4456.3752 | 2604024.9272
WeekDay | Tuesday | 1 | 20 | 969313.0296 | 891658.0097 | 224802.3251 | 63965.5995 | 1702.6061 | 3483.8566 | 2154925.4267 | 1157704.9618 | 1064957.2125 | 268494.0357 | 76397.7061 | 2033.5181 | 4160.9655 | 2573748.3997
WeekDay | Tuesday | 1 | 21 | 989348.1649 | 839626.1132 | 220572.063 | 63808.989 | 1418.0857 | 3339.9123 | 2118113.3281 | 1181634.0484 | 1002812.5978 | 263441.5963 | 76210.6574 | 1693.6994 | 3989.0447 | 2529781.644
WeekDay | Tuesday | 1 | 22 | 972066.0164 | 797411.708 | 216397.3032 | 63067.4114 | 1291.6322 | 3209.5556 | 2053443.6268 | 1160993.0084 | 952393.564 | 258455.4462 | 75324.9496 | 1542.6689 | 3833.3524 | 2452542.9895
WeekDay | Tuesday | 1 | 23 | 888396.5747 | 761448.7188 | 212841.9033 | 62925.9686 | 2113.58 | 3129.8342 | 1930856.5796 | 1061061.8976 | 909440.9473 | 254209.0326 | 75156.0165 | 2524.3672 | 3738.1367 | 2306130.3979
WeekDay | Wednesday | 1 | 0 | 793489.0031 | 729662.8392 | 216161.1698 | 62921.0969 | 2809.0743 | 3097.1389 | 1808140.3222 | 947708.4574 | 871477.2871 | 258173.4189 | 75150.198 | 3355.0351 | 3699.0868 | 2159563.4832
WeekDay | Wednesday | 1 | 1 | 728206.9794 | 708225.6701 | 213143.9931 | 62922.0663 | 3080.0461 | 3069.8574 | 1718648.6123 | 869738.472 | 845873.6726 | 254569.8354 | 75151.3557 | 3678.6719 | 3666.503 | 2052678.5107
WeekDay | Wednesday | 1 | 2 | 679708.2552 | 688466.7627 | 212035.8651 | 62924.3104 | 3057.4651 | 3047.5651 | 1649240.2235 | 811813.7233 | 822274.5004 | 253246.3359 | 75154.036 | 3651.7022 | 3639.8781 | 1969780.1759
WeekDay | Wednesday | 1 | 3 | 631162.3721 | 674471.783 | 210921.0801 | 62922.8361 | 3071.0137 | 3061.2589 | 1585610.3441 | 753832.6501 | 805559.5107 | 251914.8856 | 75152.2752 | 3667.884 | 3656.2334 | 1893783.4391
WeekDay | Wednesday | 1 | 4 | 625107.9045 | 683884.9773 | 209092.1125 | 62922.5068 | 3454.8904 | 3137.0527 | 1587599.4441 | 746601.4595 | 816802.2169 | 249730.447 | 75151.8819 | 4126.3695 | 3746.7581 | 1896159.1329
WeekDay | Wednesday | 1 | 5 | 668053.4992 | 710107.8828 | 213424.4356 | 62919.5904 | 4299.4191 | 3347.1307 | 1662151.9579 | 797893.794 | 848121.705 | 254904.7836 | 75148.3987 | 5135.0376 | 3997.6661 | 1985201.385
WeekDay | Wednesday | 1 | 6 | 723777.7778 | 755026.0511 | 224897.196 | 240.7625 | 4972.3324 | 3623.2364 | 1712537.3562 | 864448.4279 | 901769.9948 | 268607.3453 | 287.5561 | 5938.7357 | 4327.4346 | 2045379.4945
WeekDay | Wednesday | 1 | 7 | 619406.5281 | 849912.099 | 233355.232 | 242.6648 | 4620.0691 | 3723.127 | 1711259.7199 | 739791.9857 | 1015097.728 | 278709.2525 | 289.8282 | 5518.0079 | 4446.7395 | 2043853.5417
WeekDay | Wednesday | 1 | 8 | 527966.2329 | 1009991.6934 | 240199.2903 | 210.5051 | 3310.3721 | 3330.7831 | 1785008.8769 | 630579.7083 | 1206289.7733 | 286883.4956 | 251.418 | 3953.7632 | 3978.1412 | 2131936.2997
WeekDay | Wednesday | 1 | 9 | 512303.4027 | 1107986.3354 | 246322.4334 | 214.3814 | 2818.1067 | 2717.7457 | 1872362.4054 | 611872.711 | 1323330.2751 | 294196.7091 | 256.0477 | 3365.823 | 3245.9563 | 2236267.5222
WeekDay | Wednesday | 1 | 10 | 523209.5495 | 1157210.3391 | 248799.2575 | 214.5185 | 3012.3031 | 2278.0573 | 1934724.0251 | 624898.5344 | 1382121.2658 | 297154.9191 | 256.2115 | 3597.7627 | 2720.8117 | 2310749.5052
WeekDay | Wednesday | 1 | 11 | 531211.455 | 1179644.4042 | 250247.8776 | 234.8477 | 2971.6574 | 2136.5545 | 1966446.7963 | 634455.6592 | 1408915.529 | 298885.0874 | 280.4918 | 3549.2172 | 2551.807 | 2348637.7915
WeekDay | Wednesday | 1 | 12 | 533851.0195 | 1179397.1007 | 254742.7795 | 282.573 | 3369.0827 | 1980.4025 | 1973622.9578 | 637608.2393 | 1408620.1605 | 304253.6011 | 337.4928 | 4023.8845 | 2365.3059 | 2357208.6841
WeekDay | Wednesday | 1 | 13 | 518859.099 | 1195580.9042 | 260999.8264 | 299.1235 | 4480.067 | 2300.3496 | 1982519.3697 | 619702.5471 | 1427949.3855 | 311726.7434 | 357.26 | 5350.7955 | 2747.4366 | 2367834.1681
WeekDay | Wednesday | 1 | 14 | 530293.9677 | 1187705.502 | 255864.9708 | 324.449 | 4990.3972 | 2665.7304 | 1981845.0172 | 633359.8527 | 1418543.3506 | 305593.8971 | 387.5076 | 5960.3115 | 3183.8315 | 2367028.7511
WeekDay | Wednesday | 1 | 15 | 581416.1105 | 1155349.2605 | 249003.8284 | 308.8273 | 4760.0712 | 3145.7573 | 1993983.8552 | 694417.8974 | 1379898.4752 | 297399.2496 | 368.8498 | 5685.2202 | 3757.1545 | 2381526.8466
WeekDay | Wednesday | 1 | 16 | 645275.4635 | 1084360.8769 | 244716.9082 | 289.5994 | 4308.4515 | 3482.4766 | 1982433.7762 | 770688.7073 | 1295113.0637 | 292279.1402 | 345.8848 | 5145.8255 | 4159.3173 | 2367731.9389
WeekDay | Wednesday | 1 | 17 | 699536.2606 | 995707.9074 | 238039.1137 | 63226.8375 | 5279.4338 | 3773.4438 | 2005562.9967 | 835495.4231 | 1189229.8459 | 284303.4753 | 75515.3611 | 6305.5241 | 4506.8357 | 2395356.4654
WeekDay | Wednesday | 1 | 18 | 808894.1836 | 963698.6812 | 232368.1566 | 63429.6252 | 4019.415 | 3848.0698 | 2076258.1313 | 966107.7292 | 1150999.4303 | 277530.3329 | 75757.5619 | 4800.6129 | 4595.9658 | 2479791.633
WeekDay | Wednesday | 1 | 19 | 807004.349 | 917304.7442 | 232215.7014 | 63842.1108 | 1847.1244 | 3773.5499 | 2025987.5797 | 963850.5936 | 1095588.5471 | 277348.2471 | 76250.2166 | 2206.1244 | 4506.9625 | 2419750.6913
WeekDay | Wednesday | 1 | 20 | 828160.4019 | 871299.6467 | 230430.6553 | 63882.8211 | 1160.6625 | 3517.8258 | 1998452.0133 | 989118.4552 | 1040642.0768 | 275216.2664 | 76298.8392 | 1386.2444 | 4201.5368 | 2386863.4187
WeekDay | Wednesday | 1 | 21 | 838081.8034 | 820823.8665 | 227327.9595 | 63771.2034 | 921.3041 | 3376.4291 | 1954302.566 | 1000968.1419 | 980356.0192 | 271510.5426 | 76165.5279 | 1100.3652 | 4032.6588 | 2334133.2556
WeekDay | Wednesday | 1 | 22 | 823172.8635 | 771733.3725 | 219059.3924 | 63452.2235 | 1011.628 | 3239.2786 | 1881668.7585 | 983161.5581 | 921724.4865 | 261634.9288 | 75784.5523 | 1208.2441 | 3868.8523 | 2247382.6221
WeekDay | Wednesday | 1 | 23 | 747544.0341 | 744013.7841 | 211549.1403 | 63427.9089 | 2118.0962 | 3103.5081 | 1771756.4717 | 892833.8019 | 888617.4261 | 252665.0132 | 75755.512 | 2529.7612 | 3706.6939 | 2116108.2083
WeekDay | Thursday | 1 | 0 | 665803.2737 | 670216.8473 | 202783.9999 | 63133.2321 | 2682.6208 | 3049.9005 | 1607669.8742 | 795206.2233 | 800477.602 | 242196.314 | 75403.563 | 3204.0046 | 3642.6674 | 1920130.3742
WeekDay | Thursday | 1 | 1 | 608680.0899 | 655356.0376 | 206401.1975 | 62891.838 | 2926.4954 | 3016.0375 | 1539271.6958 | 726980.7985 | 782728.5028 | 246516.5361 | 75115.2524 | 3495.2777 | 3602.2229 | 1838438.5904
WeekDay | Thursday | 1 | 2 | 571885.9595 | 641699.029 | 205832.0365 | 62891.0162 | 2863.2686 | 2968.3745 | 1488139.6843 | 683035.5032 | 766417.1708 | 245836.7552 | 75114.2709 | 3419.7625 | 3545.2963 | 1777368.7588
WeekDay | Thursday | 1 | 3 | 637455.1965 | 647533.5732 | 207638.9073 | 62894.2421 | 3829.7347 | 2989.7114 | 1562341.3653 | 761348.5235 | 773385.6945 | 247994.8024 | 75118.1238 | 4574.0671 | 3570.7801 | 1865991.9915
WeekDay | Thursday | 1 | 4 | 634246.2403 | 647241.275 | 207740.5552 | 62893.8193 | 3567.7953 | 3129.5157 | 1558819.2009 | 757515.887 | 773036.5864 | 248116.2062 | 75117.6188 | 4261.2182 | 3737.7563 | 1861785.2729
WeekDay | Thursday | 1 | 5 | 679203.9757 | 672120.1164 | 212120.4193 | 62895.0192 | 4448.4536 | 3378.1276 | 1634166.1118 | 811211.434 | 802750.7831 | 253347.3237 | 75119.052 | 5313.0379 | 4034.6874 | 1951776.318
WeekDay | Thursday | 1 | 6 | 735915.1436 | 722314.047 | 222144.0195 | 221.4889 | 4335.5487 | 3654.2332 | 1688584.4808 | 878944.7652 | 862700.212 | 265319.0721 | 264.5366 | 5178.1892 | 4364.4559 | 2016771.2309
WeekDay | Thursday | 1 | 7 | 629297.6586 | 837439.3218 | 231042.9155 | 210.1487 | 3414.2446 | 3682.8947 | 1705087.1839 | 751605.518 | 1000200.7901 | 275947.5231 | 250.9924 | 4077.824 | 4398.6879 | 2036481.3355
WeekDay | Thursday | 1 | 8 | 537280.3614 | 979159.5555 | 238919.943 | 178.4368 | 2641.975 | 3483.1135 | 1761663.3852 | 641704.0948 | 1169465.2203 | 285355.4992 | 213.1171 | 3155.459 | 4160.078 | 2104053.4685
WeekDay | Thursday | 1 | 9 | 518617.2191 | 1063198.0272 | 244997.0405 | 181.6898 | 3215.532 | 3144.8019 | 1833354.3104 | 619413.6564 | 1269837.0844 | 292613.7179 | 217.0023 | 3840.4903 | 3756.0134 | 2189677.9647
WeekDay | Thursday | 1 | 10 | 520582.3094 | 1111744.1628 | 250523.265 | 201.968 | 3305.8559 | 3021.7698 | 1889379.3308 | 621760.674 | 1327818.4592 | 299213.998 | 241.2217 | 3948.3693 | 3609.0693 | 2256591.7914
WeekDay | Thursday | 1 | 11 | 518050.098 | 1120249.3201 | 251417.2001 | 210.3388 | 3003.2707 | 2706.4934 | 1895636.7213 | 618736.3118 | 1337976.6461 | 300281.6749 | 251.2195 | 3586.9748 | 3232.5171 | 2264065.3442
WeekDay | Thursday | 1 | 12 | 519858.9558 | 1120265.0101 | 256191.8724 | 211.8277 | 3829.7347 | 2762.6487 | 1903120.0494 | 620896.7322 | 1337995.3855 | 305984.3341 | 252.9977 | 4574.0671 | 3299.5865 | 2273003.103
WeekDay | Thursday | 1 | 13 | 506182.0471 | 1119769.3302 | 257103.4281 | 207.5202 | 4186.5142 | 3054.2528 | 1890503.0927 | 604561.6325 | 1337403.3672 | 307073.0562 | 247.853 | 5000.1889 | 3647.8656 | 2257933.9633
WeekDay | Thursday | 1 | 14 | 506855.4699 | 1125168.5203 | 256617.8131 | 215.4079 | 4443.9374 | 2637.7059 | 1895938.8546 | 605365.939 | 1343851.923 | 306493.059 | 257.2737 | 5307.6439 | 3150.3602 | 2264426.1989
WeekDay | Thursday | 1 | 15 | 547623.8002 | 1086125.5383 | 250627.3714 | 212.4936 | 4543.2938 | 3229.6186 | 1892362.1159 | 654057.8443 | 1297220.698 | 299338.3381 | 253.7931 | 5426.3108 | 3857.3148 | 2260154.2991
WeekDay | Thursday | 1 | 16 | 606301.5553 | 1034217.4013 | 242359.1714 | 229.2031 | 3924.5748 | 3764.633 | 1890796.539 | 724139.981 | 1235223.8962 | 289463.1628 | 273.7501 | 4687.34 | 4496.3125 | 2258284.4427
WeekDay | Thursday | 1 | 17 | 651150.7227 | 946060.9196 | 236009.6601 | 63318.7047 | 4511.6804 | 3659.6471 | 1904711.3346 | 777705.8592 | 1129933.6616 | 281879.585 | 75625.0833 | 5388.5531 | 4370.9219 | 2274903.6641
WeekDay | Thursday | 1 | 18 | 756677.4916 | 910834.9381 | 230054.4277 | 62895.2156 | 3771.0241 | 3694.9962 | 1967928.0933 | 903742.4029 | 1087861.2945 | 274766.9166 | 75119.2865 | 4503.9458 | 4413.1414 | 2350406.9877
WeekDay | Thursday | 1 | 19 | 928973.5127 | 908585.5585 | 228153.5405 | 63460.9663 | 2587.7806 | 3622.1748 | 2135383.5334 | 1109525.2124 | 1085174.7342 | 272496.5803 | 75794.9943 | 3090.7317 | 4326.1667 | 2550408.4195
WeekDay | Thursday | 1 | 20 | 956100.9307 | 853655.0343 | 223664.8444 | 63731.5217 | 2104.5476 | 3400.6322 | 2102657.5108 | 1141925.0104 | 1019568.1257 | 267135.4786 | 76118.1338 | 2513.5793 | 4061.5659 | 2511321.8938
WeekDay | Thursday | 1 | 21 | 979746.6528 | 815251.1729 | 217493.8699 | 63522.4784 | 1969.0617 | 3275.3709 | 2081258.6067 | 1170166.4237 | 973700.2384 | 259765.1375 | 75868.4617 | 2351.7609 | 3911.9593 | 2485763.9814
WeekDay | Thursday | 1 | 22 | 968640.6428 | 767709.1744 | 213254.8967 | 62911.5105 | 2032.2885 | 3130.0465 | 2017678.5594 | 1156901.8925 | 916918.1608 | 254702.2938 | 75138.7484 | 2427.2762 | 3738.3902 | 2409826.762
WeekDay | Thursday | 1 | 23 | 886246.2594 | 735058.7304 | 209878.136 | 62906.4082 | 2881.3334 | 2978.5653 | 1899949.4328 | 1058493.6554 | 877921.9029 | 250669.239 | 75132.6545 | 3441.3382 | 3557.4677 | 2269216.2576
WeekDay | Friday | 1 | 0 | 797733.5867 | 713798.4589 | 206883.468 | 62883.3082 | 3621.9897 | 3002.7683 | 1787923.5797 | 952778.0018 | 852529.5672 | 247092.5388 | 75105.0648 | 4325.9456 | 3586.3747 | 2135417.4928
WeekDay | Friday | 1 | 1 | 735751.8562 | 694838.6563 | 204608.6228 | 62879.6906 | 3978.7692 | 2979.5206 | 1705037.1157 | 878749.7418 | 829884.8107 | 244375.5636 | 75100.7441 | 4752.0674 | 3558.6087 | 2036421.5362
WeekDay | Friday | 1 | 2 | 693175.9368 | 676339.3756 | 203779.7504 | 62886.8552 | 3938.1234 | 2930.053 | 1643050.0944 | 827898.9314 | 807790.0813 | 243385.5947 | 75109.3012 | 4703.5219 | 3499.5268 | 1962386.9572
WeekDay | Friday | 1 | 3 | 581495.6805 | 660015.9622 | 203218.2043 | 62875.6179 | 2741.3313 | 2956.6976 | 1513303.4938 | 694512.9323 | 788294.1124 | 242714.9086 | 75095.8798 | 3274.1259 | 3531.3499 | 1807423.309
WeekDay | Friday | 1 | 4 | 582094.0609 | 662741.9157 | 204019.7228 | 62871.4475 | 2714.2341 | 3037.6928 | 1517479.0739 | 695227.6116 | 791549.8717 | 243672.2072 | 75090.8989 | 3241.7622 | 3628.0871 | 1812410.4387
WeekDay | Friday | 1 | 5 | 628649.278 | 684524.6324 | 210270.5381 | 62872.2423 | 2872.301 | 3283.6508 | 1592472.6426 | 750831.1207 | 817566.1929 | 251137.9067 | 75091.8482 | 3430.5503 | 3921.8485 | 1901979.4675
WeekDay | Friday | 1 | 6 | 696968.5104 | 731871.5612 | 220291.3474 | 215.811 | 3725.8622 | 3540.755 | 1656613.8472 | 832428.615 | 874115.2877 | 263106.3219 | 257.7552 | 4450.0063 | 4228.9224 | 1978586.9085
WeekDay | Friday | 1 | 7 | 613463.8363 | 829073.5618 | 229541.339 | 217.4484 | 3161.3376 | 3668.4578 | 1679125.9809 | 732694.2953 | 990209.0933 | 274154.106 | 259.7108 | 3775.763 | 4381.4451 | 2005474.4135
WeekDay | Friday | 1 | 8 | 537298.5349 | 972688.405 | 238676.6888 | 188.3546 | 3211.0158 | 3416.4491 | 1755479.4482 | 641725.8005 | 1161736.362 | 285064.9671 | 224.9625 | 3835.0964 | 4080.4569 | 2096667.6455
WeekDay | Friday | 1 | 9 | 518327.2181 | 1059498.8651 | 247801.7792 | 195.4611 | 2109.0638 | 3488.7397 | 1831421.1269 | 619067.2918 | 1265418.9675 | 295963.5747 | 233.4501 | 2518.9733 | 4166.7976 | 2187369.0551
WeekDay | Friday | 1 | 10 | 517575.3997 | 1112862.2711 | 251796.3365 | 203.5545 | 2226.4849 | 2773.5826 | 1887437.6293 | 618169.3529 | 1329153.8788 | 300734.4988 | 243.1166 | 2659.2159 | 3312.6453 | 2254272.7083
WeekDay | Friday | 1 | 11 | 541393.3274 | 1149832.2014 | 250861.035 | 215.9658 | 2809.0743 | 3255.9447 | 1948367.5486 | 646616.441 | 1373309.1417 | 299617.4157 | 257.9401 | 3355.0351 | 3888.7576 | 2327044.7312
WeekDay | Friday | 1 | 12 | 544014.5779 | 1140149.1583 | 251759.2464 | 235.6103 | 3811.6699 | 3072.2989 | 1943042.5618 | 649747.1476 | 1361744.1399 | 300690.2001 | 281.4026 | 4552.4913 | 3669.4191 | 2320684.8005
WeekDay | Friday | 1 | 13 | 534020.7078 | 1150226.437 | 250188.3667 | 249.3598 | 4123.2875 | 2803.3056 | 1941611.4644 | 637810.9075 | 1373779.9995 | 298814.0102 | 297.8244 | 4924.6737 | 3348.1452 | 2318975.5605
WeekDay | Friday | 1 | 14 | 542342.5385 | 1149866.0953 | 247013.0004 | 283.8364 | 4484.5832 | 3018.479 | 1947008.5327 | 647750.137 | 1373349.6231 | 295021.492 | 339.0017 | 5356.1895 | 3605.1389 | 2325421.5822
WeekDay | Friday | 1 | 15 | 573992.3086 | 1115731.5612 | 242065.2713 | 281.5423 | 5830.4098 | 3291.9308 | 1941193.024 | 685551.2341 | 1332580.833 | 289112.1413 | 336.2618 | 6963.5857 | 3931.7378 | 2318475.7937
WeekDay | Friday | 1 | 16 | 627727.6315 | 1052530.2603 | 238410.403 | 267.744 | 5080.7212 | 3430.1429 | 1927446.9028 | 749730.3465 | 1257095.9716 | 284746.927 | 319.7817 | 6068.1905 | 4096.8122 | 2302058.0295
WeekDay | Friday | 1 | 17 | 675292.0981 | 959697.8145 | 230300.5045 | 63274.6812 | 3179.4024 | 3660.7086 | 1935405.2093 | 806539.2589 | 1146220.9707 | 275060.82 | 75572.5036 | 3797.3387 | 4372.1898 | 2311563.0817
WeekDay | Friday | 1 | 18 | 769130.6855 | 918466.2824 | 226575.7819 | 63434.4003 | 2366.487 | 3676.4193 | 1983650.0564 | 918615.9514 | 1096975.8374 | 270612.1747 | 75763.265 | 2826.4283 | 4390.954 | 2369184.6107
WeekDay | Friday | 1 | 19 | 817733.261 | 905680.5547 | 225568.1773 | 63790.318 | 2610.3616 | 3647.3332 | 2019030.0059 | 976664.7355 | 1081705.1251 | 269408.736 | 76188.3576 | 3117.7014 | 4356.2148 | 2411440.8704
WeekDay | Friday | 1 | 20 | 815055.0978 | 866465.4809 | 222067.7005 | 63855.6182 | 2456.8109 | 3449.569 | 1973350.2773 | 973466.0548 | 1034868.3612 | 265227.9201 | 76266.3492 | 2934.3072 | 4120.0139 | 2356883.0064
WeekDay | Friday | 1 | 21 | 828049.3576 | 830291.6011 | 215616.2172 | 63653.7801 | 1955.5131 | 3305.4123 | 1942871.8814 | 988985.8287 | 991663.866 | 257522.5514 | 76025.2826 | 2335.5791 | 3947.8395 | 2320480.9473
WeekDay | Friday | 1 | 22 | 829822.1275 | 785871.4062 | 209245.0186 | 63497.7389 | 2136.161 | 3201.1695 | 1893773.6216 | 991103.1473 | 938610.3338 | 249913.0713 | 75838.9139 | 2551.337 | 3823.3364 | 2261840.1396
WeekDay | Friday | 1 | 23 | 783129.4577 | 758708.3448 | 206297.3062 | 63472.9204 | 2389.068 | 3108.7096 | 1817105.8068 | 935335.4708 | 906167.9649 | 246392.4529 | 75809.2718 | 2853.398 | 3712.9064 | 2170271.4647
Saturday | Saturday | 1 | 0 | 726550.0069 | 727441.5291 | 202192.3321 | 63216.6942 | 3373.5988 | 3107.8604 | 1725882.0215 | 867759.4567 | 868824.2517 | 241489.6519 | 75503.2464 | 4029.2785 | 3711.8921 | 2061317.7774
Saturday | Saturday | 1 | 1 | 674725.8687 | 699988.9597 | 197288.1435 | 62923.0481 | 4091.6741 | 3104.4635 | 1642122.1575 | 805862.9794 | 836036.1071 | 235632.3041 | 75152.5284 | 4886.9161 | 3707.835 | 1961278.67
Saturday | Saturday | 1 | 2 | 635393.8269 | 685839.0447 | 196532.5998 | 62917.3525 | 3771.0241 | 3039.3913 | 1587493.2393 | 758886.5141 | 819136.0693 | 234729.9159 | 75145.7259 | 4503.9458 | 3630.1156 | 1896032.2866
Saturday | Saturday | 1 | 3 | 588791.1269 | 665453.0723 | 195625.5112 | 62914.3645 | 2985.2059 | 3031.4298 | 1518800.7106 | 703226.2935 | 794787.9582 | 233646.5291 | 75142.1571 | 3565.399 | 3620.6067 | 1813988.9436
Saturday | Saturday | 1 | 4 | 570777.3625 | 662912.4881 | 194895.1603 | 62906.7635 | 3220.0482 | 3019.0098 | 1497730.8324 | 681711.4435 | 791753.5958 | 232774.23 | 75133.0789 | 3845.8843 | 3605.7729 | 1788824.0053
Saturday | Saturday | 1 | 5 | 570555.9517 | 675278.9297 | 194456.8184 | 62905.6789 | 3039.4003 | 3157.8588 | 1509394.6378 | 681447.0002 | 806523.5312 | 232250.6937 | 75131.7834 | 3630.1264 | 3771.608 | 1802754.7428
Saturday | Saturday | 1 | 6 | 582280.7015 | 689401.2477 | 194791.9872 | 217.7279 | 3197.4672 | 3229.4063 | 1473118.5377 | 695450.527 | 823390.6083 | 232651.0046 | 260.0446 | 3818.9145 | 3857.0613 | 1759428.1603
Saturday | Saturday | 1 | 7 | 624364.0635 | 703532.107 | 195575.7116 | 215.5398 | 3269.7263 | 3043.0005 | 1530000.1489 | 745713.0485 | 840267.8869 | 233587.0506 | 257.4313 | 3905.2177 | 3634.4263 | 1827365.0614
Saturday | Saturday | 1 | 8 | 656831.2977 | 767342.8546 | 197942.5937 | 194.6029 | 2501.9729 | 2642.0582 | 1627455.3799 | 784490.4887 | 916480.6445 | 236413.9508 | 232.4252 | 2988.2467 | 3155.5584 | 1943761.3142
Saturday | Saturday | 1 | 9 | 650336.4778 | 839429.4166 | 200324.8938 | 190.8803 | 1964.5455 | 2644.4997 | 1694890.7138 | 776733.3609 | 1002577.672 | 239259.2655 | 227.9791 | 2346.367 | 3158.4745 | 2024303.1189
Saturday | Saturday | 1 | 10 | 646766.2773 | 884616.9674 | 203819.8048 | 178.4368 | 2199.3877 | 2044.7316 | 1739625.6058 | 772469.27 | 1056547.7005 | 243433.434 | 213.1171 | 2626.8522 | 2442.1377 | 2077732.5115
Saturday | Saturday | 1 | 11 | 623248.9353 | 897721.0487 | 206087.1377 | 186.2726 | 2998.7545 | 1897.9211 | 1732140.0698 | 744381.1883 | 1072198.6402 | 246141.4368 | 222.4758 | 3581.5809 | 2266.7937 | 2068792.1157
Saturday | Saturday | 1 | 12 | 620340.0671 | 904665.2262 | 207367.272 | 177.9381 | 3802.6375 | 2542.0614 | 1738895.2024 | 740906.9638 | 1080492.4613 | 247670.3731 | 212.5215 | 4541.7034 | 3036.1267 | 2076860.1498
Saturday | Saturday | 1 | 13 | 617780.8297 | 893049.5914 | 206165.434 | 184.5697 | 3892.9615 | 2380.9202 | 1723454.3065 | 737850.3229 | 1066619.2567 | 246234.9505 | 220.442 | 4649.5824 | 2843.6667 | 2058418.2211
Saturday | Saturday | 1 | 14 | 615693.7143 | 870936.0312 | 203422.4719 | 168.8036 | 3933.6072 | 2194.7267 | 1696349.355 | 735357.5637 | 1040207.7904 | 242958.8769 | 201.6117 | 4698.1279 | 2621.2853 | 2026045.2559
Saturday | Saturday | 1 | 15 | 619778.2773 | 863301.8672 | 199418.2717 | 159.2443 | 5703.9563 | 2562.7614 | 1690924.3782 | 740235.9867 | 1031089.8797 | 238176.4359 | 190.1943 | 6812.5552 | 3060.8498 | 2019565.9016
Saturday | Saturday | 1 | 16 | 631825.622 | 844421.6501 | 194014.1184 | 150.3467 | 5834.926 | 2931.0084 | 1679177.6716 | 754624.8067 | 1008540.1767 | 231721.9522 | 179.5675 | 6968.9796 | 3500.6679 | 2005536.1505
Saturday | Saturday | 1 | 17 | 661468.3847 | 817260.2788 | 193646.8281 | 62830.5139 | 4854.9113 | 3498.8243 | 1743559.7411 | 790028.8221 | 976099.8263 | 231283.2768 | 75042.0096 | 5798.4931 | 4178.8422 | 2082431.2702
Saturday | Saturday | 1 | 18 | 731051.5035 | 828909.6902 | 192665.1698 | 62836.2052 | 3743.927 | 3576.4226 | 1822782.9183 | 873135.8467 | 990013.3723 | 230110.8272 | 75048.8071 | 4471.5821 | 4271.5223 | 2177051.9577
Saturday | Saturday | 1 | 19 | 697393.6042 | 812159.9481 | 189523.3154 | 62899.8047 | 1806.4786 | 3534.5981 | 1767317.749 | 832936.3283 | 970008.215 | 226358.3341 | 75124.7675 | 2157.5788 | 4221.5689 | 2110806.7926
Saturday | Saturday | 1 | 20 | 689538.0621 | 791196.1949 | 188160.1388 | 62928.2501 | 1530.9906 | 3294.4785 | 1736648.1151 | 823554.0135 | 944970.0278 | 224730.2158 | 75158.7415 | 1828.5481 | 3934.7806 | 2074176.3273
Saturday | Saturday | 1 | 21 | 691006.8099 | 768752.0821 | 186599.8951 | 62929.181 | 1323.2456 | 3154.6742 | 1713765.8878 | 825308.2214 | 918163.764 | 222866.7292 | 75159.8533 | 1580.4265 | 3767.8044 | 2046846.7988
Saturday | Saturday | 1 | 22 | 685111.8729 | 741889.3675 | 185943.5485 | 62927.2444 | 1264.535 | 3083.8697 | 1680220.4381 | 818267.5672 | 886080.1162 | 222082.8176 | 75157.5403 | 1510.3052 | 3683.2387 | 2006781.5852
Saturday | Saturday | 1 | 23 | 663954.9073 | 722885.2076 | 183096.0146 | 62925.4761 | 1612.2822 | 3020.1775 | 1637494.0653 | 792998.6156 | 863382.3812 | 218681.848 | 75155.4283 | 1925.6391 | 3607.1675 | 1955751.0798
Sunday | Sunday | 1 | 0 | 619068.2566 | 701452.2193 | 183613.5234 | 62925.1488 | 2547.1349 | 3021.239 | 1572627.522 | 739387.969 | 837783.7601 | 219299.9378 | 75155.0374 | 3042.1862 | 3608.4354 | 1878277.3259
Sunday | Sunday | 1 | 1 | 574040.7503 | 671773.3066 | 180985.3973 | 62905.2945 | 3206.4996 | 3012.3221 | 1495923.5704 | 685609.0907 | 802336.5688 | 216161.0193 | 75131.3243 | 3829.7024 | 3597.7854 | 1786665.4909
Sunday | Sunday | 1 | 2 | 543501.5309 | 648467.2294 | 181151.6416 | 62886.1726 | 2940.044 | 2890.3516 | 1441836.9701 | 649134.3868 | 774500.8125 | 216359.5742 | 75108.4859 | 3511.4596 | 3452.1091 | 1722066.8281
Sunday | Sunday | 1 | 3 | 527595.5406 | 654190.156 | 181147.9056 | 62884.8666 | 2077.4504 | 2918.0577 | 1430813.9769 | 630136.9697 | 781336.025 | 216355.1121 | 75106.9261 | 2481.2157 | 3485.2001 | 1708901.4486
Sunday | Sunday | 1 | 4 | 511202.8494 | 653574.561 | 180239.0715 | 62882.4168 | 980.0147 | 2902.7715 | 1411781.6848 | 610558.2584 | 780600.7853 | 215269.6404 | 75104.0001 | 1170.4865 | 3466.943 | 1686170.1138
Sunday | Sunday | 1 | 5 | 508768.5482 | 655322.2614 | 179718.7675 | 62882.5955 | 1390.9885 | 2972.6206 | 1411055.7818 | 607650.8358 | 782688.1621 | 214648.2122 | 75104.2136 | 1661.3357 | 3550.3677 | 1685303.1271
Sunday | Sunday | 1 | 6 | 511333.7943 | 660494.453 | 181144.2783 | 202.4501 | 2605.8454 | 3066.0359 | 1358846.857 | 610714.6533 | 788865.6007 | 216350.7798 | 241.7975 | 3112.3075 | 3661.9387 | 1622947.0776
Sunday | Sunday | 1 | 7 | 543557.0353 | 655527.053 | 179468.3758 | 189.4809 | 2560.6835 | 2879.7362 | 1384182.3646 | 649200.6788 | 782932.7561 | 214349.1553 | 226.3076 | 3058.368 | 3439.4306 | 1653206.6964
Sunday | Sunday | 1 | 8 | 590429.8308 | 674806.5312 | 180837.2918 | 137.5603 | 2285.1955 | 2430.7063 | 1450927.1158 | 705183.4895 | 805959.3191 | 215984.1285 | 164.296 | 2729.3372 | 2903.1289 | 1732923.6993
Sunday | Sunday | 1 | 9 | 615259.3978 | 702326.9428 | 182733.0154 | 123.8087 | 1359.3752 | 2112.7761 | 1503915.316 | 734838.8352 | 838828.4916 | 218248.2977 | 147.8717 | 1623.5781 | 2523.4071 | 1796210.4813
Sunday | Sunday | 1 | 10 | 624084.1402 | 729689.7014 | 181612.2186 | 123.815 | 1345.8266 | 2334.3188 | 1539190.0205 | 745378.7204 | 871509.37 | 216909.6671 | 147.8792 | 1607.3962 | 2788.0079 | 1838341.0409
Sunday | Sunday | 1 | 11 | 673591.3639 | 775181.7794 | 179606.8933 | 125.2113 | 1987.1265 | 1504.728 | 1631997.1024 | 804507.9766 | 925843.1124 | 214514.5946 | 149.5469 | 2373.3367 | 1797.1811 | 1949185.7484
Sunday | Sunday | 1 | 12 | 685128.4337 | 793550.5057 | 182082.9739 | 150.8547 | 2687.137 | 2101.7361 | 1665701.6411 | 818287.3467 | 947781.9134 | 217471.9166 | 180.1743 | 3209.3985 | 2510.2214 | 1989440.971
Sunday | Sunday | 1 | 13 | 686068.8839 | 795169.6632 | 181001.702 | 150.7093 | 3265.2101 | 1755.5691 | 1667411.7375 | 819410.5791 | 949715.764 | 216180.4929 | 180.0005 | 3899.8237 | 2096.7747 | 1991483.435
Sunday | Sunday | 1 | 14 | 666629.4179 | 793735.1679 | 181797.8042 | 150.89 | 6991.0723 | 2641.7397 | 1651946.0921 | 796192.9337 | 948002.4658 | 217131.3225 | 180.2164 | 8349.8301 | 3155.178 | 1973011.9465
Sunday | Sunday | 1 | 15 | 658105.8957 | 790935.0618 | 180273.0335 | 151.5061 | 6291.0618 | 2805.8533 | 1638562.4122 | 786012.8127 | 944658.142 | 215310.2031 | 180.9523 | 7513.7683 | 3351.1881 | 1957027.0664
Sunday | Sunday | 1 | 16 | 664772.5728 | 782434.4835 | 179586.9242 | 150.382 | 6069.7682 | 3064.5497 | 1636078.6804 | 793975.1995 | 934505.424 | 214490.7443 | 179.6097 | 7249.4649 | 3660.1637 | 1954060.6061
Sunday | Sunday | 1 | 17 | 695025.6193 | 782053.3391 | 178235.5931 | 62832.4619 | 4480.067 | 3371.1214 | 1725998.2019 | 830108.1111 | 934050.2019 | 212876.7738 | 75044.3362 | 5350.7955 | 4026.3196 | 2061456.538
Sunday | Sunday | 1 | 18 | 777181.1006 | 816558.5219 | 181339.8214 | 63230.3356 | 2718.7503 | 3472.392 | 1844500.9219 | 928231.014 | 975261.6787 | 216584.3278 | 75519.5392 | 3247.1561 | 4147.2727 | 2202990.9885
Sunday | Sunday | 1 | 19 | 817760.2438 | 813907.0961 | 183088.967 | 63118.3408 | 1842.6082 | 3432.0536 | 1883149.3096 | 976696.9626 | 972094.9319 | 218673.4307 | 75385.7775 | 2200.7304 | 4099.0943 | 2249150.9274
Sunday | Sunday | 1 | 20 | 835373.7961 | 791137.8817 | 183349.8072 | 63037.6746 | 1580.6688 | 3174.631 | 1877654.4594 | 997733.8168 | 944900.3811 | 218984.9667 | 75289.4332 | 1887.8815 | 3791.6401 | 2242588.1193
Sunday | Sunday | 1 | 21 | 845174.3972 | 762293.1033 | 183923.7122 | 63038.1286 | 1815.511 | 3095.9712 | 1859340.8235 | 1009439.2248 | 910449.4432 | 219670.4136 | 75289.9755 | 2168.3667 | 3697.6922 | 2220715.116
Sunday | Sunday | 1 | 22 | 835581.4524 | 742774.7602 | 184567.2345 | 62994.0874 | 1499.3773 | 3008.5006 | 1830425.4125 | 997981.8324 | 887137.5904 | 220439.0085 | 75237.3747 | 1790.7904 | 3593.2211 | 2186179.8175
Sunday | Sunday | 1 | 23 | 790692.1305 | 726539.911 | 185725.0469 | 62910.1412 | 1702.6061 | 2941.093 | 1770510.9287 | 944367.9954 | 867747.3986 | 221821.8488 | 75137.113 | 2033.5181 | 3512.7125 | 2114620.5863
WeekDay | Monday | 1 | 0 | 725736.1557 | 707212.3035 | 185873.8103 | 62904.8966 | 2619.394 | 2900.33 | 1687246.8901 | 866787.4285 | 844663.3521 | 221999.5253 | 75130.849 | 3128.4893 | 3464.0269 | 2015173.6712
WeekDay | Monday | 1 | 1 | 658874.3114 | 690723.6977 | 185691.4381 | 62878.3337 | 2253.5821 | 2849.6947 | 1603271.0577 | 786930.5747 | 824970.0846 | 221781.708 | 75099.1235 | 2691.5796 | 3403.5504 | 1914876.6208
WeekDay | Monday | 1 | 2 | 616073.5793 | 673657.5625 | 187398.0329 | 62872.4117 | 2651.0074 | 2831.8609 | 1545484.4547 | 735811.2579 | 804587.0414 | 223819.9899 | 75092.0505 | 3166.2469 | 3382.2504 | 1845858.837
WeekDay | Monday | 1 | 3 | 563981.993 | 666509.186 | 186733.9103 | 62875.3041 | 2339.3898 | 2896.19 | 1485335.9732 | 673595.3523 | 796049.334 | 223026.791 | 75095.5051 | 2794.0646 | 3459.0823 | 1774020.1293
WeekDay | Monday | 1 | 4 | 565633.6389 | 670727.8888 | 189648.5664 | 62877.4682 | 3734.8946 | 2993.5329 | 1495615.9898 | 675568.0057 | 801087.9676 | 226507.9284 | 75098.0898 | 4460.7942 | 3575.3444 | 1786298.1301
WeekDay | Monday | 1 | 5 | 625060.4904 | 700568.9516 | 197428.5283 | 62874.7961 | 5306.531 | 3181.2126 | 1594420.51 | 746544.8303 | 836728.824 | 235799.9736 | 75094.8983 | 6337.8878 | 3799.5007 | 1904305.9147
WeekDay | Monday | 1 | 6 | 693061.2329 | 763743.3793 | 207526.6147 | 212.1103 | 5807.8288 | 3479.5043 | 1673830.6702 | 827761.9341 | 912181.5891 | 247860.685 | 253.3352 | 6936.616 | 4155.7673 | 1999149.9267
WeekDay | Monday | 1 | 7 | 595205.5822 | 870778.0581 | 220283.4886 | 223.3444 | 3834.2509 | 3543.3027 | 1693868.0269 | 710887.4376 | 1040019.1142 | 263096.9356 | 266.7528 | 4579.4611 | 4231.9653 | 2023081.6665
WeekDay | Monday | 1 | 8 | 513172.8756 | 1027345.3491 | 230376.7595 | 186.8856 | 3712.3136 | 3319.1062 | 1778113.2895 | 612911.1713 | 1227016.2185 | 275151.8956 | 223.2079 | 4433.8245 | 3964.1948 | 2123700.5126
WeekDay | Monday | 1 | 9 | 501690.548 | 1113504.5184 | 241116.0866 | 176.0212 | 2777.4609 | 2981.4314 | 1862246.0666 | 599197.1829 | 1329920.9507 | 287978.4768 | 210.232 | 3317.2775 | 3560.8909 | 2224185.0109
WeekDay | Monday | 1 | 10 | 509480.6961 | 1155891.4791 | 245059.2343 | 197.4631 | 2140.6772 | 2755.8549 | 1915525.4047 | 608501.394 | 1380546.0772 | 292687.9995 | 235.8413 | 2556.7309 | 3291.4722 | 2287819.5151
WeekDay | Monday | 1 | 11 | 530435.859 | 1179808.8738 | 245317.8885 | 192.3162 | 2610.3616 | 2530.3845 | 1960895.6836 | 633529.3213 | 1409111.9643 | 292996.9247 | 229.694 | 3117.7014 | 3022.1803 | 2342007.786
WeekDay | Monday | 1 | 12 | 538174.0234 | 1182755.6005 | 250522.8135 | 193.1951 | 3531.6657 | 2737.8088 | 1977915.107 | 642771.4455 | 1412631.4054 | 299213.4587 | 230.7438 | 4218.0666 | 3269.9187 | 2362335.0387
WeekDay | Monday | 1 | 13 | 530400.5004 | 1188413.5731 | 249714.1498 | 187.6668 | 4507.1642 | 2555.1183 | 1975778.1727 | 633487.0907 | 1419389.0396 | 298247.6264 | 224.1411 | 5383.1592 | 3051.7213 | 2359782.7782
WeekDay | Monday | 1 | 14 | 536151.2906 | 1180602.146 | 247660.5866 | 192.3826 | 4796.2008 | 2571.9968 | 1971974.6033 | 640355.5821 | 1410059.4137 | 295794.9405 | 229.7734 | 5728.3718 | 3071.8801 | 2355239.9617
WeekDay | Monday | 1 | 15 | 583541.4825 | 1128060.3128 | 247051.4776 | 201.0735 | 4868.4599 | 3029.7313 | 1966752.5377 | 696956.3486 | 1347305.7531 | 295067.4475 | 240.1533 | 5814.675 | 3618.5782 | 2349002.9556
WeekDay | Monday | 1 | 16 | 641717.146 | 1070474.3431 | 243877.4774 | 159.7866 | 4543.2938 | 3354.9861 | 1964127.033 | 766438.809 | 1278527.597 | 291276.5609 | 190.8421 | 5426.3108 | 4007.0482 | 2345867.1679
WeekDay | Monday | 1 | 17 | 706443.7926 | 975803.6997 | 238139.9878 | 62834.2416 | 5794.2802 | 3712.83 | 1992728.832 | 843745.4764 | 1165457.1334 | 284423.9549 | 75046.4618 | 6920.4341 | 4434.4413 | 2380027.902
WeekDay | Monday | 1 | 18 | 812896.9292 | 937158.135 | 231238.8245 | 62840.7652 | 4751.0388 | 3819.3022 | 2052704.9949 | 970888.4329 | 1119300.5662 | 276181.5083 | 75054.2533 | 5674.4323 | 4561.607 | 2451660.8
WeekDay | Monday | 1 | 19 | 899096.8484 | 925331.5321 | 226546.977 | 62861.3676 | 3224.5644 | 3733.6362 | 2120794.9256 | 1073841.8351 | 1105175.3905 | 270577.7715 | 75078.8599 | 3851.2782 | 4459.2912 | 2532984.4264
WeekDay | Monday | 1 | 20 | 923190.8955 | 877606.1166 | 222516.8045 | 62885.5606 | 2470.3595 | 3506.255 | 2092175.9918 | 1102618.7081 | 1048174.2478 | 265764.3101 | 75107.755 | 2950.4891 | 4187.7172 | 2498803.2273
WeekDay | Monday | 1 | 21 | 925360.6905 | 833528.4467 | 217855.4255 | 62884.7596 | 1833.5758 | 3336.8338 | 2044799.732 | 1105210.216 | 995529.8124 | 260196.9636 | 75106.7983 | 2189.9425 | 3985.3679 | 2442219.1007
WeekDay | Monday | 1 | 22 | 901503.7856 | 785492.7449 | 213370.1542 | 62883.8308 | 1937.4483 | 3172.508 | 1968360.4718 | 1076716.5754 | 938158.0773 | 254839.9523 | 75105.689 | 2314.0033 | 3789.1044 | 2350923.4015
WeekDay | Monday | 1 | 23 | 803863.5921 | 753283.4147 | 211410.1055 | 62881.6583 | 2343.906 | 3091.725 | 1836874.4017 | 960099.4114 | 899688.6663 | 252498.9561 | 75103.0943 | 2799.4585 | 3692.6208 | 2193882.2073
WeekDay | Tuesday | 1 | 0 | 714232.058 | 738983.6594 | 208134.4143 | 62879.062 | 3608.4411 | 3043.1067 | 1730880.7415 | 853047.4389 | 882609.6659 | 248586.6142 | 75099.9933 | 4309.7637 | 3634.5531 | 2067288.0292
WeekDay | Tuesday | 1 | 1 | 658518.9372 | 713906.2228 | 206961.5808 | 62880.8947 | 4005.8664 | 2983.236 | 1649256.7379 | 786506.1313 | 852658.2756 | 247185.8334 | 75102.1822 | 4784.4311 | 3563.0462 | 1969799.8999
WeekDay | Tuesday | 1 | 2 | 620992.9675 | 697283.7341 | 206978.9289 | 62880.0303 | 3671.6678 | 2949.0545 | 1594756.3831 | 741686.7593 | 832805.1043 | 247206.5531 | 75101.1498 | 4385.279 | 3522.2214 | 1904707.0669
WeekDay | Tuesday | 1 | 3 | 593537.532 | 677265.253 | 205870.7094 | 62881.4464 | 3211.0158 | 3022.0882 | 1545788.0449 | 708895.1916 | 808895.9087 | 245882.9444 | 75102.8411 | 3835.0964 | 3609.4496 | 1846221.4318
WeekDay | Tuesday | 1 | 4 | 589943.3022 | 680246.418 | 207383.2874 | 62879.888 | 3730.3784 | 3074.2097 | 1547257.4837 | 704602.4011 | 812456.4814 | 247689.5012 | 75100.9798 | 4455.4003 | 3671.7012 | 1847976.4651
WeekDay | Tuesday | 1 | 5 | 647694.3073 | 713853.657 | 211198.7925 | 62881.222 | 4918.1381 | 3326.5369 | 1643872.6538 | 773577.6682 | 852595.4933 | 252246.5732 | 75102.5731 | 5874.0084 | 3973.0698 | 1963369.386
WeekDay | Tuesday | 1 | 6 | 711548.482 | 775515.2552 | 218950.2154 | 204.396 | 6245.8999 | 3582.5795 | 1716046.828 | 849842.2934 | 926241.4013 | 261504.5326 | 244.1217 | 7459.8288 | 4278.8758 | 2049571.0536
WeekDay | Tuesday | 1 | 7 | 611025.8002 | 869343.4408 | 227227.3831 | 207.3394 | 5261.369 | 3695.7393 | 1716761.0718 | 729782.4119 | 1038305.6703 | 271390.4186 | 247.6371 | 6283.9484 | 4414.0289 | 2050424.1151
WeekDay | Tuesday | 1 | 8 | 519983.2071 | 1015451.4979 | 235552.4119 | 165.3211 | 4620.0691 | 3566.5503 | 1779339.0575 | 621045.1324 | 1212810.7244 | 281333.4679 | 197.4522 | 5518.0079 | 4259.7312 | 2125164.5161
WeekDay | Tuesday | 1 | 9 | 502125.3716 | 1103779.5747 | 243012.715 | 176.5179 | 3780.0565 | 3048.202 | 1855922.4378 | 599716.5171 | 1318305.9046 | 290243.7266 | 210.8252 | 4514.7337 | 3640.6388 | 2216632.3461
WeekDay | Tuesday | 1 | 10 | 508880.516 | 1158741.1302 | 245791.5872 | 149.9706 | 3229.0806 | 3067.0974 | 1919859.3818 | 607784.5652 | 1383949.5755 | 293562.6896 | 179.1183 | 3856.6722 | 3663.2066 | 2292995.8273
WeekDay | Tuesday | 1 | 11 | 510706.4165 | 1176008.2761 | 248197.439 | 198.3691 | 3120.6918 | 3010.5175 | 1941241.71 | 609965.3407 | 1404572.6971 | 296436.1335 | 236.9233 | 3727.2174 | 3595.63 | 2318533.9421
WeekDay | Tuesday | 1 | 12 | 519904.8863 | 1178157.6107 | 252726.2528 | 207.8558 | 4227.16 | 3194.0572 | 1958417.8227 | 620951.5895 | 1407139.7681 | 301845.15 | 248.2538 | 5048.7345 | 3814.8418 | 2339048.3376
WeekDay | Tuesday | 1 | 13 | 514049.7803 | 1186920.0517 | 253787.9704 | 223.3777 | 4602.0043 | 3236.8371 | 1962820.0215 | 613958.5078 | 1417605.2432 | 303113.219 | 266.7925 | 5496.4321 | 3865.9362 | 2344306.1308
WeekDay | Tuesday | 1 | 14 | 519482.0034 | 1186394.1322 | 251405.188 | 218.0416 | 5243.3042 | 2961.4745 | 1965704.144 | 620446.5168 | 1416977.1081 | 300267.3281 | 260.4194 | 6262.3726 | 3537.0553 | 2347750.8001
WeekDay | Tuesday | 1 | 15 | 567273.471 | 1143036.5124 | 247977.1474 | 199.6231 | 6471.7097 | 3275.0524 | 1968233.516 | 677526.5492 | 1365192.6689 | 296173.0269 | 238.4211 | 7729.5262 | 3911.5789 | 2350771.7712
WeekDay | Tuesday | 1 | 16 | 632064.1926 | 1081450.1388 | 242338.2818 | 390.5356 | 6887.1998 | 3576.4226 | 1966706.7712 | 754909.7449 | 1291636.6059 | 289438.2132 | 466.4386 | 8225.7693 | 4271.5223 | 2348948.2942
WeekDay | Tuesday | 1 | 17 | 682583.5176 | 985273.4794 | 234796.553 | 63308.4066 | 5798.7964 | 3782.0422 | 1975542.7953 | 815247.8106 | 1176767.4228 | 280430.7031 | 75612.7837 | 6925.8281 | 4517.1053 | 2359501.6537
WeekDay | Tuesday | 1 | 18 | 791534.9277 | 946765.8946 | 228843.6143 | 63402.9502 | 3215.532 | 3812.0837 | 2037575.0024 | 945374.5955 | 1130775.6528 | 273320.7742 | 75725.7024 | 3840.4903 | 4552.9856 | 2433590.2007
WeekDay | Tuesday | 1 | 19 | 810656.8249 | 920988.4879 | 224265.8859 | 64087.7511 | 2492.9405 | 3713.467 | 2026205.3573 | 968212.9506 | 1099988.249 | 267853.3363 | 76543.5986 | 2977.4588 | 4435.202 | 2420010.7954
WeekDay | Tuesday | 1 | 20 | 832379.1421 | 873651.5313 | 220799.0634 | 64082.1886 | 2136.161 | 3508.1658 | 1996556.2521 | 994157.1333 | 1043451.0646 | 263712.7155 | 76536.955 | 2551.337 | 4189.9994 | 2384599.2047
WeekDay | Tuesday | 1 | 21 | 856417.95 | 822670.2527 | 216426.1756 | 63904.958 | 1729.7033 | 3341.1861 | 1964490.2258 | 1022868.0311 | 982561.2618 | 258489.9302 | 76325.2785 | 2065.8817 | 3990.5661 | 2346300.9495
WeekDay | Tuesday | 1 | 22 | 840936.7916 | 777849.1996 | 212689.8806 | 63035.767 | 1824.5434 | 3237.6863 | 1899573.8685 | 1004378.0146 | 929028.9621 | 254027.4633 | 75287.155 | 2179.1546 | 3866.9505 | 2268767.7001
WeekDay | Tuesday | 1 | 23 | 765291.0913 | 747012.7067 | 211160.5776 | 62930.7716 | 2100.0314 | 3147.2434 | 1791642.4221 | 914030.1085 | 892199.2078 | 252200.9309 | 75161.7531 | 2508.1854 | 3758.9295 | 2139859.1151
WeekDay | Wednesday | 2 | 0 | 559835.4539 | 681630.1243 | 226541.3324 | 69556.4107 | 2272.2869 | 3445.933 | 1543281.5411 | 668642.9078 | 814109.1195 | 270571.0297 | 83075.1257 | 2713.9198 | 4115.6712 | 1843227.7736
WeekDay | Wednesday | 2 | 1 | 513549.6746 | 661481.5658 | 225197.3992 | 69557.156 | 2784.5143 | 3400.1544 | 1475970.4643 | 613361.2035 | 790044.565 | 268965.8949 | 83076.0159 | 3325.7017 | 4060.9953 | 1762834.3763
WeekDay | Wednesday | 2 | 2 | 482316.7806 | 642195.1136 | 224918.5408 | 69557.3697 | 3034.851 | 3364.9037 | 1425387.5593 | 576058.005 | 767009.6725 | 268632.8387 | 83076.271 | 3624.6929 | 4018.8934 | 1702420.3735
WeekDay | Wednesday | 2 | 3 | 490626.2622 | 638555.6744 | 223821.2694 | 69555.5528 | 2580.3936 | 3329.1798 | 1428468.3321 | 585982.4853 | 762662.886 | 267322.3058 | 83074.1011 | 3081.9089 | 3976.2264 | 1706099.9134
WeekDay | Wednesday | 2 | 4 | 484956.1254 | 645960.5463 | 223237.774 | 69557.5679 | 1617.5602 | 3401.5739 | 1428731.1476 | 579210.3226 | 771506.9401 | 266625.4045 | 83076.5078 | 1931.9429 | 4062.6906 | 1706413.8086
WeekDay | Wednesday | 2 | 5 | 521290.639 | 669855.3596 | 226427.5207 | 69555.5689 | 1767.7622 | 3688.7843 | 1492585.6346 | 622606.6718 | 800045.857 | 270435.0981 | 83074.1203 | 2111.3376 | 4405.7221 | 1782678.8068
WeekDay | Wednesday | 2 | 6 | 569116.4545 | 713133.8237 | 234591.1185 | -136.9479 | 2310.8002 | 4001.1906 | 1523016.4396 | 679727.7279 | 851735.7561 | 280185.3411 | -163.5646 | 2759.9184 | 4778.8465 | 1819024.0254
WeekDay | Wednesday | 2 | 7 | 487909.8691 | 805733.3869 | 243046.3367 | -130.6033 | 2457.1509 | 4052.8837 | 1543069.024 | 582738.1445 | 962332.6123 | 290283.8828 | -155.9868 | 2934.7132 | 4840.5865 | 1842973.9526
WeekDay | Wednesday | 2 | 8 | 415893.1475 | 948407.0484 | 253606.544 | -121.2913 | 2980.9323 | 3600.4209 | 1624366.8018 | 496724.5314 | 1132735.7749 | 302896.5313 | -144.865 | 3560.2948 | 4300.1848 | 1940072.4521
WeekDay | Wednesday | 2 | 9 | 403242.6274 | 1041825.6481 | 261165.9242 | -124.907 | 2125.9362 | 3417.6615 | 1711652.8904 | 481615.3052 | 1244310.8524 | 311925.1233 | -149.1834 | 2539.1249 | 4081.9049 | 2044323.1274
WeekDay | Wednesday | 2 | 10 | 406186.9177 | 1087351.6739 | 264619.3275 | -130.8163 | 1929.5182 | 3251.3444 | 1763207.9655 | 485131.8363 | 1298685.1406 | 316049.7167 | -156.2412 | 2304.5319 | 3883.2631 | 2105898.2474
WeekDay | Wednesday | 2 | 11 | 338946.4241 | 1024268.0723 | 264682.278 | -140.8347 | 1960.3289 | 2926.6358 | 1632642.9042 | 404822.7403 | 1223340.854 | 316124.902 | -168.2068 | 2341.3308 | 3495.4454 | 1949957.0657
WeekDay | Wednesday | 2 | 12 | 346531.4502 | 1028496.4584 | 269145.1479 | -142.7875 | 3408.4303 | 2981.5228 | 1650420.222 | 413881.9628 | 1228391.0529 | 321455.158 | -170.5392 | 4070.8797 | 3561.0001 | 1971189.5143
WeekDay | Wednesday | 2 | 13 | 343443.8865 | 1041456.7394 | 271479.7076 | -136.2065 | 3882.1444 | 2938.3466 | 1663064.6179 | 410194.3122 | 1243870.244 | 324243.4537 | -162.6791 | 4636.6629 | 3509.4323 | 1986291.426
WeekDay | Wednesday | 2 | 14 | 350978.4463 | 1037687.2839 | 270810.0232 | -135.867 | 4371.2638 | 2805.151 | 1666516.3012 | 419193.2599 | 1239368.1718 | 323443.6121 | -162.2736 | 5220.8457 | 3350.3493 | 1990413.9652
WeekDay | Wednesday | 2 | 15 | 382675.0039 | 1004411.919 | 269339.1314 | -142.6034 | 4136.3324 | 3446.9976 | 1663866.7809 | 457050.2379 | 1199625.5355 | 321686.8434 | -170.3192 | 4940.254 | 4116.9427 | 1987249.4943
WeekDay | Wednesday | 2 | 16 | 424452.4244 | 951551.95 | 263302.246 | -130.9294 | 4860.3831 | 4195.306 | 1648231.3801 | 506947.3562 | 1136491.9074 | 314476.6523 | -156.3764 | 5805.0284 | 5010.6895 | 1968575.2575
WeekDay | Wednesday | 2 | 17 | 458778.0191 | 878402.0436 | 254659.2278 | 69556.1093 | 4744.8431 | 4328.3833 | 1670468.6262 | 547944.3408 | 1049124.868 | 304153.8106 | 83074.7657 | 5667.0325 | 5169.6311 | 1995134.4487
WeekDay | Wednesday | 2 | 18 | 530905.7987 | 847416.2728 | 248077.6326 | 69550.3259 | 2927.0136 | 4113.9218 | 1702990.9654 | 634090.5967 | 1012116.8227 | 296293.042 | 83067.8583 | 3495.8967 | 4913.4878 | 2033977.7041
WeekDay | Wednesday | 2 | 19 | 754243.2261 | 888783.9311 | 245469.3125 | 69448.2793 | 2222.2195 | 4045.3131 | 1964212.2816 | 900835.0229 | 1061524.5391 | 293177.7788 | 82945.9783 | 2654.1215 | 4831.5445 | 2345968.9852
WeekDay | Wednesday | 2 | 20 | 796661.9824 | 841000.6424 | 240862.5708 | 69398.284 | 2256.8815 | 3748.048 | 1953928.4091 | 951498.1246 | 1004454.2751 | 287675.6886 | 82886.2661 | 2695.5203 | 4476.5041 | 2333686.3789
WeekDay | Wednesday | 2 | 21 | 837945.5499 | 806017.8688 | 235298.1922 | 69457.6214 | 1937.2209 | 3622.8962 | 1954279.3494 | 1000805.4067 | 962672.385 | 281029.8389 | 82957.1361 | 2313.7316 | 4327.0283 | 2334105.5267
WeekDay | Wednesday | 2 | 22 | 839684.7117 | 757966.762 | 232126.3782 | 69533.2824 | 1964.1802 | 3503.4224 | 1904778.7369 | 1002882.5852 | 905282.2509 | 277241.5635 | 83047.5023 | 2345.9307 | 4184.334 | 2274984.1665
WeekDay | Wednesday | 2 | 23 | 781008.1443 | 729600.8914 | 228860.9001 | 69533.0875 | 2287.6922 | 3394.713 | 1814685.4285 | 932801.8671 | 871403.2993 | 273341.4196 | 83047.2696 | 2732.3192 | 4054.4963 | 2167380.6711
WeekDay | Thursday | 2 | 0 | 714053.5477 | 654972.2286 | 227453.1644 | 69553.8712 | 3023.297 | 3316.7593 | 1672372.8681 | 852834.234 | 782270.0982 | 271660.0819 | 83072.0927 | 3610.8933 | 3961.3918 | 1997408.7918
WeekDay | Thursday | 2 | 1 | 666079.7555 | 642402.4862 | 224909.7115 | 69556.3122 | 3735.7937 | 3280.3257 | 1609964.3848 | 795536.4411 | 767257.3493 | 268622.2933 | 83075.0081 | 4461.8681 | 3917.8771 | 1922870.8369
WeekDay | Thursday | 2 | 2 | 631773.9867 | 627802.8077 | 223196.1349 | 69558.7284 | 3439.241 | 3225.9119 | 1558996.8106 | 754563.1357 | 749820.1338 | 266575.6726 | 83077.8939 | 4107.6786 | 3852.8876 | 1861997.4022
WeekDay | Thursday | 2 | 3 | 529917.7786 | 615015.5587 | 222420.8966 | 69557.0308 | 2518.7722 | 3276.777 | 1442706.8139 | 632910.5489 | 734547.6045 | 265649.762 | 83075.8663 | 3008.3111 | 3913.6387 | 1723105.7314
WeekDay | Thursday | 2 | 4 | 520929.714 | 614149.1295 | 222771.9051 | 69557.3107 | 2953.9729 | 3391.6375 | 1433753.6696 | 622175.5988 | 733512.7794 | 266068.9911 | 83076.2007 | 3528.0957 | 4050.823 | 1712412.4886
WeekDay | Thursday | 2 | 5 | 554472.9237 | 636558.4516 | 227257.9676 | 69556.5185 | 2934.7163 | 3637.3277 | 1494417.9053 | 662238.137 | 760277.4907 | 271426.9474 | 83075.2544 | 3505.0964 | 4344.2647 | 1784867.1906
WeekDay | Thursday | 2 | 6 | 600567.026 | 682828.2079 | 235190.1272 | -135.7471 | 3200.4583 | 3863.8548 | 1525513.927 | 717290.9108 | 815540.0579 | 280900.7708 | -162.1304 | 3822.487 | 4614.8187 | 1822006.9148
WeekDay | Thursday | 2 | 7 | 504788.5336 | 780779.1414 | 244779.0631 | -131.3286 | 2484.1102 | 4028.8707 | 1536728.3906 | 602897.2811 | 932528.3561 | 292353.3753 | -156.8531 | 2966.9123 | 4811.9064 | 1835400.9781
WeekDay | Thursday | 2 | 8 | 426494.8613 | 924500.115 | 255567.242 | -105.6957 | 2792.2169 | 3734.9177 | 1612983.6572 | 509386.7533 | 1104182.3824 | 305238.3028 | -126.2383 | 3334.9014 | 4460.8219 | 1926476.9235
WeekDay | Thursday | 2 | 9 | 418001.6683 | 1006215.0018 | 260286.5689 | -112.6825 | 2222.2195 | 3537.2536 | 1690150.0297 | 499242.8562 | 1201779.0586 | 310874.86 | -134.5831 | 2654.1215 | 4224.7405 | 2018641.0537
WeekDay | Thursday | 2 | 10 | 419389.5805 | 1055194.423 | 265244.3702 | -124.3324 | 2387.8269 | 3688.9026 | 1745780.7707 | 500900.5176 | 1260277.9306 | 316796.2403 | -148.4971 | 2851.9157 | 4405.8634 | 2085083.9705
WeekDay | Thursday | 2 | 11 | 428744.1114 | 1073860.1018 | 265759.0275 | -130.2162 | 2738.2983 | 3467.4619 | 1774438.7847 | 512073.1589 | 1282571.3987 | 317410.9244 | -155.5245 | 3270.5033 | 4141.3844 | 2119311.8452
WeekDay | Thursday | 2 | 12 | 432190.3838 | 1071002.4288 | 269448.5883 | -129.9725 | 3624.105 | 2839.8103 | 1778975.3438 | 516189.2356 | 1279158.3193 | 321817.574 | -155.2334 | 4328.472 | 3391.7448 | 2124730.1124
WeekDay | Thursday | 2 | 13 | 428385.0562 | 1076359.6071 | 270253.1518 | -129.2405 | 3882.1444 | 2838.3908 | 1781589.1098 | 511644.3191 | 1285556.6982 | 322778.5093 | -154.3592 | 4636.6629 | 3390.0494 | 2127851.8799
WeekDay | Thursday | 2 | 14 | 434829.3762 | 1076829.2203 | 270763.2559 | -129.503 | 3889.847 | 3310.963 | 1789493.1596 | 519341.1323 | 1286117.5836 | 323387.7553 | -154.6727 | 4645.8627 | 3954.469 | 2137292.1302
WeekDay | Thursday | 2 | 15 | 473470.3746 | 1041575.6537 | 267477.8869 | -135.3748 | 3265.931 | 3412.9298 | 1789067.4013 | 565492.2457 | 1244012.2701 | 319463.8547 | -161.6857 | 3900.6847 | 4076.2537 | 2136783.6232
WeekDay | Thursday | 2 | 16 | 524318.8058 | 992856.7556 | 260881.7167 | -120.0805 | 3158.0936 | 3914.7199 | 1785010.0112 | 626223.3814 | 1185824.5553 | 311585.6784 | -143.4189 | 3771.8885 | 4675.5698 | 2131937.6545
WeekDay | Thursday | 2 | 17 | 570213.5699 | 904374.8948 | 251808.5464 | 69575.9454 | 3520.119 | 4230.5567 | 1803723.6322 | 681038.0744 | 1080145.7022 | 300749.0817 | 83098.4571 | 4204.2757 | 5052.7913 | 2154288.3825
WeekDay | Thursday | 2 | 18 | 658727.3091 | 867958.9794 | 245878.0461 | 69461.9643 | 3223.5663 | 4188.3268 | 1849438.192 | 786755.0016 | 1036652.1303 | 293665.9523 | 82962.3231 | 3850.0862 | 5002.3539 | 2208887.8474
WeekDay | Thursday | 2 | 19 | 726896.971 | 850970.5844 | 241991.6982 | 69131.7661 | 1548.2361 | 4062.5836 | 1894601.8395 | 868173.8554 | 1016361.9366 | 289024.2689 | 82567.9489 | 1849.1453 | 4852.1716 | 2262829.3267
WeekDay | Thursday | 2 | 20 | 754149.4986 | 803625.0149 | 240821.1451 | 69045.5857 | 1386.4801 | 3854.155 | 1872881.8795 | 900723.0789 | 959814.4653 | 287626.2117 | 82465.0187 | 1655.951 | 4603.2336 | 2236887.9593
WeekDay | Thursday | 2 | 21 | 785082.1507 | 769709.6216 | 237506.007 | 69186.4794 | 1328.7101 | 3667.9651 | 1866480.9339 | 937667.6816 | 919307.4073 | 283666.7561 | 82633.296 | 1586.9531 | 4380.8566 | 2229242.9506
WeekDay | Thursday | 2 | 22 | 773900.9223 | 731057.5 | 232686.9483 | 69212.9627 | 1297.8995 | 3530.7476 | 1811686.9804 | 924313.313 | 873143.0087 | 277911.0838 | 82664.9265 | 1550.1542 | 4216.97 | 2163799.4562
WeekDay | Thursday | 2 | 23 | 704932.7195 | 698550.428 | 231734.9836 | 69484.4323 | 1552.0875 | 3404.7677 | 1709659.4186 | 841940.717 | 834317.9879 | 276774.0989 | 82989.1578 | 1853.7452 | 4066.5052 | 2041942.2121
WeekDay | Friday | 2 | 0 | 640418.5723 | 677746.7271 | 230022.4092 | 69547.7577 | 1829.3835 | 3374.367 | 1622939.2168 | 764887.8496 | 809470.9602 | 274728.6751 | 83064.7909 | 2184.9354 | 4030.1959 | 1938367.4071
WeekDay | Friday | 2 | 1 | 593205.2586 | 660973.478 | 227131.5014 | 69552.6899 | 2199.1115 | 3326.1043 | 1556388.1437 | 708498.3388 | 789437.7272 | 271275.9017 | 83070.6817 | 2626.5224 | 3972.553 | 1858881.7249
WeekDay | Friday | 2 | 2 | 561506.1981 | 644216.928 | 226444.5809 | 69557.8291 | 2403.2322 | 3297.7145 | 1507426.4829 | 670638.3715 | 769424.439 | 270455.474 | 83076.8197 | 2870.3152 | 3938.6455 | 1800404.0649
WeekDay | Friday | 2 | 3 | 551605.1657 | 635938.6705 | 225451.4647 | 69557.2243 | 2580.3936 | 3366.5598 | 1488499.4787 | 658813.0127 | 759537.2514 | 269269.3396 | 83076.0975 | 3081.9089 | 4020.8713 | 1777798.4814
WeekDay | Friday | 2 | 4 | 545233.3186 | 637672.9039 | 225119.3793 | 69556.1595 | 2414.7862 | 3401.9288 | 1483398.4763 | 651202.758 | 761608.5436 | 268872.7113 | 83074.8257 | 2884.1147 | 4063.1145 | 1771706.068
WeekDay | Friday | 2 | 5 | 571144.0976 | 658284.7463 | 230363.7373 | 69555.0606 | 2665.1229 | 3628.9291 | 1535641.6937 | 682149.4558 | 786226.424 | 275136.3425 | 83073.5132 | 3183.1059 | 4334.2337 | 1834103.0751
WeekDay | Friday | 2 | 6 | 610392.0126 | 704268.5418 | 238117.8144 | -138.0931 | 3011.743 | 3960.6168 | 1559612.6355 | 729025.4438 | 841147.4523 | 284397.472 | -164.9323 | 3597.0937 | 4730.387 | 1862732.9164
WeekDay | Friday | 2 | 7 | 527868.0261 | 805053.0205 | 246428.3891 | -134.9174 | 2422.4889 | 4092.6295 | 1585729.6366 | 630462.4144 | 961520.0124 | 294323.2579 | -161.1394 | 2893.3145 | 4888.0571 | 1893925.9169
WeekDay | Friday | 2 | 8 | 454990.5639 | 946878.0335 | 255704.8835 | -114.5643 | 2187.5575 | 3785.0731 | 1663431.5472 | 543420.7705 | 1130909.5866 | 305402.6959 | -136.8306 | 2612.7228 | 4520.7252 | 1986729.6704
WeekDay | Friday | 2 | 9 | 438317.6675 | 1037924.4782 | 261757.8146 | -116.9853 | 1656.0735 | 3577.9457 | 1743116.9942 | 523507.3944 | 1239651.4662 | 312632.0512 | -139.7221 | 1977.9415 | 4273.3413 | 2081902.4727
WeekDay | Friday | 2 | 10 | 440424.2853 | 1081501.3762 | 264440.1248 | -122.0434 | 1775.4648 | 3109.7502 | 1791128.958 | 526023.4463 | 1291697.8016 | 315835.6849 | -145.7633 | 2120.5373 | 3714.1492 | 2139245.8561
WeekDay | Friday | 2 | 11 | 452512.7745 | 1093382.6338 | 266530.5869 | -128.3016 | 1609.8575 | 3047.6474 | 1816955.1985 | 540461.4075 | 1305888.2544 | 318332.4411 | -153.2378 | 1922.7432 | 3639.9764 | 2170091.5848
WeekDay | Friday | 2 | 12 | 455192.9535 | 1098053.3301 | 266229.8425 | -126.4867 | 2869.2436 | 3098.7491 | 1825317.6321 | 543662.4958 | 1311466.7292 | 317973.2452 | -151.0702 | 3426.8987 | 3701.01 | 2180079.3087
WeekDay | Friday | 2 | 13 | 448085.0247 | 1102643.3467 | 267086.9347 | -131.1544 | 3346.809 | 3147.6033 | 1824178.564 | 535173.0974 | 1316948.8437 | 318996.9185 | -156.6451 | 3997.2818 | 3759.3593 | 2178718.8557
WeekDay | Friday | 2 | 14 | 454501.1084 | 1095299.0303 | 263446.7261 | -133.564 | 3131.1343 | 3000.4494 | 1819244.8845 | 542836.1863 | 1308177.1144 | 314649.2131 | -159.523 | 3739.6895 | 3583.6051 | 2172826.2854
WeekDay | Friday | 2 | 15 | 488040.9084 | 1059703.6886 | 259980.2889 | -133.6785 | 3874.4417 | 3460.8376 | 1814926.4868 | 582894.6522 | 1265663.5997 | 310509.0525 | -159.6597 | 4627.4632 | 4133.4727 | 2167668.5806
WeekDay | Friday | 2 | 16 | 530462.5877 | 996032.7542 | 253400.3597 | -111.6325 | 3782.0097 | 3718.0021 | 1787284.0809 | 633561.2449 | 1189617.8287 | 302650.2738 | -133.3289 | 4517.0665 | 4440.6186 | 2134653.7036
WeekDay | Friday | 2 | 17 | 565799.3458 | 913604.3166 | 246472.8829 | 69592.8181 | 3674.1724 | 4246.2894 | 1803389.8251 | 675765.9187 | 1091168.9187 | 294376.3993 | 83118.6091 | 4388.2703 | 5071.5818 | 2153889.6979
WeekDay | Friday | 2 | 18 | 638045.3065 | 876536.9278 | 241053.3823 | 69591.6495 | 1875.5995 | 4191.9939 | 1831294.8594 | 762053.325 | 1046897.2556 | 287903.5855 | 83117.2134 | 2240.1338 | 5006.7336 | 2187218.2468
WeekDay | Friday | 2 | 19 | 703928.7226 | 866289.6758 | 243284.4118 | 69543.3163 | 1382.6288 | 4117.9437 | 1888546.6991 | 840741.5871 | 1034658.3873 | 290568.2293 | 83059.4864 | 1651.3512 | 4918.2914 | 2255597.3327
WeekDay | Friday | 2 | 20 | 707310.7458 | 828053.4004 | 239849.8564 | 69518.3076 | 1055.2654 | 3896.1483 | 1849683.7239 | 844780.9272 | 988990.6573 | 286466.1471 | 83029.617 | 1260.3627 | 4653.3886 | 2209181.0999
WeekDay | Friday | 2 | 21 | 724568.9735 | 793533.4437 | 234294.9028 | 69525.0982 | 1259.3861 | 3704.8718 | 1826886.6761 | 865393.3973 | 947761.5352 | 279831.5541 | 83037.7274 | 1504.1555 | 4424.9364 | 2181953.306
WeekDay | Friday | 2 | 22 | 732702.1182 | 755308.4911 | 229836.9808 | 69528.2886 | 1182.3594 | 3609.6476 | 1792167.8857 | 875107.2686 | 902107.3287 | 274507.2076 | 83041.5379 | 1412.1583 | 4311.2048 | 2140486.7058
WeekDay | Friday | 2 | 23 | 699012.4791 | 730522.1029 | 226584.5627 | 69530.6104 | 1247.8321 | 3456.6975 | 1730354.2846 | 834869.8414 | 872503.5539 | 270622.6621 | 83044.3109 | 1490.3559 | 4128.5278 | 2066659.2522
Saturday | Saturday | 2 | 0 | 648760.3458 | 698994.0681 | 223287.8497 | 69532.1232 | 1787.0188 | 3380.9913 | 1645742.3969 | 774850.8979 | 834847.8522 | 266685.2127 | 83046.1178 | 2134.3369 | 4038.1077 | 1965602.5252
Saturday | Saturday | 2 | 1 | 597334.4141 | 672349.9498 | 219889.2137 | 69536.1453 | 2160.5982 | 3316.0495 | 1564586.3706 | 713430.0209 | 803025.2861 | 262626.031 | 83050.9216 | 2580.5237 | 3960.5441 | 1868673.3274
Saturday | Saturday | 2 | 2 | 562893.5497 | 658760.9702 | 217977.7152 | 69561.0837 | 2276.1382 | 3300.79 | 1514770.2471 | 672295.3634 | 786795.205 | 260343.021 | 83080.707 | 2718.5196 | 3942.3188 | 1809175.1348
Saturday | Saturday | 2 | 3 | 503001.7611 | 636171.1689 | 214590.5952 | 69565.2967 | 2114.3822 | 3273.7014 | 1428716.9054 | 600763.2383 | 759814.9372 | 256297.5934 | 83085.7388 | 2525.3254 | 3909.9653 | 1706396.7984
Saturday | Saturday | 2 | 4 | 483916.2601 | 634838.5157 | 212631.939 | 69566.8296 | 1840.9375 | 3270.5075 | 1406064.9895 | 577968.3532 | 758223.2747 | 253958.2605 | 83087.5696 | 2198.735 | 3906.1507 | 1679342.3437
Saturday | Saturday | 2 | 5 | 473599.2976 | 645164.412 | 214595.3239 | 69565.4836 | 2857.6896 | 3401.6922 | 1409183.8988 | 565646.2257 | 770556.0723 | 256303.2412 | 83085.9619 | 3413.0991 | 4062.8319 | 1683067.4321
Saturday | Saturday | 2 | 6 | 481605.2988 | 663197.5069 | 215628.8184 | -121.9804 | 3235.1203 | 3560.4386 | 1367105.2026 | 575208.2424 | 792094.0098 | 257537.6017 | -145.6881 | 3863.8858 | 4252.4317 | 1632810.4833
Saturday | Saturday | 2 | 7 | 510452.085 | 674359.2897 | 213144.7623 | -112.3423 | 2495.6642 | 3459.0633 | 1403798.5223 | 609661.5784 | 805425.1536 | 254570.7541 | -134.1767 | 2980.7119 | 4131.3534 | 1676635.3747
Saturday | Saturday | 2 | 8 | 522809.8709 | 735353.7418 | 210294.7553 | -81.9011 | 2172.1522 | 3147.2484 | 1473695.8675 | 624421.1758 | 878274.2514 | 251166.8308 | -97.8191 | 2594.3233 | 3758.9354 | 1760117.6976
Saturday | Saturday | 2 | 9 | 523660.4572 | 810592.0954 | 217473.259 | -82.8253 | 1933.3695 | 2820.7654 | 1556397.1213 | 625437.0787 | 968135.6406 | 259740.5207 | -98.9229 | 2309.1317 | 3368.9985 | 1858892.4473
Saturday | Saturday | 2 | 10 | 517063.281 | 842799.2424 | 223773.9383 | -95.5279 | 1340.2641 | 2540.6525 | 1587421.8505 | 617557.7008 | 1006602.4441 | 267265.7757 | -114.0943 | 1600.7527 | 3034.4439 | 1895947.0229
Saturday | Saturday | 2 | 11 | 522849.163 | 866801.3759 | 225703.6622 | -82.6398 | 1947.451 | 2091.147 | 1619310.1593 | 624468.1045 | 1035269.5394 | 269570.5532 | -98.7013 | 2325.95 | 2497.5742 | 1934033.02
Saturday | Saturday | 2 | 12 | 527730.7866 | 867812.6908 | 226124.281 | -83.0617 | 2306.9489 | 2604.4113 | 1626496.0569 | 630298.5016 | 1036477.4096 | 270072.9218 | -99.2052 | 2755.3186 | 3110.5946 | 1942615.541
Saturday | Saturday | 2 | 13 | 523648.2182 | 853602.1211 | 223141.9887 | -83.8271 | 2761.4063 | 2285.7356 | 1605355.6427 | 625422.4609 | 1019504.9285 | 266511.0028 | -100.1195 | 3298.1025 | 2729.9823 | 1917366.3576
Saturday | Saturday | 2 | 14 | 521221.3332 | 837135.1231 | 220784.255 | -85.5415 | 2715.1903 | 2307.7377 | 1584078.0978 | 622523.896 | 999837.4685 | 263695.0291 | -102.1671 | 3242.9041 | 2756.2607 | 1891953.3913
Saturday | Saturday | 2 | 15 | 529018.7053 | 830615.1711 | 219323.9925 | -85.285 | 2615.0556 | 2863.2319 | 1584350.8713 | 631836.7351 | 992050.3238 | 261950.9556 | -101.8607 | 3123.3077 | 3419.7186 | 1892279.18
Saturday | Saturday | 2 | 16 | 539448.3039 | 818266.656 | 216931.8809 | -85.9983 | 3423.8357 | 3383.712 | 1581368.3902 | 644293.3902 | 977301.7991 | 259093.9224 | -102.7126 | 4089.2791 | 4041.3571 | 1888717.0354
Saturday | Saturday | 2 | 17 | 556075.7385 | 789259.8572 | 212993.1199 | 69609.3158 | 3385.3223 | 3995.0395 | 1635318.3932 | 664152.4688 | 942657.351 | 254389.639 | 83138.3132 | 4043.2805 | 4771.4999 | 1953152.5524
Saturday | Saturday | 2 | 18 | 615128.3726 | 797790.4324 | 211368.5282 | 69523.5124 | 2834.5816 | 4174.4868 | 1700819.914 | 734682.3444 | 952845.8958 | 252449.2979 | 83035.8334 | 3385.4999 | 4985.8239 | 2031384.6955
Saturday | Saturday | 2 | 19 | 627931.8172 | 787512.8721 | 208698.0411 | 69355.1496 | 2114.3822 | 4076.4236 | 1699688.6858 | 749974.217 | 940570.8287 | 249259.7853 | 82834.7483 | 2525.3254 | 4868.7016 | 2030033.6061
Saturday | Saturday | 2 | 20 | 631516.5572 | 766135.2294 | 206710.7004 | 69319.8344 | 1675.3302 | 3877.9315 | 1679235.583 | 754255.6732 | 915038.3099 | 246886.1927 | 82792.5694 | 2000.9409 | 4631.6312 | 2005605.3174
Saturday | Saturday | 2 | 21 | 632669.9909 | 749345.4642 | 205027.896 | 69270.0762 | 1625.2628 | 3749.9407 | 1661688.6308 | 755633.2839 | 894985.351 | 244876.325 | 82733.1403 | 1941.1426 | 4478.7646 | 1984648.0074
Saturday | Saturday | 2 | 22 | 634503.855 | 721015.9237 | 201348.0418 | 69265.1479 | 1536.6821 | 3592.8503 | 1631262.5009 | 757823.5706 | 861149.7905 | 240481.2686 | 82727.2542 | 1835.3457 | 4291.1428 | 1948308.3726
Saturday | Saturday | 2 | 23 | 616966.2465 | 699920.2989 | 196538.8409 | 69279.4785 | 1979.5855 | 3454.8048 | 1588139.2552 | 736877.4204 | 835954.1016 | 234737.37 | 82744.3701 | 2364.3301 | 4126.2673 | 1896803.8595
Sunday | Sunday | 2 | 0 | 579460.9207 | 677520.0987 | 194304.1921 | 69333.3212 | 2237.6249 | 3357.688 | 1526213.8456 | 692082.7045 | 809200.2852 | 232068.4036 | 82808.6774 | 2672.521 | 4010.2752 | 1822842.8669
Sunday | Sunday | 2 | 1 | 545093.0606 | 651111.7876 | 193513.9717 | 69546.9641 | 2511.0696 | 3301.1449 | 1465077.9984 | 651035.24 | 777659.3568 | 231124.5989 | 83063.8431 | 2999.1113 | 3942.7426 | 1749824.8928
Sunday | Sunday | 2 | 2 | 516790.2551 | 626591.8773 | 193894.0751 | 69563.9265 | 2572.6909 | 3239.1604 | 1412651.9854 | 617231.6106 | 748373.8516 | 231578.5778 | 83084.1023 | 3072.7092 | 3868.7111 | 1687209.5626
Sunday | Sunday | 2 | 3 | 487563.5135 | 623827.7369 | 194191.7406 | 69562.695 | 2326.2056 | 3236.558 | 1380708.4496 | 582324.4726 | 745072.4835 | 231934.0964 | 83082.6314 | 2778.3179 | 3865.603 | 1649057.6048
Sunday | Sunday | 2 | 4 | 468310.8739 | 621086.4339 | 192274.7487 | 69566.5584 | 2303.0976 | 3224.8472 | 1356766.5597 | 559329.9645 | 741798.3915 | 229644.5253 | 83087.2457 | 2750.7187 | 3851.6161 | 1620462.4617
Sunday | Sunday | 2 | 5 | 458005.409 | 622913.7711 | 193189.2825 | 69565.6697 | 2245.3275 | 3389.1533 | 1349308.6132 | 547021.5692 | 743980.8829 | 230736.8044 | 83086.1843 | 2681.7207 | 4047.8561 | 1611555.0176
Sunday | Sunday | 2 | 6 | 458678.4175 | 625671.7585 | 194756.0126 | -124.3471 | 2861.5409 | 3463.2035 | 1285306.5859 | 547825.381 | 747274.902 | 232608.0381 | -148.5147 | 3417.699 | 4136.2983 | 1535113.8037
Sunday | Sunday | 2 | 7 | 487569.8209 | 621401.3789 | 196478.7539 | -112.0845 | 2087.4229 | 3370.2268 | 1310795.5188 | 582332.0058 | 742174.5479 | 234665.6048 | -133.8688 | 2493.1263 | 4025.251 | 1565556.6671
Sunday | Sunday | 2 | 8 | 517214.0032 | 651887.9037 | 199658.9461 | -81.7089 | 1602.1548 | 2770.4918 | 1373051.7907 | 617737.7168 | 778586.3158 | 238463.8868 | -97.5896 | 1913.5434 | 3308.9539 | 1639912.8272
Sunday | Sunday | 2 | 9 | 530590.0794 | 677340.8349 | 201789.4238 | -75.5947 | 1236.2781 | 2675.6225 | 1413556.6439 | 633713.5154 | 808986.1803 | 241008.4359 | -90.287 | 1476.5564 | 3195.6461 | 1688290.0471
Sunday | Sunday | 2 | 10 | 520950.4765 | 703053.5801 | 202492.7243 | -76.5892 | 985.9414 | 2845.4882 | 1430251.6213 | 622200.3966 | 839696.3552 | 241848.4271 | -91.4748 | 1177.5652 | 3398.5263 | 1708229.7957
Sunday | Sunday | 2 | 11 | 521125.5611 | 722246.7188 | 201129.8591 | -74.3437 | 1432.6961 | 2857.4356 | 1448717.927 | 622409.51 | 862619.7981 | 240220.6807 | -88.7929 | 1711.1494 | 3412.7958 | 1730285.1412
Sunday | Sunday | 2 | 12 | 522548.9036 | 743044.8835 | 201298.686 | -77.8248 | 1991.1395 | 2242.9143 | 1471048.7021 | 624109.4878 | 887460.2137 | 240422.3202 | -92.9505 | 2378.1297 | 2678.8384 | 1756956.0393
Sunday | Sunday | 2 | 13 | 516310.9377 | 742965.7358 | 203052.4111 | -92.5123 | 2869.2436 | 2575.0752 | 1467680.8911 | 616659.135 | 887365.6831 | 242516.8926 | -110.4926 | 3426.8987 | 3075.5568 | 1752933.6736
Sunday | Sunday | 2 | 14 | 505238.448 | 745201.5256 | 203648.7878 | -92.6188 | 2892.3516 | 2560.762 | 1459449.2563 | 603434.639 | 890036.0125 | 243229.1787 | -110.6198 | 3454.4979 | 3058.4618 | 1743102.1701
Sunday | Sunday | 2 | 15 | 505119.2265 | 744036.3951 | 203034.4262 | -92.0335 | 3096.4723 | 2614.8209 | 1457809.3075 | 603292.2461 | 888644.4317 | 242495.4121 | -109.9207 | 3698.2907 | 3123.0274 | 1741143.4872
Sunday | Sunday | 2 | 16 | 512810.4238 | 739089.466 | 201706.0993 | -79.6932 | 2811.4736 | 3413.8761 | 1459751.6457 | 612478.2748 | 882736.0366 | 240908.9168 | -95.182 | 3357.9007 | 4077.3839 | 1743463.3308
Sunday | Sunday | 2 | 17 | 536741.5738 | 737184.0482 | 200168.7586 | 69609.0566 | 2953.9729 | 3937.6684 | 1550595.0784 | 641060.5905 | 880460.2891 | 239072.7844 | 83138.0037 | 3528.0957 | 4702.9784 | 1851962.7418
Sunday | Sunday | 2 | 18 | 598331.6116 | 757077.5669 | 201820.7601 | 69601.1865 | 1413.4395 | 3971.9727 | 1632216.5373 | 714621.0299 | 904220.2353 | 241045.8626 | 83128.6039 | 1688.1501 | 4743.95 | 1949447.8318
Sunday | Sunday | 2 | 19 | 763685.8687 | 789022.0129 | 203624.0995 | 69566.4754 | 1875.5995 | 3909.5151 | 1831683.5711 | 912112.901 | 942373.2802 | 243199.692 | 83087.1465 | 2240.1338 | 4669.3534 | 2187682.5069
Sunday | Sunday | 2 | 20 | 805866.88 | 756381.3866 | 199879.4844 | 69552.3075 | 1644.5195 | 3751.3602 | 1837075.9381 | 962492.0506 | 903388.748 | 238727.2881 | 83070.225 | 1964.1419 | 4480.46 | 2194122.9136
Sunday | Sunday | 2 | 21 | 852412.6633 | 735206.3413 | 198328.1962 | 69552.9591 | 1440.3988 | 3589.6565 | 1860530.2152 | 1018084.2923 | 878098.2028 | 236874.4975 | 83071.0033 | 1720.3491 | 4287.3282 | 2222135.6732
Sunday | Sunday | 2 | 22 | 845015.2118 | 717246.9972 | 199167.9277 | 69552.0704 | 1467.3581 | 3506.3797 | 1835955.945 | 1009249.1008 | 856648.35 | 237877.436 | 83069.9419 | 1752.5482 | 4187.866 | 2192785.2429
Sunday | Sunday | 2 | 23 | 784208.1032 | 699778.0763 | 198542.1076 | 69553.4466 | 1898.7075 | 3391.9923 | 1757372.4335 | 936623.7576 | 835784.2372 | 237129.9838 | 83071.5856 | 2267.733 | 4051.2468 | 2098928.544
WeekDay | Monday | 2 | 0 | 719459.9468 | 681149.8969 | 198283.6381 | 69564.7737 | 2672.8256 | 3405.3592 | 1674536.4403 | 859291.4 | 813535.5569 | 236821.2793 | 83085.1141 | 3192.3056 | 4067.2116 | 1999992.8675
WeekDay | Monday | 2 | 1 | 665614.6126 | 668785.6764 | 199655.5746 | 69574.8431 | 3192.7556 | 3324.9214 | 1610148.3837 | 794980.8948 | 798768.2744 | 238459.86 | 83097.1405 | 3813.2873 | 3971.1402 | 1923090.5972
WeekDay | Monday | 2 | 2 | 625671.1285 | 649494.8136 | 200710.7921 | 69574.6623 | 2965.527 | 3299.4888 | 1551716.4123 | 747274.1496 | 775728.114 | 239720.1656 | 83096.9246 | 3541.8953 | 3940.7647 | 1853302.0138
WeekDay | Monday | 2 | 3 | 541019.297 | 642019.5032 | 199417.5132 | 69575.5462 | 2029.6529 | 3335.4493 | 1457396.9618 | 646169.7155 | 766799.9312 | 238175.5299 | 83097.9804 | 2424.1283 | 3983.7143 | 1740650.9996
WeekDay | Monday | 2 | 4 | 532250.5469 | 643629.5049 | 201390.2706 | 69575.1002 | 2692.0823 | 3470.1826 | 1453007.6875 | 635696.705 | 768722.8466 | 240531.7048 | 83097.4477 | 3215.305 | 4144.6339 | 1735408.6429
WeekDay | Monday | 2 | 5 | 562699.8033 | 674193.7435 | 210072.487 | 69574.7085 | 2607.3529 | 3633.0692 | 1522781.1645 | 672063.9611 | 805227.4325 | 250901.3633 | 83096.9798 | 3114.1079 | 4339.1785 | 1818743.0231
WeekDay | Monday | 2 | 6 | 597022.7902 | 732923.0878 | 219508.404 | -117.9617 | 2923.1623 | 3970.3167 | 1556229.7994 | 713057.8311 | 875371.185 | 262171.2086 | -140.8882 | 3491.2968 | 4741.9721 | 1858692.6054
WeekDay | Monday | 2 | 7 | 503928.3034 | 836652.1803 | 231518.0803 | -112.5097 | 2772.9603 | 4030.5267 | 1578789.5412 | 601869.8598 | 999260.6628 | 276515.0391 | -134.3767 | 3311.9021 | 4813.8843 | 1885636.9714
WeekDay | Monday | 2 | 8 | 435772.6792 | 991366.6551 | 241973.8232 | -97.2269 | 2491.8129 | 3805.5374 | 1675313.281 | 520467.7721 | 1184044.8447 | 289002.9198 | -116.1235 | 2976.112 | 4545.1669 | 2000920.692
WeekDay | Monday | 2 | 9 | 426502.0541 | 1076137.902 | 253520.1683 | -108.507 | 2276.1382 | 3815.8287 | 1762143.5842 | 509395.344 | 1285291.9033 | 302793.3678 | -129.5961 | 2718.5196 | 4557.4584 | 2104626.9972
WeekDay | Monday | 2 | 10 | 428006.4227 | 1132193.8401 | 260350.7526 | -123.9473 | 2353.1649 | 3252.0542 | 1826032.2871 | 511192.0959 | 1352242.6567 | 310951.5181 | -148.0372 | 2810.5169 | 3884.1108 | 2180932.8612
WeekDay | Monday | 2 | 11 | 449038.9353 | 1157711.3026 | 255488.1666 | -125.3014 | 2896.2029 | 3786.9657 | 1868796.2718 | 536312.4063 | 1382719.5946 | 305143.8588 | -149.6545 | 3459.0977 | 4522.9857 | 2232008.2886
WeekDay | Monday | 2 | 12 | 458729.5989 | 1152346.5454 | 260879.9964 | -124.5895 | 4032.3464 | 4020.7086 | 1879884.6063 | 547886.5099 | 1376312.164 | 311583.6237 | -148.8043 | 4816.0576 | 4802.158 | 2245251.7089
WeekDay | Monday | 2 | 13 | 455263.7363 | 1161508.039 | 262741.7458 | -143.3581 | 4263.4264 | 3621.2401 | 1887254.8295 | 543747.0356 | 1387254.25 | 313807.2155 | -171.2206 | 5092.0495 | 4325.0504 | 2254054.3803
WeekDay | Monday | 2 | 14 | 458040.4531 | 1153766.3692 | 264388.7608 | -138.381 | 4417.4798 | 3193.5001 | 1883668.182 | 547063.4244 | 1378007.9392 | 315774.338 | -165.2762 | 5276.044 | 3814.1765 | 2249770.6458
WeekDay | Monday | 2 | 15 | 508251.963 | 1102268.485 | 263135.1932 | -134.8658 | 3859.0364 | 3479.4093 | 1880859.221 | 607033.8492 | 1316501.1253 | 314277.1318 | -161.0778 | 4609.0638 | 4155.6539 | 2246415.7461
WeekDay | Monday | 2 | 16 | 559444.3087 | 1044060.2963 | 257495.5769 | -116.6236 | 3951.4684 | 3720.8411 | 1868555.8677 | 668175.7412 | 1246979.8182 | 307541.4215 | -139.2901 | 4719.4605 | 4444.0094 | 2231721.1606
WeekDay | Monday | 2 | 17 | 610556.4885 | 946382.6206 | 251682.7195 | 69578.1721 | 4559.9791 | 4204.7693 | 1886964.7491 | 729221.8866 | 1130317.8871 | 300598.7996 | 83101.1165 | 5446.239 | 5021.992 | 2253707.921
WeekDay | Monday | 2 | 18 | 699673.0705 | 894636.5229 | 246280.15 | 69570.4151 | 2880.7976 | 4099.3721 | 1917140.3281 | 835658.8229 | 1068514.618 | 294146.2075 | 83091.852 | 3440.6983 | 4896.1102 | 2289748.3088
WeekDay | Monday | 2 | 19 | 771775.5815 | 884505.3181 | 241975.7409 | 69560.0169 | 1740.8028 | 3972.4459 | 1973529.9061 | 921774.8992 | 1056414.3514 | 289005.2102 | 83079.4328 | 2079.1385 | 4744.5151 | 2357097.5472
WeekDay | Monday | 2 | 20 | 815009.4277 | 840840.9069 | 238264.9103 | 69531.0149 | 1656.0735 | 3796.9022 | 1969099.2354 | 973411.5084 | 1004263.4941 | 284573.157 | 83044.794 | 1977.9415 | 4534.8534 | 2351805.7484
WeekDay | Monday | 2 | 21 | 842097.7985 | 798725.8517 | 236595.5098 | 69534.5053 | 1783.1675 | 3585.2797 | 1952322.1125 | 1005764.6703 | 953963.1196 | 282579.2982 | 83048.9628 | 2129.737 | 4282.1008 | 2331767.8888
WeekDay | Monday | 2 | 22 | 830170.3915 | 753932.7648 | 233636.5309 | 69538.7598 | 1582.8982 | 3416.9517 | 1892278.2968 | 991519.0985 | 900464.2215 | 279045.2236 | 83054.0442 | 1890.5441 | 4081.0572 | 2260054.1893
WeekDay | Monday | 2 | 23 | 760039.414 | 723703.9002 | 230604.0572 | 69553.9482 | 1729.2488 | 3311.1996 | 1788941.7681 | 907757.7355 | 864360.1917 | 275423.37 | 83072.1846 | 2065.3389 | 3954.7516 | 2136633.5724
WeekDay | Tuesday | 2 | 0 | 685455.0239 | 710160.8325 | 227823.6418 | 69554.6514 | 2445.5969 | 3257.259 | 1698697.0056 | 818677.4118 | 848184.9458 | 272102.5639 | 83073.0245 | 2920.9137 | 3890.3272 | 2028849.1868
WeekDay | Tuesday | 2 | 1 | 629572.4402 | 685063.996 | 226542.3223 | 69553.8826 | 3007.8916 | 3212.4267 | 1616952.9594 | 751933.7052 | 818210.3851 | 270572.212 | 83072.1063 | 3592.4938 | 3836.7815 | 1931217.6839
WeekDay | Tuesday | 2 | 2 | 592736.4921 | 669173.7919 | 225513.8187 | 69553.9985 | 3138.837 | 3227.4496 | 1563344.3878 | 707938.4647 | 799231.8225 | 269343.8124 | 83072.2446 | 3748.8892 | 3854.7243 | 1867189.9577
WeekDay | Tuesday | 2 | 3 | 570731.1271 | 657012.2032 | 223720.0023 | 69555.3244 | 2977.081 | 3317.3507 | 1527313.0887 | 681656.222 | 784706.5544 | 267201.3568 | 83073.8283 | 3555.6949 | 3962.0982 | 1824155.7545
WeekDay | Tuesday | 2 | 4 | 554588.8499 | 657938.635 | 225405.7359 | 69554.1391 | 3681.875 | 3426.415 | 1514595.6499 | 662376.5943 | 785813.0439 | 269214.7231 | 83072.4126 | 4397.47 | 4092.3598 | 1808966.6036
WeekDay | Tuesday | 2 | 5 | 583469.3273 | 688665.7222 | 230395.1751 | 69555.4564 | 4055.4544 | 3656.136 | 1579797.2713 | 696870.1695 | 822512.129 | 275173.8904 | 83073.9859 | 4843.6568 | 4366.7284 | 1886840.56
WeekDay | Tuesday | 2 | 6 | 619252.8427 | 751785.0561 | 238025.1528 | -136.8863 | 4613.8978 | 3967.0045 | 1617507.0676 | 739608.4305 | 897899.0925 | 284286.801 | -163.491 | 5510.6371 | 4738.0162 | 1931879.4864
WeekDay | Tuesday | 2 | 7 | 519763.7724 | 850249.8894 | 245859.644 | -131.5348 | 3770.4557 | 4084.1125 | 1623596.3392 | 620783.0493 | 1015501.1701 | 293643.9736 | -157.0994 | 4503.2669 | 4877.8849 | 1939152.2453
WeekDay | Tuesday | 2 | 8 | 442817.708 | 994025.5898 | 256260.1019 | -139.565 | 3350.6603 | 3793.3534 | 1700107.8484 | 528882.0454 | 1187220.5596 | 306065.8244 | -166.6903 | 4001.8817 | 4530.6149 | 2030534.2356
WeekDay | Tuesday | 2 | 9 | 428478.0089 | 1081627.8228 | 261752.1593 | -143.766 | 2191.4089 | 3335.2127 | 1777240.8465 | 511755.3378 | 1291848.8238 | 312625.2968 | -171.7077 | 2617.3226 | 3983.4317 | 2122658.505
WeekDay | Tuesday | 2 | 10 | 428830.8713 | 1132806.6186 | 264948.3562 | -149.1161 | 2033.5042 | 3156.2385 | 1831626.4728 | 512176.7812 | 1352974.5326 | 316442.6942 | -178.0977 | 2428.7282 | 3769.6728 | 2187614.3113
WeekDay | Tuesday | 2 | 11 | 445438.2904 | 1160739.424 | 266016.8252 | -145.1201 | 2326.2056 | 4095.5868 | 1878471.2118 | 532011.9541 | 1386336.2499 | 317718.8266 | -173.325 | 2778.3179 | 4891.5892 | 2243563.6126
WeekDay | Tuesday | 2 | 12 | 456341.6465 | 1163354.7792 | 270358.9415 | -138.6522 | 3181.2016 | 3777.8573 | 1896875.7738 | 545034.4442 | 1389459.9154 | 322904.8599 | -165.6002 | 3799.4877 | 4512.1071 | 2265545.2141
WeekDay | Tuesday | 2 | 13 | 450390.9025 | 1170918.2554 | 269388.4507 | -143.4452 | 3909.1037 | 3872.7267 | 1898335.9939 | 537927.1367 | 1398493.3997 | 321745.7483 | -171.3246 | 4668.862 | 4625.4148 | 2267289.2369
WeekDay | Tuesday | 2 | 14 | 460165.0585 | 1166096.5493 | 268460.0288 | -164.3213 | 3866.739 | 3529.9195 | 1901953.974 | 549600.9599 | 1392734.5654 | 320636.8819 | -196.2581 | 4618.2635 | 4215.9811 | 2271610.3936
WeekDay | Tuesday | 2 | 15 | 505004.9424 | 1119555.1596 | 264877.1782 | -150.4086 | 4232.6157 | 3488.7543 | 1897008.2417 | 603155.7502 | 1337147.5712 | 316357.6823 | -179.6414 | 5055.2506 | 4166.8151 | 2265703.428
WeekDay | Tuesday | 2 | 16 | 558319.221 | 1060008.9666 | 257695.4458 | -107.4208 | 3643.3617 | 3772.6525 | 1883332.2268 | 666831.9858 | 1266028.2104 | 307780.1361 | -128.2987 | 4351.4714 | 4505.8907 | 2249369.3957
WeekDay | Tuesday | 2 | 17 | 602720.0485 | 953713.568 | 249623.5321 | 69384.1422 | 4232.6157 | 4216.2435 | 1883890.1501 | 719862.3864 | 1139073.6492 | 298139.3965 | 82869.3758 | 5055.2506 | 5035.6963 | 2250035.7548
WeekDay | Tuesday | 2 | 18 | 692100.2025 | 915811.5724 | 243706.456 | 69302.0596 | 3843.631 | 4181.5843 | 1928945.5059 | 826614.1216 | 1093805.1683 | 291072.3004 | 82771.34 | 4590.6643 | 4994.3008 | 2303847.8953
WeekDay | Tuesday | 2 | 19 | 789184.9112 | 891234.7421 | 239709.1322 | 68748.7385 | 2784.5143 | 4156.8615 | 1995818.8997 | 942567.8388 | 1064451.6802 | 286298.0722 | 82110.4774 | 3325.7017 | 4964.773 | 2383718.5433
WeekDay | Tuesday | 2 | 20 | 824752.603 | 850906.7129 | 235822.0128 | 68736.9406 | 2256.8815 | 3903.0091 | 1986378.16 | 985048.3297 | 1016285.6513 | 281655.4672 | 82096.3866 | 2695.5203 | 4661.5829 | 2372442.938
WeekDay | Tuesday | 2 | 21 | 860344.2768 | 801686.5665 | 230940.6001 | 69033.1008 | 1656.0735 | 3750.2955 | 1967410.9133 | 1027557.4636 | 957499.2675 | 275825.3221 | 82450.1073 | 1977.9415 | 4479.1885 | 2349789.2905
WeekDay | Tuesday | 2 | 22 | 847635.262 | 759803.3159 | 224941.7928 | 69453.5457 | 1636.8168 | 3548.6095 | 1907019.3428 | 1012378.3738 | 907475.7503 | 268660.6098 | 82952.2683 | 1954.9422 | 4238.3035 | 2277660.2479
WeekDay | Tuesday | 2 | 23 | 775077.2579 | 728136.9975 | 223474.2596 | 69550.1511 | 1798.5728 | 3423.576 | 1801460.815 | 925718.2766 | 869654.8887 | 266907.8525 | 83067.6495 | 2148.1365 | 4088.969 | 2151585.7729
WeekDay | Wednesday | 2 | 0 | 694862.4244 | 698997.9478 | 222759.0364 | 69561.6389 | 2642.0149 | 3381.8193 | 1692204.8817 | 829913.1982 | 834852.486 | 266053.6213 | 83081.37 | 3155.5067 | 4039.0966 | 2021095.2789
WeekDay | Wednesday | 2 | 1 | 637859.9938 | 677001.7743 | 222168.177 | 69564.4415 | 3185.053 | 3346.2137 | 1613125.6534 | 761831.9956 | 808581.2213 | 265347.9248 | 83084.7174 | 3804.0876 | 3996.5709 | 1926646.5175
WeekDay | Wednesday | 2 | 2 | 598622.0526 | 657865.7467 | 221187.8764 | 69566.7419 | 3246.6743 | 3267.432 | 1553756.5239 | 714967.9199 | 785725.9893 | 264177.0968 | 83087.4648 | 3877.6854 | 3902.4774 | 1855738.6336
WeekDay | Wednesday | 2 | 3 | 529563.9962 | 637739.6169 | 222998.1473 | 69566.3401 | 3369.917 | 3353.7844 | 1466591.8018 | 632488.0067 | 761688.2227 | 266339.2049 | 83086.9849 | 4024.881 | 4005.6129 | 1751632.9132
WeekDay | Wednesday | 2 | 4 | 517829.6226 | 642273.759 | 223101.2458 | 69566.7573 | 2888.5003 | 3406.3055 | 1459066.1905 | 618472.9857 | 767103.6032 | 266462.3412 | 83087.4832 | 3449.898 | 4068.3419 | 1742644.6532
WeekDay | Wednesday | 2 | 5 | 549144.3061 | 666649.5491 | 226558.1766 | 69566.3454 | 3824.3744 | 3671.9869 | 1519414.7385 | 655873.8699 | 796216.9776 | 270591.1477 | 83086.9913 | 4567.665 | 4385.6601 | 1814722.3117
WeekDay | Wednesday | 2 | 6 | 582153.5475 | 707641.7678 | 234567.3172 | -126.8142 | 4221.0617 | 4033.3657 | 1532490.2457 | 695298.6599 | 845176.2853 | 280156.9139 | -151.4613 | 5041.451 | 4817.2751 | 1830339.1238
WeekDay | Wednesday | 2 | 7 | 482316.0243 | 803306.733 | 242209.2699 | -121.5358 | 4290.3857 | 4091.6832 | 1536092.5603 | 576057.1017 | 959434.3233 | 289284.127 | -145.157 | 5124.2485 | 4886.9269 | 1834641.5704
WeekDay | Wednesday | 2 | 8 | 418257.5815 | 949101.5098 | 246008.4756 | -107.5112 | 3373.7683 | 3474.5594 | 1620108.3833 | 499548.5076 | 1133565.2091 | 293821.7316 | -128.4067 | 4029.4809 | 4149.8613 | 1934986.3839
WeekDay | Wednesday | 2 | 9 | 406502.7298 | 1035420.4775 | 255825.288 | -122.1472 | 2672.8256 | 3210.7706 | 1703509.9443 | 485509.0284 | 1236660.7976 | 305546.5017 | -145.8872 | 3192.3056 | 3834.8036 | 2034597.5497
WeekDay | Wednesday | 2 | 10 | 411631.2429 | 1080723.4361 | 261589.7527 | -129.7649 | 2434.0429 | 3089.2858 | 1759337.9955 | 491634.2996 | 1290768.664 | 312431.3254 | -154.9854 | 2907.1141 | 3689.7075 | 2101276.1251
WeekDay | Wednesday | 2 | 11 | 459991.9139 | 1138920.1236 | 263632.0942 | -122.3903 | 3200.4583 | 3847.1758 | 1869469.3755 | 549394.1635 | 1360276.2346 | 314870.6086 | -146.1776 | 3822.487 | 4594.898 | 2232812.2142
WeekDay | Wednesday | 2 | 12 | 462630.1288 | 1138710.4615 | 267664.7987 | -126.2189 | 3947.617 | 3957.5412 | 1876784.3285 | 552545.1317 | 1360025.8235 | 319687.094 | -150.7503 | 4714.8606 | 4726.7137 | 2241548.8732
WeekDay | Wednesday | 2 | 13 | 457818.4133 | 1150694.6503 | 267883.9556 | -135.8523 | 4621.6004 | 3567.0629 | 1884449.8303 | 546798.2298 | 1374339.2129 | 319948.8453 | -162.256 | 5519.8368 | 4260.3434 | 2250704.2122
WeekDay | Wednesday | 2 | 14 | 465902.3587 | 1133091.97 | 264871.2661 | -148.0888 | 5049.0985 | 2674.9127 | 1871441.5173 | 556453.3395 | 1353315.3437 | 316350.6212 | -176.8707 | 6030.4217 | 3194.7984 | 2235167.6538
WeekDay | Wednesday | 2 | 15 | 503288.5796 | 1087896.8735 | 261378.8827 | -135.8563 | 5295.5838 | 3495.3786 | 1861219.4419 | 601105.8017 | 1299336.303 | 312179.4716 | -162.2608 | 6324.813 | 4174.7269 | 2222958.8554
WeekDay | Wednesday | 2 | 16 | 562461.592 | 1024863.3322 | 255118.6561 | -110.6514 | 4883.4911 | 3485.3239 | 1850701.7439 | 671779.452 | 1224051.8064 | 304702.5315 | -132.1571 | 5832.6276 | 4162.7179 | 2210396.9783
WeekDay | Wednesday | 2 | 17 | 607653.9356 | 944234.3709 | 249525.913 | 69304.7277 | 4598.4924 | 4058.4434 | 1879375.883 | 725755.2048 | 1127752.1119 | 298022.8045 | 82774.5265 | 5492.2376 | 4847.2268 | 2244644.1122
WeekDay | Wednesday | 2 | 18 | 671775.8945 | 903757.5229 | 242457.868 | 69233.0185 | 2861.5409 | 4070.864 | 1894156.7088 | 802339.6596 | 1079408.3403 | 289581.0417 | 82688.8802 | 3417.699 | 4862.0613 | 2262297.6821
WeekDay | Wednesday | 2 | 19 | 754243.2261 | 888014.3804 | 238819.9865 | 69015.2456 | 2222.2195 | 4033.9572 | 1956349.0154 | 900835.0229 | 1060605.4214 | 285236.1156 | 82428.7819 | 2654.1215 | 4817.9815 | 2336577.4449
WeekDay | Wednesday | 2 | 20 | 796661.9824 | 840420.1346 | 235147.1316 | 68996.9157 | 2256.8815 | 3811.9251 | 1947294.971 | 951498.1246 | 1003760.9422 | 280849.4188 | 82406.8894 | 2695.5203 | 4552.7961 | 2325763.6915
WeekDay | Wednesday | 2 | 21 | 837945.5499 | 805276.3178 | 231227.8818 | 69185.6691 | 1937.2209 | 3600.6575 | 1949173.2969 | 1000805.4067 | 961786.709 | 276168.4387 | 82632.3282 | 2313.7316 | 4300.4674 | 2328007.0816
WeekDay | Wednesday | 2 | 22 | 839684.7117 | 757172.6698 | 228151.4944 | 69333.9735 | 1964.1802 | 3422.9845 | 1899730.0141 | 1002882.5852 | 904333.822 | 272494.1366 | 82809.4564 | 2345.9307 | 4088.2626 | 2268954.1935
WeekDay | Wednesday | 2 | 23 | 781008.1443 | 727014.4832 | 226925.2467 | 69627.7977 | 2287.6922 | 3319.5983 | 1810182.9624 | 932801.8671 | 868314.2068 | 271029.5601 | 83160.3873 | 2732.3192 | 3964.7826 | 2162003.1231
WeekDay | Thursday | 2 | 0 | 714053.5477 | 654353.0995 | 223739.1105 | 69633.7747 | 3023.297 | 3334.5029 | 1668137.3323 | 852834.234 | 781530.6376 | 267224.1789 | 83167.5259 | 3610.8933 | 3982.584 | 1992350.0536
WeekDay | Thursday | 2 | 1 | 666079.7555 | 641726.6925 | 226103.6313 | 69576.0003 | 3735.7937 | 3267.6686 | 1610489.5419 | 795536.4411 | 766450.2109 | 270048.2588 | 83098.5227 | 4461.8681 | 3902.76 | 1923498.0616
WeekDay | Thursday | 2 | 2 | 631773.9867 | 626387.3609 | 226919.1916 | 69554.4445 | 3439.241 | 3236.7946 | 1561311.0193 | 754563.1357 | 748129.5862 | 271022.3282 | 83072.7773 | 4107.6786 | 3865.8855 | 1864761.3915
WeekDay | Thursday | 2 | 3 | 586128.0806 | 620162.0725 | 228946.2549 | 69556.4133 | 2834.5816 | 3289.0792 | 1510916.4822 | 700045.6679 | 740694.3747 | 273443.3637 | 83075.1289 | 3385.4999 | 3928.3319 | 1804572.3671
WeekDay | Thursday | 2 | 4 | 574788.2231 | 616315.4078 | 230277.9101 | 69558.6447 | 3142.6883 | 3414.1127 | 1497496.9868 | 686501.8395 | 736100.0873 | 275033.8342 | 83077.7939 | 3753.489 | 4077.6665 | 1788544.7104
WeekDay | Thursday | 2 | 5 | 603540.471 | 639820.799 | 233530.0208 | 69557.1781 | 3497.011 | 3619.5841 | 1553565.064 | 720842.263 | 764173.8953 | 278918.0127 | 83076.0423 | 4176.6765 | 4323.0724 | 1855509.9622
WeekDay | Thursday | 2 | 6 | 638641.4669 | 685447.9963 | 237549.4328 | -133.6336 | 4074.7111 | 4008.1698 | 1569588.1432 | 762765.3528 | 818669.0182 | 283718.622 | -159.6061 | 4866.6561 | 4787.1821 | 1874647.2252
WeekDay | Thursday | 2 | 7 | 535422.7915 | 803739.2801 | 246305.592 | -127.441 | 2337.7596 | 4070.1542 | 1591748.1364 | 639485.4948 | 959950.9386 | 294176.5944 | -152.21 | 2792.1175 | 4861.2136 | 1901114.149
WeekDay | Thursday | 2 | 8 | 460235.5732 | 953850.9754 | 256573.3767 | -107.4242 | 1509.7228 | 3989.0066 | 1676051.2306 | 549685.1795 | 1139237.7625 | 306439.9861 | -128.3027 | 1803.1467 | 4764.2945 | 2001802.0666
WeekDay | Thursday | 2 | 9 | 442884.288 | 1029683.9376 | 263200.7476 | -120.2975 | 1220.8728 | 3750.1773 | 1740619.7258 | 528961.5656 | 1229809.326 | 314355.4272 | -143.6781 | 1458.1569 | 4479.0472 | 2078919.8448
WeekDay | Thursday | 2 | 10 | 445495.9972 | 1083215.5917 | 267435.9249 | -126.9575 | 1082.2248 | 3028.9575 | 1800131.7386 | 532080.8765 | 1293745.1854 | 319413.7371 | -151.6325 | 1292.5618 | 3617.6539 | 2149998.3823
WeekDay | Thursday | 2 | 11 | 409221.2449 | 1077633.6878 | 271623.5103 | -137.2854 | 3111.8776 | 2714.067 | 1764167.1023 | 488755.9037 | 1287078.4042 | 324415.2054 | -163.9677 | 3716.6901 | 3241.5626 | 2107043.7983
WeekDay | Thursday | 2 | 12 | 417280.1549 | 1078884.5502 | 278818.7881 | -129.2867 | 4132.4811 | 3072.9617 | 1782059.6493 | 498381.1122 | 1288572.3794 | 333008.9296 | -154.4144 | 4935.6541 | 3670.2106 | 2128413.8716
WeekDay | Thursday | 2 | 13 | 414563.4042 | 1087306.8565 | 274008.3233 | -130.5752 | 3774.307 | 3374.367 | 1782896.6829 | 495136.3444 | 1298631.6126 | 327263.5214 | -155.9533 | 4507.8667 | 4030.1959 | 2129413.5878
WeekDay | Thursday | 2 | 14 | 424355.1983 | 1083680.6446 | 270028.3911 | -146.9162 | 3966.8737 | 3181.5528 | 1785065.7444 | 506831.2337 | 1294300.6242 | 322510.065 | -175.4702 | 4737.8599 | 3799.9071 | 2132004.2197
WeekDay | Thursday | 2 | 15 | 457684.4721 | 1041422.1521 | 270607.9528 | -139.7465 | 5199.3005 | 3557.8362 | 1778331.9672 | 546638.2562 | 1243828.9345 | 323202.2681 | -166.9071 | 6209.8164 | 4249.3235 | 2123961.6916
WeekDay | Thursday | 2 | 16 | 503271.1433 | 990485.1246 | 267928.5161 | -160.8255 | 5915.6486 | 3627.6279 | 1771067.2349 | 601084.9765 | 1182991.9833 | 320002.0665 | -192.0829 | 7065.3911 | 4332.6796 | 2115285.0141
WeekDay | Thursday | 2 | 17 | 545363.8966 | 908670.9591 | 260790.5858 | 69285.4441 | 4925.8558 | 4173.5405 | 1793210.2819 | 651358.7147 | 1085276.7329 | 311476.8356 | 82751.4951 | 5883.2261 | 4984.6937 | 2141731.6981
WeekDay | Thursday | 2 | 18 | 626568.632 | 860877.2448 | 253623.6668 | 69095.8348 | 2653.5689 | 4236.2347 | 1817055.182 | 748346.0884 | 1028194.0172 | 302916.9819 | 82525.0341 | 3169.3063 | 5059.5729 | 2170211.0008
WeekDay | Thursday | 2 | 19 | 823314.5945 | 883074.3506 | 247700.9452 | 68474.8005 | 2357.0162 | 4203.5864 | 2029125.2934 | 983330.8354 | 1054705.2666 | 295843.1431 | 81783.2979 | 2815.1168 | 5020.5792 | 2423498.239
WeekDay | Thursday | 2 | 20 | 887535.8603 | 837472.9381 | 243937.5134 | 68320.7462 | 2229.9222 | 4014.4392 | 2043511.4194 | 1060033.898 | 1000240.9399 | 291348.2652 | 81599.3022 | 2663.3213 | 4794.6701 | 2440680.3967
WeekDay | Thursday | 2 | 21 | 929079.1812 | 804593.4752 | 238137.2352 | 68684.3235 | 2006.5449 | 3798.0851 | 2046298.845 | 1109651.4182 | 960971.1517 | 284420.6674 | 82033.543 | 2396.5292 | 4536.2662 | 2444009.5756
WeekDay | Thursday | 2 | 22 | 936524.7661 | 754930.9816 | 234403.6469 | 69221.3874 | 1991.1395 | 3621.0036 | 2000692.9252 | 1118544.0982 | 901656.448 | 279961.4333 | 82674.9886 | 2378.1297 | 4324.7678 | 2389539.8655
WeekDay | Thursday | 2 | 23 | 866995.3645 | 719769.9874 | 230678.0764 | 69382.2598 | 2310.8002 | 3501.4114 | 1892637.8996 | 1035501.2309 | 859661.6988 | 275511.7753 | 82867.1275 | 2759.9184 | 4181.9322 | 2260483.6831
WeekDay | Friday | 2 | 0 | 791099.6501 | 694110.6273 | 228311.9049 | 69559.6914 | 2749.8523 | 3453.1487 | 1789284.8747 | 944854.719 | 829015.2847 | 272685.7239 | 83079.0441 | 3284.3029 | 4124.2894 | 2137043.3639
WeekDay | Friday | 2 | 1 | 731243.081 | 677815.7534 | 228203.3797 | 69559.084 | 3408.4303 | 3394.9496 | 1713624.6781 | 873364.6585 | 809553.4022 | 272556.1062 | 83078.3186 | 4070.8797 | 4054.7789 | 2046678.1441
WeekDay | Friday | 2 | 2 | 689451.5558 | 659166.565 | 225785.0696 | 69560.5707 | 3539.3757 | 3354.6124 | 1650857.7492 | 823450.6941 | 787279.6296 | 269667.7826 | 83080.0943 | 4227.275 | 4006.6019 | 1971712.0775
WeekDay | Friday | 2 | 3 | 621363.4799 | 644406.9315 | 221393.7324 | 69558.3655 | 3173.499 | 3446.6427 | 1563342.651 | 742129.2831 | 769651.3708 | 264422.9621 | 83077.4604 | 3790.288 | 4116.5189 | 1867187.8833
WeekDay | Friday | 2 | 4 | 609170.7604 | 644258.4964 | 220734.0218 | 69557.975 | 3970.725 | 3551.9217 | 1551243.9004 | 727566.8338 | 769474.0865 | 263635.0327 | 83076.9941 | 4742.4598 | 4242.2594 | 1852737.6664
WeekDay | Friday | 2 | 5 | 625314.9047 | 667205.7374 | 227017.7682 | 69363.0766 | 4378.9664 | 3850.6062 | 1597131.0596 | 746848.6915 | 796881.2645 | 271140.0638 | 82844.216 | 5230.0454 | 4598.9952 | 1907543.2764
WeekDay | Friday | 2 | 6 | 646938.4762 | 716832.3243 | 232197.7647 | -326.6529 | 5010.5851 | 4188.4451 | 1604840.9426 | 772674.9367 | 856153.0829 | 277326.8244 | -390.1399 | 5984.4231 | 5002.4951 | 1916751.6224
WeekDay | Friday | 2 | 7 | 562051.596 | 818112.8917 | 241581.2257 | -331.1579 | 3828.2257 | 4243.4504 | 1629486.2317 | 671289.7708 | 977118.1497 | 288534.0185 | -395.5204 | 4572.2648 | 5068.191 | 1946186.8745
WeekDay | Friday | 2 | 8 | 480517.1128 | 978149.6207 | 251639.9671 | -313.7407 | 3262.0796 | 3912.9456 | 1717167.9851 | 573908.5607 | 1168258.9985 | 300547.738 | -374.7181 | 3896.0848 | 4673.4505 | 2050910.1145
WeekDay | Friday | 2 | 9 | 468332.5111 | 1051071.824 | 258260.0178 | -302.942 | 2896.2029 | 3400.2727 | 1783657.8865 | 559355.8069 | 1255354.0792 | 308454.4362 | -361.8207 | 3459.0977 | 4061.1365 | 2130322.736
WeekDay | Friday | 2 | 10 | 462387.7897 | 1083593.9198 | 259893.6209 | -227.7083 | 2769.1089 | 3020.9137 | 1811437.6448 | 552255.6925 | 1294197.0439 | 310405.5401 | -271.9648 | 3307.3022 | 3608.0468 | 2163501.6607
WeekDay | Friday | 2 | 11 | 469497.0195 | 1108263.5097 | 265516.0607 | -115.4711 | 3497.011 | 2929.948 | 1849588.0778 | 560746.6447 | 1323661.3198 | 317120.7356 | -137.9136 | 4176.6765 | 3499.4013 | 2209066.8643
WeekDay | Friday | 2 | 12 | 475582.5916 | 1112836.4464 | 270484.6343 | -126.7452 | 4737.1405 | 2838.3908 | 1866352.4583 | 568014.9851 | 1329123.0349 | 323054.9819 | -151.379 | 5657.8328 | 3390.0494 | 2229089.5051
WeekDay | Friday | 2 | 13 | 467584.3206 | 1115741.2113 | 270958.5292 | -131.123 | 5010.5851 | 3069.6495 | 1862233.1729 | 558462.2011 | 1332592.3587 | 323620.9811 | -156.6075 | 5984.4231 | 3666.2548 | 2224169.6112
WeekDay | Friday | 2 | 14 | 472697.3385 | 1114616.9979 | 267717.3083 | -134.606 | 4860.3831 | 3493.0128 | 1863250.4346 | 564568.9654 | 1331249.6474 | 319749.8091 | -160.7675 | 5805.0284 | 4171.9012 | 2225384.584
WeekDay | Friday | 2 | 15 | 498767.127 | 1067334.6108 | 263753.0853 | -129.7582 | 5534.3665 | 3451.7292 | 1838711.1608 | 595705.5771 | 1274777.6385 | 315015.1151 | -154.9774 | 6610.0046 | 4122.594 | 2196075.9518
WeekDay | Friday | 2 | 16 | 541669.595 | 1009214.5608 | 255833.6153 | -117.4313 | 5014.4365 | 3835.9382 | 1815450.7146 | 646946.4029 | 1205361.6003 | 305556.4475 | -140.2547 | 5989.023 | 4581.4763 | 2168294.6953
WeekDay | Friday | 2 | 17 | 587150.1878 | 923968.9077 | 249914.5074 | 69367.589 | 3577.889 | 4225.7068 | 1838204.7877 | 701266.4278 | 1103547.9317 | 298486.9246 | 82849.6053 | 4273.2737 | 5046.9988 | 2195471.162
WeekDay | Friday | 2 | 18 | 660910.9908 | 884560.3313 | 245603.547 | 69065.3173 | 2823.0276 | 4332.4052 | 1867295.6191 | 789363.0953 | 1056480.0567 | 293338.1026 | 82488.5853 | 3371.7003 | 5174.4347 | 2230215.9749
WeekDay | Friday | 2 | 19 | 703928.7226 | 864148.3385 | 242339.0937 | 69004.0244 | 1382.6288 | 4282.3681 | 1885085.1761 | 840741.5871 | 1032100.868 | 289439.1828 | 82415.3797 | 1651.3512 | 5114.6726 | 2251463.0415
WeekDay | Friday | 2 | 20 | 707310.7458 | 827210.8638 | 238622.8476 | 69110.5786 | 1055.2654 | 4094.6404 | 1847404.9417 | 844780.9272 | 987984.3685 | 285000.6615 | 82542.6434 | 1260.3627 | 4890.4589 | 2206459.4223
WeekDay | Friday | 2 | 21 | 724568.9735 | 792710.9768 | 232592.0598 | 69244.0073 | 1259.3861 | 3909.1603 | 1824284.5638 | 865393.3973 | 946779.2169 | 277797.7531 | 82702.0048 | 1504.1555 | 4668.9295 | 2178845.4572
WeekDay | Friday | 2 | 22 | 732702.1182 | 754594.5255 | 227777.0028 | 69253.4258 | 1182.3594 | 3720.2496 | 1789229.6814 | 875107.2686 | 901254.5995 | 272046.8603 | 82713.2538 | 1412.1583 | 4443.303 | 2136977.4434
WeekDay | Friday | 2 | 23 | 699012.4791 | 730306.8978 | 226953.2831 | 69258.9882 | 1247.8321 | 3605.0343 | 1730384.5145 | 834869.8414 | 872246.5224 | 271063.0456 | 82719.8973 | 1490.3559 | 4305.6948 | 2066695.3575
Saturday | Saturday | 2 | 0 | 648760.3458 | 698493.0226 | 221967.2301 | 69532.9087 | 1787.0188 | 3514.3051 | 1644054.8312 | 774850.8979 | 834249.4254 | 265107.9227 | 83047.056 | 2134.3369 | 4197.3319 | 1963586.9707
Saturday | Saturday | 2 | 1 | 597334.4141 | 670443.256 | 218988.3432 | 69562.4211 | 2160.5982 | 3436.1148 | 1561925.1474 | 713430.0209 | 800748.0147 | 261550.0708 | 83082.3043 | 2580.5237 | 4103.9448 | 1865494.8792
Saturday | Saturday | 2 | 2 | 562893.5497 | 657200.3956 | 215448.7131 | 69562.3709 | 2276.1382 | 3358.1611 | 1510739.3286 | 672295.3634 | 784931.3231 | 257322.4919 | 83082.2443 | 2718.5196 | 4010.8403 | 1804360.7826
Saturday | Saturday | 2 | 3 | 503001.7611 | 634901.7703 | 211752.6465 | 69564.4201 | 2114.3822 | 3384.0668 | 1424719.0471 | 600763.2383 | 758298.8233 | 252908.0721 | 83084.6918 | 2525.3254 | 4041.781 | 1701621.9318
Saturday | Saturday | 2 | 4 | 483916.2601 | 633220.9947 | 220655.849 | 69563.2589 | 1840.9375 | 3391.4009 | 1412588.7011 | 577968.3532 | 756291.3786 | 263541.6665 | 83083.3049 | 2198.735 | 4050.5404 | 1687133.9786
Saturday | Saturday | 2 | 5 | 473599.2976 | 643382.6207 | 221590.6688 | 69563.4658 | 2857.6896 | 3604.2062 | 1414597.9488 | 565646.2257 | 768427.979 | 264658.1743 | 83083.552 | 3413.0991 | 4304.7058 | 1689533.7359
Saturday | Saturday | 2 | 6 | 481605.2988 | 660079.1007 | 222437.9072 | -124.3813 | 3235.1203 | 3635.9082 | 1370868.954 | 575208.2424 | 788369.5222 | 265670.0787 | -148.5555 | 3863.8858 | 4342.5693 | 1637305.7429
Saturday | Saturday | 2 | 7 | 510452.085 | 671869.4806 | 222206.706 | -116.6906 | 2495.6642 | 3423.6943 | 1410330.9396 | 609661.5784 | 802451.4348 | 265393.9421 | -139.3701 | 2980.7119 | 4089.1103 | 1684437.4073
Saturday | Saturday | 2 | 8 | 522809.8709 | 733451.8051 | 224390.3122 | -90.6111 | 2172.1522 | 2966.3816 | 1485699.9109 | 624421.1758 | 876002.6617 | 268001.9456 | -108.2219 | 2594.3233 | 3542.916 | 1774454.8005
Saturday | Saturday | 2 | 9 | 523660.4572 | 809003.1689 | 226326.0728 | -88.5618 | 1933.3695 | 2452.4075 | 1563286.9141 | 625437.0787 | 966237.8965 | 270313.9331 | -105.7743 | 2309.1317 | 2929.0479 | 1867121.3136
Saturday | Saturday | 2 | 10 | 517063.281 | 840792.4204 | 226043.7063 | -79.791 | 1340.2641 | 1862.6089 | 1587022.4898 | 617557.7008 | 1004205.5839 | 269976.6869 | -95.2988 | 1600.7527 | 2224.6184 | 1895470.0439
Saturday | Saturday | 2 | 11 | 522849.163 | 864225.8606 | 226008.2567 | -80.3722 | 1947.451 | 1919.2703 | 1616869.6294 | 624468.1045 | 1032193.457 | 269934.3475 | -95.9931 | 2325.95 | 2292.2922 | 1931118.1582
Saturday | Saturday | 2 | 12 | 527730.7866 | 864366.3602 | 229721.1836 | -82.542 | 2306.9489 | 1858.7053 | 1625901.4426 | 630298.5016 | 1032361.2635 | 274368.9045 | -98.5846 | 2755.3186 | 2219.9561 | 1941905.3598
Saturday | Saturday | 2 | 13 | 523648.2182 | 855030.5641 | 230984.5757 | -85.0004 | 2761.4063 | 2859.3283 | 1615199.0921 | 625422.4609 | 1021210.9982 | 275877.8447 | -101.5208 | 3298.1025 | 3415.0563 | 1929122.9418
Saturday | Saturday | 2 | 14 | 521221.3332 | 840115.9176 | 229479.3283 | -86.5327 | 2715.1903 | 2292.7147 | 1595737.9515 | 622523.896 | 1003397.5986 | 274080.0432 | -103.3508 | 3242.9041 | 2738.3179 | 1905879.4091
Saturday | Saturday | 2 | 15 | 529018.7053 | 830977.9251 | 227043.6831 | -86.3016 | 2615.0556 | 3822.0981 | 1593391.1656 | 631836.7351 | 992483.5813 | 271171.0154 | -103.0749 | 3123.3077 | 4564.9463 | 1903076.5109
Saturday | Saturday | 2 | 16 | 539448.3039 | 816986.2875 | 224585.5845 | -176.1486 | 3423.8357 | 3666.6639 | 1587934.5269 | 644293.3902 | 975772.5831 | 268235.1703 | -210.3841 | 4089.2791 | 4379.3025 | 1896559.341
Saturday | Saturday | 2 | 17 | 556075.7385 | 787439.2081 | 219705.112 | 69318.4743 | 3385.3223 | 3862.317 | 1639786.1723 | 664152.4688 | 940482.8476 | 262406.148 | 82790.9449 | 4043.2805 | 4612.9821 | 1958488.6718
Saturday | Saturday | 2 | 18 | 615128.3726 | 796526.2956 | 217377.947 | 69293.2988 | 2834.5816 | 4118.062 | 1705278.5576 | 734682.3444 | 951336.0663 | 259626.6842 | 82760.8764 | 3385.4999 | 4918.4326 | 2036709.9039
Saturday | Saturday | 2 | 19 | 627931.8172 | 787041.8825 | 213370.1717 | 69061.1036 | 2114.3822 | 4094.877 | 1703614.2343 | 749974.217 | 940008.2994 | 254839.9731 | 82483.5527 | 2525.3254 | 4890.7415 | 2034722.1091
Saturday | Saturday | 2 | 20 | 631516.5572 | 766432.9129 | 207843.3262 | 69025.6827 | 1675.3302 | 3866.1024 | 1680359.9114 | 754255.6732 | 915393.8501 | 248238.9513 | 82441.2474 | 2000.9409 | 4617.5031 | 2006948.166
Saturday | Saturday | 2 | 21 | 632669.9909 | 750283.1715 | 205643.0775 | 69026.3684 | 1625.2628 | 3749.8224 | 1662997.6936 | 755633.2839 | 896105.3074 | 245611.0709 | 82442.0665 | 1941.1426 | 4478.6234 | 1986211.4946
Saturday | Saturday | 2 | 22 | 634503.855 | 721607.9339 | 203610.1695 | 69223.4708 | 1536.6821 | 3599.9478 | 1634082.059 | 757823.5706 | 861856.8615 | 243183.0547 | 82677.4769 | 1835.3457 | 4299.6197 | 1951675.9291
Saturday | Saturday | 2 | 23 | 616966.2465 | 699841.5125 | 201678.3653 | 69313.7912 | 1979.5855 | 3451.0195 | 1593230.5205 | 736877.4204 | 835860.0026 | 240875.7925 | 82785.3516 | 2364.3301 | 4121.7463 | 1902884.6435
Sunday | Sunday | 2 | 0 | 579460.9207 | 677240.0625 | 201076.635 | 69503.6321 | 2237.6249 | 3384.3034 | 1532903.1786 | 692082.7045 | 808865.8222 | 240157.1122 | 83012.0893 | 2672.521 | 4042.0635 | 1830832.3127
Sunday | Sunday | 2 | 1 | 545093.0606 | 650680.3426 | 201163.9502 | 69559.7048 | 2511.0696 | 3284.5842 | 1472292.712 | 651035.24 | 777144.0579 | 240261.3977 | 83079.0601 | 2999.1113 | 3922.9632 | 1758441.8303
Sunday | Sunday | 2 | 2 | 516790.2551 | 627292.7524 | 200666.239 | 69561.6737 | 2572.6909 | 3239.8702 | 1420123.4812 | 617231.6106 | 749210.9461 | 239666.9532 | 83081.4116 | 3072.7092 | 3869.5588 | 1696133.1895
Sunday | Sunday | 2 | 3 | 487563.5135 | 624153.5455 | 199313.2367 | 69564.0029 | 2326.2056 | 3249.4518 | 1386169.9559 | 582324.4726 | 745461.6151 | 238050.9866 | 83084.1935 | 2778.3179 | 3881.0026 | 1655580.5883
Sunday | Sunday | 2 | 4 | 468310.8739 | 620776.4147 | 199955.6292 | 69562.9997 | 2303.0976 | 3241.1714 | 1364150.1865 | 559329.9645 | 741428.1182 | 238818.2321 | 83082.9953 | 2750.7187 | 3871.1129 | 1629281.1417
Sunday | Sunday | 2 | 5 | 458005.409 | 622355.7576 | 201088.5509 | 69564.1147 | 2245.3275 | 3362.8928 | 1356622.0524 | 547021.5692 | 743314.416 | 240171.344 | 83084.3271 | 2681.7207 | 4016.4916 | 1620289.8686
Sunday | Sunday | 2 | 6 | 458678.4175 | 625712.439 | 201847.0942 | -124.7811 | 2861.5409 | 3354.1392 | 1292328.8498 | 547825.381 | 747323.4891 | 241077.3149 | -149.033 | 3417.699 | 4006.0368 | 1543500.8877
Sunday | Sunday | 2 | 7 | 487569.8209 | 620137.1725 | 200563.5243 | -107.467 | 2087.4229 | 3155.0556 | 1313405.5291 | 582332.0058 | 740664.6353 | 239544.2753 | -128.3539 | 2493.1263 | 3768.26 | 1568673.9489
Sunday | Sunday | 2 | 8 | 517214.0032 | 649904.7784 | 204017.2635 | -76.5195 | 1602.1548 | 2703.7757 | 1375365.4561 | 617737.7168 | 776217.7579 | 243669.27 | -91.3916 | 1913.5434 | 3229.2711 | 1642676.1677
Sunday | Sunday | 2 | 9 | 530590.0794 | 675773.7573 | 206581.0052 | -76.1432 | 1236.2781 | 2366.0551 | 1416471.0319 | 633713.5154 | 807114.5316 | 246731.2905 | -90.9421 | 1476.5564 | 2825.9124 | 1691770.8643
Sunday | Sunday | 2 | 10 | 520950.4765 | 702438.3218 | 206767.6651 | -76.6843 | 985.9414 | 2610.0893 | 1433675.8098 | 622200.3966 | 838961.5177 | 246954.229 | -91.5883 | 1177.5652 | 3117.3762 | 1712319.4963
Sunday | Sunday | 2 | 11 | 521125.5611 | 721619.6822 | 207533.1279 | -80.7285 | 1432.6961 | 1935.003 | 1453565.3418 | 622409.51 | 861870.8932 | 247868.4641 | -96.4186 | 1711.1494 | 2311.0827 | 1736074.6808
Sunday | Sunday | 2 | 12 | 522548.9036 | 742114.7953 | 207784.1346 | -84.1513 | 1991.1395 | 2134.6781 | 1476489.4998 | 624109.4878 | 886349.3572 | 248168.2555 | -100.5066 | 2378.1297 | 2549.5658 | 1763454.2895
Sunday | Sunday | 2 | 13 | 516310.9377 | 741900.9987 | 205514.2893 | -90.516 | 2869.2436 | 2416.4471 | 1468921.4004 | 616659.135 | 886094.008 | 245457.2518 | -108.1083 | 3426.8987 | 2886.0984 | 1754415.2835
Sunday | Sunday | 2 | 14 | 505238.448 | 743783.1025 | 204673.1695 | -90.8387 | 2892.3516 | 2317.3193 | 1458813.5521 | 603434.639 | 888341.9101 | 244452.6553 | -108.4938 | 3454.4979 | 2767.7045 | 1742342.9129
Sunday | Sunday | 2 | 15 | 505119.2265 | 742188.87 | 204250.688 | -89.8757 | 3096.4723 | 2834.8421 | 1457400.2231 | 603292.2461 | 886437.8288 | 243948.0619 | -107.3436 | 3698.2907 | 3385.811 | 1740654.8948
Sunday | Sunday | 2 | 16 | 512810.4238 | 738040.0345 | 205562.282 | -161.9238 | 2811.4736 | 3459.4182 | 1462521.7083 | 612478.2748 | 881482.6417 | 245514.5722 | -193.3947 | 3357.9007 | 4131.7773 | 1746771.772
Sunday | Sunday | 2 | 17 | 536741.5738 | 736634.5866 | 204983.0298 | 69315.1513 | 2953.9729 | 3768.6306 | 1554396.945 | 641060.5905 | 879804.0363 | 244822.7388 | 82786.9761 | 3528.0957 | 4501.0871 | 1856503.5245
Sunday | Sunday | 2 | 18 | 598331.6116 | 756655.8571 | 205671.252 | 69309.9479 | 1413.4395 | 3810.5056 | 1635192.6136 | 714621.0299 | 903716.5635 | 245644.7212 | 82780.7613 | 1688.1501 | 4551.1008 | 1953002.3268
Sunday | Sunday | 2 | 19 | 763685.8687 | 788337.3659 | 204220.6879 | 69281.7796 | 1875.5995 | 3821.9798 | 1831223.2814 | 912112.901 | 941555.5679 | 243912.2311 | 82747.1183 | 2240.1338 | 4564.8051 | 2187132.7572
Sunday | Sunday | 2 | 20 | 805866.88 | 755564.8955 | 197554.3822 | 69259.2252 | 1644.5195 | 3619.4658 | 1833509.3683 | 962492.0506 | 902413.5669 | 235950.288 | 82720.1804 | 1964.1419 | 4322.9311 | 2189863.159
Sunday | Sunday | 2 | 21 | 852412.6633 | 734452.3124 | 193612.8944 | 69266.6212 | 1440.3988 | 3515.7246 | 1854700.6147 | 1018084.2923 | 877197.6237 | 231242.7478 | 82729.0139 | 1720.3491 | 4199.0273 | 2215173.0542
Sunday | Sunday | 2 | 22 | 845015.2118 | 716334.5819 | 191399.2599 | 69276.854 | 1467.3581 | 3500.3468 | 1826993.6126 | 1009249.1008 | 855558.6012 | 228598.8799 | 82741.2355 | 1752.5482 | 4180.6607 | 2182081.0263
Sunday | Sunday | 2 | 23 | 784208.1032 | 698644.9145 | 191778.8166 | 69550.9896 | 1898.7075 | 3473.3765 | 1749554.9079 | 936623.7576 | 834430.8385 | 229052.2058 | 83068.6509 | 2267.733 | 4148.4485 | 2089591.6343
WeekDay | Monday | 2 | 0 | 719459.9468 | 680963.6031 | 192357.0061 | 69561.2009 | 2672.8256 | 3376.3779 | 1668390.9604 | 859291.4 | 813313.0558 | 229742.7699 | 83080.8469 | 3192.3056 | 4032.5977 | 1992652.9759
WeekDay | Monday | 2 | 1 | 665614.6126 | 668306.1512 | 192111.5539 | 69561.2498 | 3192.7556 | 3271.2173 | 1602057.5404 | 794980.8948 | 798195.5504 | 229449.6127 | 83080.9053 | 3813.2873 | 3906.9984 | 1913427.2489
WeekDay | Monday | 2 | 2 | 625671.1285 | 649176.4348 | 193354.8216 | 69563.7872 | 2965.527 | 3222.0083 | 1543953.7074 | 747274.1496 | 775347.8563 | 230934.5171 | 83083.9359 | 3541.8953 | 3848.2253 | 1844030.5796
WeekDay | Monday | 2 | 3 | 541019.297 | 640824.6574 | 194738.7149 | 69561.969 | 2029.6529 | 3258.7967 | 1451433.0879 | 646169.7155 | 765372.8597 | 232587.3785 | 83081.7644 | 2424.1283 | 3892.1639 | 1733528.0103
WeekDay | Monday | 2 | 4 | 532250.5469 | 641784.4939 | 194480.7257 | 69562.989 | 2692.0823 | 3273.5831 | 1444044.4209 | 635696.705 | 766519.2464 | 232279.2476 | 83082.9825 | 3215.305 | 3909.8241 | 1724703.3105
WeekDay | Monday | 2 | 5 | 562699.8033 | 671208.0705 | 203441.2499 | 69562.0347 | 2607.3529 | 3407.4884 | 1512925.9997 | 672063.9611 | 801661.4755 | 242981.3045 | 83081.8427 | 3114.1079 | 4069.7547 | 1806972.4466
WeekDay | Monday | 2 | 6 | 597022.7902 | 728488.2568 | 214752.1313 | -124.8822 | 2923.1623 | 3580.6664 | 1546642.1248 | 713057.8311 | 870074.4174 | 256490.5251 | -149.1538 | 3491.2968 | 4276.5908 | 1847241.5074
WeekDay | Monday | 2 | 7 | 503928.3034 | 829099.4556 | 227915.7209 | -193.1324 | 2772.9603 | 3486.2702 | 1567009.5778 | 601869.8598 | 990240.0197 | 272212.539 | -230.6689 | 3311.9021 | 4163.8482 | 1871567.4998
WeekDay | Monday | 2 | 8 | 435772.6792 | 981871.2814 | 240055.3577 | -86.3398 | 2491.8129 | 3183.9186 | 1663288.7101 | 520467.7721 | 1172703.9869 | 286711.5887 | -103.1205 | 2976.112 | 3802.7327 | 1986559.0719
WeekDay | Monday | 2 | 9 | 426502.0541 | 1065884.2424 | 244722.9006 | -87.8968 | 2276.1382 | 3001.2774 | 1742298.7158 | 509395.344 | 1273045.382 | 292286.2972 | -104.9801 | 2718.5196 | 3584.5941 | 2080925.1569
WeekDay | Monday | 2 | 10 | 428006.4227 | 1121566.9765 | 244395.0154 | -52.583 | 2353.1649 | 2489.3143 | 1798758.3107 | 511192.0959 | 1339550.397 | 291894.6856 | -62.8028 | 2810.5169 | 2973.1278 | 2148358.0203
WeekDay | Monday | 2 | 11 | 449038.9353 | 1147335.6836 | 249818.3785 | -43.867 | 2896.2029 | 1999.8264 | 1851045.1597 | 536312.4063 | 1370327.4103 | 298372.1125 | -52.3929 | 3459.0977 | 2388.5049 | 2210807.139
WeekDay | Monday | 2 | 12 | 458729.5989 | 1143042.1006 | 252383.3793 | -43.8624 | 4032.3464 | 1517.7909 | 1859661.3537 | 547886.5099 | 1365199.3432 | 301435.6369 | -52.3873 | 4816.0576 | 1812.7828 | 2221097.9433
WeekDay | Monday | 2 | 13 | 455263.7363 | 1148703.6219 | 251859.3547 | -44.6934 | 4263.4264 | 2023.4846 | 1862068.9304 | 543747.0356 | 1371961.2159 | 300809.7649 | -53.3799 | 5092.0495 | 2416.7612 | 2223973.4472
WeekDay | Monday | 2 | 14 | 458040.4531 | 1141094.2176 | 251439.6257 | -44.9044 | 4417.4798 | 1944.7028 | 1856891.5747 | 547063.4244 | 1362872.8772 | 300308.459 | -53.6318 | 5276.044 | 2322.6678 | 2217789.8406
WeekDay | Monday | 2 | 15 | 508251.963 | 1092372.2837 | 247674.854 | -73.9687 | 3859.0364 | 2469.9146 | 1854554.0829 | 607033.8492 | 1304681.5366 | 295811.9809 | -88.345 | 4609.0638 | 2949.9576 | 2214998.0431
WeekDay | Monday | 2 | 16 | 559444.3087 | 1035869.7486 | 243664.6477 | -108.6939 | 3951.4684 | 3018.4296 | 1845839.909 | 668175.7412 | 1237197.3873 | 291022.3664 | -129.8192 | 4719.4605 | 3605.0799 | 2204590.216
WeekDay | Monday | 2 | 17 | 610556.4885 | 940074.8279 | 236514.9518 | 69398.286 | 4559.9791 | 3567.1812 | 1864671.7145 | 729221.8866 | 1122784.1362 | 282483.0832 | 82886.2685 | 5446.239 | 4260.4847 | 2227082.0983
WeekDay | Monday | 2 | 18 | 699673.0705 | 889088.4424 | 230280.6254 | 69245.0427 | 2880.7976 | 3752.4248 | 1894920.4033 | 835658.8229 | 1061888.234 | 275037.0772 | 82703.2414 | 3440.6983 | 4481.7315 | 2263209.8053
WeekDay | Monday | 2 | 19 | 781257.4439 | 872409.6408 | 228523.9976 | 69033.7229 | 2422.4889 | 3726.7556 | 1957374.0497 | 933099.6196 | 1041967.805 | 272939.0381 | 82450.8503 | 2893.3145 | 4451.0735 | 2337801.7009
WeekDay | Monday | 2 | 20 | 818790.6684 | 832134.0694 | 223964.0994 | 69032.719 | 1833.2348 | 3566.8263 | 1949321.6173 | 977927.6565 | 993864.4293 | 267492.8957 | 82449.6514 | 2189.5353 | 4260.0609 | 2328184.229
WeekDay | Monday | 2 | 21 | 848281.1439 | 795682.3135 | 219952.1435 | 69238.2902 | 1632.9655 | 3488.2811 | 1938275.1378 | 1013149.7868 | 950328.0511 | 262701.1916 | 82695.1766 | 1950.3423 | 4166.25 | 2314990.7984
WeekDay | Monday | 2 | 22 | 842220.4795 | 747002.2385 | 217333.092 | 69457.0662 | 1494.3175 | 3405.3592 | 1880912.5529 | 1005911.1951 | 892186.705 | 259573.1113 | 82956.4731 | 1784.7472 | 4067.2116 | 2246479.4434
WeekDay | Monday | 2 | 23 | 772765.6667 | 719209.933 | 216439.6779 | 69562.4311 | 1659.9248 | 3293.2194 | 1782930.853 | 922957.4135 | 858992.7944 | 258506.0567 | 83082.3162 | 1982.5414 | 3933.2768 | 2129454.3991
WeekDay | Tuesday | 2 | 0 | 702952.0068 | 706871.6481 | 213543.9693 | 69564.315 | 2853.8383 | 3304.5753 | 1699090.3527 | 839575.0405 | 844256.4882 | 255047.5494 | 83084.5662 | 3408.4992 | 3946.8398 | 2029318.9834
WeekDay | Tuesday | 2 | 1 | 648750.1071 | 680246.4571 | 210820.1872 | 69562.105 | 3716.537 | 3274.6477 | 1616370.0411 | 774838.6692 | 812456.528 | 251794.3835 | 83081.9267 | 4438.8688 | 3911.0956 | 1930521.4718
WeekDay | Tuesday | 2 | 2 | 612739.394 | 665599.4978 | 211846.6347 | 69564.7529 | 3208.161 | 3242.7092 | 1566201.1495 | 731829.0532 | 794962.8423 | 253020.3274 | 83085.0893 | 3831.6867 | 3872.9496 | 1870601.9485
WeekDay | Tuesday | 2 | 3 | 609788.4318 | 658879.9619 | 211590.5654 | 69563.5964 | 2711.3389 | 3278.5513 | 1555812.4457 | 728304.5534 | 786937.3234 | 252714.4895 | 83083.708 | 3238.3043 | 3915.7579 | 1858194.1364
WeekDay | Tuesday | 2 | 4 | 598572.4534 | 660285.6626 | 209569.7699 | 69563.662 | 2160.5982 | 3366.4415 | 1543518.5877 | 714908.6809 | 788616.2307 | 250300.94 | 83083.7864 | 2580.5237 | 4020.73 | 1843510.8917
WeekDay | Tuesday | 2 | 5 | 624818.4041 | 689740.5268 | 212462.1271 | 69562.7539 | 3134.9856 | 3731.1324 | 1603449.9299 | 746255.693 | 823795.8284 | 253755.4445 | 83082.7018 | 3744.2893 | 4456.3009 | 1915090.2579
WeekDay | Tuesday | 2 | 6 | 647324.9003 | 753705.5947 | 220514.8873 | -131.6299 | 3735.7937 | 4079.8541 | 1629229.4001 | 773136.4647 | 900192.8995 | 263373.3081 | -157.213 | 4461.8681 | 4872.7987 | 1945880.1262
WeekDay | Tuesday | 2 | 7 | 538745.1353 | 858944.0176 | 228029.0782 | -292.3945 | 3335.255 | 4123.2668 | 1632884.3583 | 643453.5565 | 1025885.0553 | 272347.928 | -349.2232 | 3983.4822 | 4924.649 | 1950245.4479
WeekDay | Tuesday | 2 | 8 | 459353.4072 | 1016816.7561 | 238590.0201 | -229.3591 | 3096.4723 | 4403.1432 | 1722030.4399 | 548631.5591 | 1214441.3288 | 284961.4538 | -273.9364 | 3698.2907 | 5258.921 | 2056717.6172
WeekDay | Tuesday | 2 | 9 | 441690.114 | 1106219.465 | 248076.0025 | -134.4948 | 2572.6909 | 3849.8965 | 1802273.674 | 527535.2965 | 1321220.0025 | 296291.0951 | -160.6347 | 3072.7092 | 4598.1475 | 2152556.6161
WeekDay | Tuesday | 2 | 10 | 444011.0945 | 1151516.9656 | 252893.1739 | -140.5434 | 2199.1115 | 4025.9134 | 1854505.7156 | 530307.3739 | 1375321.3502 | 302044.5132 | -167.8589 | 2626.5224 | 4808.3744 | 2214940.2752
WeekDay | Tuesday | 2 | 11 | 457275.6068 | 1164354.5433 | 253824.6502 | -141.4361 | 3454.6463 | 3312.1459 | 1882080.1564 | 546149.9254 | 1390653.9898 | 303157.0277 | -168.9251 | 4126.078 | 3955.8818 | 2247873.9777
WeekDay | Tuesday | 2 | 12 | 464842.9153 | 1160147.9569 | 257020.9309 | -137.8212 | 4498.3578 | 3078.4031 | 1889450.7428 | 555187.9868 | 1385629.8275 | 306974.5252 | -164.6075 | 5372.6412 | 3676.7096 | 2256677.0828
WeekDay | Tuesday | 2 | 13 | 463841.992 | 1168495.8264 | 257964.9321 | -148.2682 | 4767.9511 | 3188.2953 | 1898110.7288 | 553992.528 | 1395600.1567 | 308101.9988 | -177.0851 | 5694.6317 | 3807.9601 | 2267020.1901
WeekDay | Tuesday | 2 | 14 | 476851.4963 | 1166682.8082 | 261043.8801 | -144.1283 | 4922.0045 | 3112.116 | 1912468.1768 | 569530.5091 | 1393434.7673 | 311779.3592 | -172.1405 | 5878.6262 | 3716.9748 | 2284168.0963
WeekDay | Tuesday | 2 | 15 | 514597.0062 | 1118602.1175 | 260660.7936 | -130.241 | 5025.9905 | 3543.7596 | 1902299.4264 | 614612.0904 | 1336009.2995 | 311321.8175 | -155.5541 | 6002.8226 | 4232.511 | 2272022.9868
WeekDay | Tuesday | 2 | 16 | 568806.3844 | 1052539.7341 | 253312.2139 | -107.8072 | 5850.1759 | 3975.0483 | 1884375.7495 | 679357.3938 | 1257107.2868 | 302544.9963 | -128.7602 | 6987.1935 | 4747.6233 | 2250615.7334
WeekDay | Tuesday | 2 | 17 | 620116.5511 | 962563.1163 | 246153.6244 | 69589.5473 | 5241.6652 | 4082.2199 | 1907746.7242 | 740640.006 | 1149643.1614 | 293995.091 | 83114.7027 | 6260.4149 | 4875.6244 | 2278529.0004
WeekDay | Tuesday | 2 | 18 | 699361.9664 | 923058.6401 | 238654.0379 | 69580.8548 | 3304.4443 | 4050.7545 | 1938010.698 | 835287.2537 | 1102460.748 | 285037.9138 | 83104.3207 | 3946.6833 | 4838.0435 | 2314674.9631
WeekDay | Tuesday | 2 | 19 | 801931.5007 | 898145.502 | 237120.6024 | 69138.24 | 2268.4356 | 4007.8149 | 2012612.0955 | 957791.8061 | 1072705.5887 | 283206.4458 | 82575.6809 | 2709.3199 | 4786.7583 | 2403775.5997
WeekDay | Tuesday | 2 | 20 | 842703.0768 | 852385.3916 | 234090.325 | 68811.4873 | 2372.4216 | 3818.6677 | 2004181.3699 | 1006487.5881 | 1018051.7201 | 279587.2154 | 82185.4219 | 2833.5162 | 4560.8492 | 2393706.3109
WeekDay | Tuesday | 2 | 21 | 878886.4684 | 801674.8614 | 230364.8984 | 68869.8805 | 2033.5042 | 3694.2256 | 1985523.8385 | 1049703.4438 | 957485.2874 | 275137.7293 | 82255.1641 | 2428.7282 | 4412.2211 | 2371422.5739
WeekDay | Tuesday | 2 | 22 | 870992.6982 | 762293.7307 | 227097.6697 | 69328.1613 | 2276.1382 | 3553.2229 | 1935541.6209 | 1040275.471 | 910450.1925 | 271235.4946 | 82802.5146 | 2718.5196 | 4243.8135 | 2311726.0058
WeekDay | Tuesday | 2 | 23 | 799117.079 | 730532.3663 | 224992.1525 | 69548.2881 | 2534.1776 | 3442.8574 | 1830166.9208 | 954430.3843 | 872515.8121 | 268720.7573 | 83065.4244 | 3026.7105 | 4111.9979 | 2185871.0864
WeekDay | Wednesday | 2 | 0 | 722301.4907 | 699437.055 | 221973.9141 | 69562.3856 | 3393.025 | 3429.1357 | 1720097.006 | 862685.2153 | 835376.9363 | 265115.9056 | 83082.2619 | 4052.4802 | 4095.6092 | 2054408.4086
WeekDay | Wednesday | 2 | 1 | 669644.2833 | 676859.4404 | 219837.5107 | 69569.0369 | 3893.6984 | 3405.1226 | 1643209.0923 | 799793.7567 | 808411.2239 | 262564.2792 | 83090.2059 | 4650.4625 | 4066.9291 | 1962576.8573
WeekDay | Wednesday | 2 | 2 | 632229.334 | 658457.3841 | 219807.3088 | 69568.0123 | 3604.8483 | 3346.4503 | 1587013.3379 | 755106.9826 | 786432.6151 | 262528.2074 | 83088.9821 | 4305.4727 | 3996.8535 | 1895459.1134
WeekDay | Wednesday | 2 | 3 | 595185.1278 | 651341.5651 | 219358.687 | 69568.5996 | 3223.5663 | 3379.3352 | 1542056.8811 | 710863.0077 | 777933.793 | 261992.3932 | 83089.6836 | 3850.0862 | 4036.1297 | 1841765.0935
WeekDay | Wednesday | 2 | 4 | 582620.763 | 656700.587 | 219657.9942 | 69567.942 | 3061.8103 | 3491.8299 | 1535100.9264 | 695856.6816 | 784334.3737 | 262349.8726 | 83088.8982 | 3656.8919 | 4170.4884 | 1833457.2063
WeekDay | Wednesday | 2 | 5 | 610711.4796 | 683566.9929 | 223972.6178 | 69568.6197 | 4032.3464 | 3695.4086 | 1595547.4649 | 729407.0012 | 816422.4303 | 267503.0697 | 83089.7076 | 4816.0576 | 4413.6339 | 1905651.9003
WeekDay | Wednesday | 2 | 6 | 636173.8005 | 722894.6152 | 231557.9639 | -123.6091 | 5203.1518 | 4041.4095 | 1599747.3319 | 759818.0804 | 863393.6172 | 276562.6744 | -147.6333 | 6214.4163 | 4826.8822 | 1910668.0372
WeekDay | Wednesday | 2 | 7 | 533743.0847 | 817649.6748 | 241481.9048 | -116.633 | 3497.011 | 4108.0073 | 1600363.0497 | 637479.3268 | 976564.9038 | 288415.394 | -139.3013 | 4176.6765 | 4906.4237 | 1911403.4235
WeekDay | Wednesday | 2 | 8 | 457887.3365 | 985867.8305 | 251216.6775 | -99.5902 | 3312.147 | 3286.0037 | 1701470.4049 | 546880.5486 | 1177477.2897 | 300042.1795 | -118.9462 | 3955.8831 | 3924.6586 | 2032161.6134
WeekDay | Wednesday | 2 | 9 | 441762.5389 | 1082773.1977 | 259863.1095 | -106.2047 | 2615.0556 | 3358.9892 | 1790266.6861 | 527621.7977 | 1293216.8094 | 310369.0986 | -126.8462 | 3123.3077 | 4011.8293 | 2138215.9964
WeekDay | Wednesday | 2 | 10 | 448071.1195 | 1127361.5506 | 263417.1408 | -104.6349 | 3165.7963 | 2547.1585 | 1844458.1308 | 535156.4897 | 1346471.1821 | 314613.8776 | -124.9714 | 3781.0882 | 3042.2144 | 2202939.8806
WeekDay | Wednesday | 2 | 11 | 456592.4242 | 1150591.1451 | 264532.177 | -105.4868 | 3593.2943 | 2719.0352 | 1877922.589 | 545333.9621 | 1374215.5908 | 315945.6279 | -125.9888 | 4291.6731 | 3247.4964 | 2242908.3616
WeekDay | Wednesday | 2 | 12 | 461194.0879 | 1152930.5162 | 267072.1733 | -106.6018 | 3912.955 | 2272.7236 | 1887275.8543 | 550829.9874 | 1377009.6331 | 318979.2882 | -127.3205 | 4673.4619 | 2714.4413 | 2254079.4913
WeekDay | Wednesday | 2 | 13 | 459542.0585 | 1164389.5411 | 267986.7806 | -108.2452 | 4744.8431 | 2161.2935 | 1898716.2717 | 548856.8759 | 1390695.7897 | 320071.655 | -129.2833 | 5667.0325 | 2581.3542 | 2267743.424
WeekDay | Wednesday | 2 | 14 | 471352.4968 | 1156782.3942 | 266284.4382 | -130.0742 | 4767.9511 | 2340.5043 | 1901397.7104 | 562962.7454 | 1381610.1472 | 318038.4519 | -155.355 | 5694.6317 | 2795.3956 | 2270946.0168
WeekDay | Wednesday | 2 | 15 | 516604.492 | 1113125.4296 | 262724.1067 | -125.4836 | 5896.3919 | 2876.1256 | 1901101.0622 | 617009.7433 | 1329468.1837 | 313786.1481 | -149.8721 | 7042.3918 | 3435.1182 | 2270591.7132
WeekDay | Wednesday | 2 | 16 | 569000.7785 | 1040650.6119 | 256535.3768 | -118.5396 | 5896.3919 | 3506.2614 | 1875470.8808 | 679589.5695 | 1242907.4407 | 306394.6006 | -141.5785 | 7042.3918 | 4187.7248 | 2239980.1489
WeekDay | Wednesday | 2 | 17 | 613711.4934 | 948446.4336 | 249430.7284 | 69338.9157 | 5430.3805 | 3993.8566 | 1890351.8082 | 732990.086 | 1132782.8149 | 297909.1203 | 82815.3593 | 6485.8083 | 4770.0871 | 2257753.2758
WeekDay | Wednesday | 2 | 18 | 692116.0222 | 906911.9681 | 243774.7178 | 69157.3702 | 3396.8763 | 4213.8777 | 1919570.8324 | 826633.0159 | 1083175.8713 | 291153.8293 | 82598.5292 | 4057.0801 | 5032.8707 | 2292651.1965
WeekDay | Wednesday | 2 | 19 | 774110.7593 | 901679.5766 | 239776.7282 | 68904.6364 | 2819.1763 | 4220.1471 | 1991511.0239 | 924563.9331 | 1076926.5324 | 286378.8058 | 82296.6751 | 3367.1005 | 5040.3586 | 2378573.4054
WeekDay | Wednesday | 2 | 20 | 821579.3933 | 849795.4006 | 235979.0684 | 68865.3695 | 2511.0696 | 3963.5741 | 1982693.8754 | 981258.3872 | 1014958.3486 | 281843.0476 | 82249.7764 | 2999.1113 | 4733.919 | 2368042.5901
WeekDay | Wednesday | 2 | 21 | 875243.7651 | 804798.7511 | 230785.9816 | 69287.4263 | 2106.6795 | 3768.2758 | 1985990.8794 | 1045352.7588 | 961216.3242 | 275640.6526 | 82753.8626 | 2516.1256 | 4500.6633 | 2371980.3871
WeekDay | Wednesday | 2 | 22 | 879323.7288 | 758236.4822 | 230518.2394 | 69536.6094 | 2122.0849 | 3642.4142 | 1943379.5589 | 1050225.6884 | 905604.3928 | 275320.873 | 83051.4759 | 2534.5251 | 4350.3398 | 2321087.2951
WeekDay | Wednesday | 2 | 23 | 810884.8166 | 729192.4509 | 228769.9157 | 69536.9362 | 2838.4329 | 3519.6282 | 1844742.1806 | 968485.2539 | 870915.4759 | 273232.7519 | 83051.8663 | 3390.0998 | 4203.6896 | 2203279.1373
WeekDay | Thursday | 2 | 0 | 731919.3971 | 653718.1014 | 224422.8737 | 69559.3131 | 3558.6323 | 3430.7917 | 1686609.1094 | 874172.4209 | 780772.2237 | 268040.8356 | 83078.5922 | 4250.2744 | 4097.5872 | 2014411.9339
WeekDay | Thursday | 2 | 1 | 675879.9835 | 639367.2679 | 222333.3765 | 69566.7606 | 3758.9017 | 3381.3461 | 1614287.6364 | 807241.4036 | 763632.2177 | 265545.2318 | 83087.4872 | 4489.4673 | 4038.5315 | 1928034.3391
WeekDay | Thursday | 2 | 2 | 638189.5909 | 624794.8833 | 220745.4339 | 69566.5256 | 3608.6997 | 3288.3695 | 1560193.5028 | 762225.6519 | 746227.6007 | 263648.6629 | 83087.2065 | 4310.0726 | 3927.4842 | 1863426.6788
WeekDay | Thursday | 2 | 3 | 611251.3017 | 621065.5811 | 220668.1332 | 69567.3151 | 2383.9756 | 3359.9355 | 1528296.2422 | 730051.7411 | 741773.4858 | 263556.3382 | 83088.1495 | 2847.3158 | 4012.9596 | 1825329.99
WeekDay | Thursday | 2 | 4 | 597360.6111 | 621004.1285 | 222253.4243 | 69568.5547 | 1856.3428 | 3476.6886 | 1515519.75 | 713461.3095 | 741700.0895 | 265449.7404 | 83089.63 | 2217.1345 | 4152.4044 | 1810070.3082
WeekDay | Thursday | 2 | 5 | 619412.9735 | 646186.8722 | 226207.3783 | 69565.8063 | 1994.9909 | 3716.9375 | 1567084.9587 | 739799.6838 | 771777.2539 | 270172.1696 | 83086.3475 | 2382.7296 | 4439.3471 | 1871657.5314
WeekDay | Thursday | 2 | 6 | 643380.0462 | 691280.8188 | 234758.8201 | -125.1862 | 3030.9996 | 3983.447 | 1576308.9455 | 768424.9041 | 825635.4856 | 280385.6366 | -149.5169 | 3620.093 | 4757.6543 | 1882674.2567
WeekDay | Thursday | 2 | 7 | 540456.23 | 801131.3436 | 244892.2582 | -121.9215 | 2772.9603 | 4035.6133 | 1593166.4838 | 645497.2129 | 956836.1336 | 292488.5705 | -145.6177 | 3311.9021 | 4819.9594 | 1902808.1609
WeekDay | Thursday | 2 | 8 | 462671.6651 | 961399.2419 | 255380.6598 | -107.3271 | 2873.0949 | 3920.6345 | 1686137.9691 | 552594.7408 | 1148253.0809 | 305015.4573 | -128.1867 | 3431.4986 | 4682.6338 | 2013849.2246
WeekDay | Thursday | 2 | 9 | 444615.8167 | 1040437.6135 | 258600.4886 | -117.5846 | 2514.9209 | 3726.2825 | 1749777.5376 | 531029.6276 | 1242653.0448 | 308861.0796 | -140.4379 | 3003.7112 | 4450.5083 | 2089857.5335
WeekDay | Thursday | 2 | 10 | 450768.9139 | 1087614.0649 | 261734.962 | -125.3094 | 2661.2716 | 3220.4705 | 1805874.3734 | 538378.617 | 1298998.5288 | 312604.7571 | -149.6641 | 3178.506 | 3846.3887 | 2156857.1334
WeekDay | Thursday | 2 | 11 | 463847.7811 | 1112544.8038 | 261699.5762 | -126.7473 | 3550.9297 | 2870.9208 | 1844387.2642 | 553999.4421 | 1328774.7097 | 312562.4938 | -151.3814 | 4241.0746 | 3428.9019 | 2202855.2408
WeekDay | Thursday | 2 | 12 | 472512.4615 | 1115591.4196 | 266783.9751 | -133.0349 | 4055.4544 | 2761.7383 | 1861572.0139 | 564348.1563 | 1332413.454 | 318635.0769 | -158.8911 | 4843.6568 | 3298.499 | 2223379.9519
WeekDay | Thursday | 2 | 13 | 466759.4764 | 1125053.7408 | 268568.7434 | -135.3929 | 4459.8444 | 3011.8053 | 1867718.2174 | 557477.0433 | 1343714.8353 | 320766.7258 | -161.7073 | 5326.6425 | 3597.1681 | 2230720.7078
WeekDay | Thursday | 2 | 14 | 476993.0584 | 1119107.0941 | 268196.8528 | -137.933 | 4598.4924 | 2928.1736 | 1871685.7383 | 569699.5847 | 1336612.4214 | 320322.556 | -164.7411 | 5492.2376 | 3497.2821 | 2235459.3407
WeekDay | Thursday | 2 | 15 | 519658.1749 | 1068569.4403 | 265861.7036 | -134.2129 | 6343.1466 | 3570.7299 | 1863868.9825 | 620656.9283 | 1276252.4647 | 317533.5563 | -160.298 | 7575.9761 | 4264.7232 | 2226123.3505
WeekDay | Thursday | 2 | 16 | 571390.0331 | 1007175.4857 | 260147.9976 | -121.9061 | 5264.7732 | 3658.3835 | 1847514.767 | 682443.1904 | 1202926.2184 | 310709.3564 | -145.5993 | 6288.0141 | 4369.4128 | 2206590.5928
WeekDay | Thursday | 2 | 17 | 630219.3033 | 919816.8966 | 253219.3781 | 69299.6461 | 3196.607 | 4109.3085 | 1879861.1395 | 752706.2901 | 1098588.9517 | 302434.1172 | 82768.4573 | 3817.8871 | 4907.9778 | 2245223.6813
WeekDay | Thursday | 2 | 18 | 721612.408 | 884008.2608 | 248662.8473 | 69227.1668 | 2125.9362 | 4211.6302 | 1929848.2492 | 861862.2051 | 1055820.688 | 296991.9968 | 82681.8912 | 2539.1249 | 5030.1863 | 2304926.0923
WeekDay | Thursday | 2 | 19 | 823314.5945 | 881181.9419 | 242626.7315 | 69031.4721 | 2357.0162 | 4193.2951 | 2022705.0514 | 983330.8354 | 1052445.0567 | 289782.7249 | 82448.1621 | 2815.1168 | 5008.2877 | 2415830.1835
WeekDay | Thursday | 2 | 20 | 887535.8603 | 835857.3539 | 240999.7661 | 69184.1917 | 2229.9222 | 3984.9847 | 2039792.079 | 1060033.898 | 998311.357 | 287839.5487 | 82630.5637 | 2663.3213 | 4759.491 | 2436238.1797
WeekDay | Thursday | 2 | 21 | 929079.1812 | 802369.5703 | 237580.0506 | 69529.0514 | 2006.5449 | 3772.2977 | 2044336.6959 | 1109651.4182 | 958315.0173 | 283755.1905 | 83042.4489 | 2396.5292 | 4505.4668 | 2441666.0708
WeekDay | Thursday | 2 | 22 | 936524.7661 | 751202.9406 | 234853.6661 | 69533.3253 | 1991.1395 | 3634.4887 | 1997740.3263 | 1118544.0982 | 897203.8392 | 280498.9164 | 83047.5535 | 2378.1297 | 4340.8739 | 2386013.411
WeekDay | Thursday | 2 | 23 | 866995.3645 | 717740.0733 | 234744.3166 | 69552.0698 | 2310.8002 | 3517.1441 | 1894859.7685 | 1035501.2309 | 857237.2585 | 280368.3143 | 83069.9411 | 2759.9184 | 4200.7227 | 2263137.3858
WeekDay | Friday | 2 | 0 | 791099.6501 | 691765.015 | 232490.9638 | 69560.5835 | 2749.8523 | 3557.8362 | 1791223.9008 | 944854.719 | 826213.7883 | 277677.0085 | 83080.1095 | 3284.3029 | 4249.3235 | 2139359.2516
WeekDay | Friday | 2 | 1 | 731243.081 | 674960.7685 | 230426.4973 | 69553.7286 | 3408.4303 | 3389.0351 | 1712981.5407 | 873364.6585 | 806143.5335 | 275211.3002 | 83071.9223 | 4070.8797 | 4047.7148 | 2045910.009
WeekDay | Friday | 2 | 2 | 689451.5558 | 655939.8361 | 227345.7087 | 69553.1701 | 3539.3757 | 3347.1601 | 1649176.8063 | 823450.6941 | 783425.7661 | 271531.7415 | 83071.2552 | 4227.275 | 3997.7011 | 1969704.4331
WeekDay | Friday | 2 | 3 | 649827.2943 | 644305.7482 | 223072.926 | 69554.0386 | 1825.5322 | 3352.01 | 1591937.5493 | 776125.2144 | 769530.5219 | 266428.5173 | 83072.2926 | 2180.3355 | 4003.4937 | 1901340.3754
WeekDay | Friday | 2 | 4 | 635532.8799 | 644944.7407 | 225785.1416 | 69554.1203 | 2900.0543 | 3479.6459 | 1582196.5828 | 759052.5929 | 770293.7066 | 269667.8687 | 83072.3902 | 3463.6976 | 4155.9364 | 1889706.1924
WeekDay | Friday | 2 | 5 | 656038.7885 | 668167.948 | 233464.5999 | 69554.5925 | 4101.6704 | 3742.2518 | 1635069.8511 | 783543.9506 | 798030.4866 | 278839.8767 | 83072.9541 | 4898.8552 | 4469.5813 | 1952855.7046
WeekDay | Friday | 2 | 6 | 669928.1121 | 714409.5863 | 240183.8887 | -138.4795 | 3847.4824 | 4046.6143 | 1632277.2044 | 800132.7494 | 853259.4709 | 286865.1005 | -165.3938 | 4595.2642 | 4833.0986 | 1949520.2899
WeekDay | Friday | 2 | 7 | 571642.4058 | 822454.8515 | 250373.9166 | -127.1805 | 2930.8649 | 4019.1708 | 1651294.0291 | 682744.6133 | 982303.996 | 299035.6229 | -151.8989 | 3500.4965 | 4800.3213 | 1972233.1512
WeekDay | Friday | 2 | 8 | 497957.5591 | 976929.2275 | 260514.9722 | -113.8866 | 2919.3109 | 3655.7811 | 1741862.9642 | 594738.6647 | 1166801.4144 | 311147.6548 | -136.0212 | 3486.6969 | 4366.3046 | 2080404.7143
WeekDay | Friday | 2 | 9 | 475805.5787 | 1067718.2712 | 264762.4015 | -107.4476 | 2526.4749 | 3597.1088 | 1814302.3875 | 568281.3111 | 1275235.8656 | 316220.5981 | -128.3307 | 3017.5108 | 4296.2289 | 2166923.1838
WeekDay | Friday | 2 | 10 | 474375.1447 | 1100325.5658 | 266011.3009 | -114.3541 | 2484.1102 | 3835.1101 | 1846916.8777 | 566572.8635 | 1314180.5878 | 317712.2287 | -136.5795 | 2966.9123 | 4580.4873 | 2205876.5001
WeekDay | Friday | 2 | 11 | 452512.7745 | 1090974.3054 | 268226.8219 | -116.4247 | 1609.8575 | 3300.5534 | 1816507.888 | 540461.4075 | 1303011.8526 | 320358.3498 | -139.0526 | 1922.7432 | 3942.0362 | 2169557.3367
WeekDay | Friday | 2 | 12 | 455192.9535 | 1094126.4989 | 271687.8363 | -116.5198 | 2869.2436 | 3192.6721 | 1826952.6846 | 543662.4958 | 1306776.6943 | 324492.0335 | -139.1662 | 3426.8987 | 3813.1875 | 2182032.1436
WeekDay | Friday | 2 | 13 | 448085.0247 | 1098728.9742 | 269992.5 | -139.8952 | 3346.809 | 3152.5715 | 1823165.9842 | 535173.0974 | 1312273.6889 | 322467.1983 | -167.0847 | 3997.2818 | 3765.2931 | 2177509.4748
WeekDay | Friday | 2 | 14 | 454501.1084 | 1091758.3068 | 265288.0689 | -136.9459 | 3131.1343 | 2909.2471 | 1817450.9196 | 542836.1863 | 1303948.2296 | 316848.4321 | -163.5622 | 3739.6895 | 3474.6771 | 2170683.6523
WeekDay | Friday | 2 | 15 | 488040.9084 | 1056798.6538 | 256091.116 | -120.9612 | 3874.4417 | 3276.0672 | 1807960.2259 | 582894.6522 | 1262193.9535 | 305863.995 | -144.4707 | 4627.4632 | 3912.791 | 2159348.3842
WeekDay | Friday | 2 | 16 | 530462.5877 | 993315.2164 | 251252.0213 | -245.9291 | 3782.0097 | 3718.1204 | 1782284.0264 | 633561.2449 | 1186372.1208 | 300084.3926 | -293.7269 | 4517.0665 | 4440.7599 | 2128681.8578
WeekDay | Friday | 2 | 17 | 565799.3458 | 910021.6436 | 245776.6034 | 69290.7795 | 3674.1724 | 3854.8647 | 1798417.4093 | 675765.9187 | 1086889.9313 | 293544.7936 | 82757.8674 | 4388.2703 | 4604.0813 | 2147950.8626
WeekDay | Friday | 2 | 18 | 638045.3065 | 872509.6794 | 241485.52 | 69283.4953 | 1875.5995 | 3841.7344 | 1827041.3352 | 762053.325 | 1042087.2868 | 288419.7119 | 82749.1675 | 2240.1338 | 4588.3991 | 2182138.0241
WeekDay | Friday | 2 | 19 | 703928.7226 | 863985.4763 | 238372.6038 | 69234.1255 | 1382.6288 | 3828.2493 | 1880731.8063 | 840741.5871 | 1031906.3525 | 284701.7813 | 82690.2024 | 1651.3512 | 4572.293 | 2246263.5675
WeekDay | Friday | 2 | 20 | 707310.7458 | 827496.3158 | 234211.4915 | 69238.3344 | 1055.2654 | 3703.6889 | 1843015.8418 | 844780.9272 | 988325.2998 | 279731.9313 | 82695.2294 | 1260.3627 | 4423.5236 | 2201217.274
WeekDay | Friday | 2 | 21 | 724568.9735 | 792894.4267 | 230477.1167 | 69325.3238 | 1259.3861 | 3587.0541 | 1822112.2809 | 865393.3973 | 946998.3213 | 275271.7579 | 82799.1257 | 1504.1555 | 4284.22 | 2176250.9778
WeekDay | Friday | 2 | 22 | 732702.1182 | 754809.4337 | 226056.0076 | 69538.5843 | 1182.3594 | 3459.773 | 1787748.2762 | 875107.2686 | 901511.2764 | 269991.3791 | 83053.8347 | 1412.1583 | 4132.2011 | 2135208.1181
WeekDay | Friday | 2 | 23 | 699012.4791 | 730115.7062 | 223039.1885 | 69539.2373 | 1247.8321 | 3312.974 | 1726267.4172 | 834869.8414 | 872018.1716 | 266388.2227 | 83054.6145 | 1490.3559 | 3956.8708 | 2061778.077
Saturday | Saturday | 2 | 0 | 648760.3458 | 698766.1976 | 222843.8148 | 69560.7984 | 1787.0188 | 3254.5383 | 1644972.7137 | 774850.8979 | 834575.6936 | 266154.8769 | 83080.3662 | 2134.3369 | 3887.0777 | 1964683.2494
Saturday | Saturday | 2 | 1 | 597334.4141 | 671928.8326 | 218460.9438 | 69572.7624 | 2160.5982 | 3193.027 | 1562650.578 | 713430.0209 | 802522.3222 | 260920.168 | 83094.6554 | 2580.5237 | 3813.6114 | 1866361.3017
Saturday | Saturday | 2 | 2 | 562893.5497 | 658532.1016 | 216103.8512 | 69572.7784 | 2276.1382 | 3166.7664 | 1512545.1856 | 672295.3634 | 786521.8544 | 258104.96 | 83094.6746 | 2718.5196 | 3782.2469 | 1806517.6189
Saturday | Saturday | 2 | 3 | 503001.7611 | 636212.0072 | 213070.3607 | 69572.3405 | 2114.3822 | 3167.5944 | 1427138.4461 | 600763.2383 | 759863.7127 | 254481.8921 | 83094.1515 | 2525.3254 | 3783.2358 | 1704511.5558
Saturday | Saturday | 2 | 4 | 483916.2601 | 634688.7597 | 212722.7512 | 69571.4725 | 1840.9375 | 3196.3391 | 1405936.5202 | 577968.3532 | 758044.4127 | 254066.7226 | 83093.1149 | 2198.735 | 3817.5672 | 1679188.9056
Saturday | Saturday | 2 | 5 | 473599.2976 | 644353.8368 | 213136.9992 | 69572.6378 | 2857.6896 | 3278.7879 | 1406799.2489 | 565646.2257 | 769587.9568 | 254561.4822 | 83094.5066 | 3413.0991 | 3916.0404 | 1680219.3109
Saturday | Saturday | 2 | 6 | 481605.2988 | 661711.9577 | 214494.2599 | -117.1667 | 3235.1203 | 3400.391 | 1364329.861 | 575208.2424 | 790319.7351 | 256182.5348 | -139.9388 | 3863.8858 | 4061.2778 | 1629495.737
Saturday | Saturday | 2 | 7 | 510452.085 | 672055.274 | 215309.7401 | -112.0349 | 2495.6642 | 3193.2636 | 1403393.9919 | 609661.5784 | 802673.3382 | 257156.5086 | -133.8096 | 2980.7119 | 3813.8939 | 1676152.2214
Saturday | Saturday | 2 | 8 | 522809.8709 | 733586.8181 | 215786.6314 | -87.8687 | 2172.1522 | 2968.8657 | 1477236.4696 | 624421.1758 | 876163.9153 | 257726.0866 | -104.9465 | 2594.3233 | 3545.8829 | 1764346.4375
Saturday | Saturday | 2 | 9 | 523660.4572 | 808547.1709 | 218651.6701 | -79.9088 | 1933.3695 | 2910.1934 | 1555622.9523 | 625437.0787 | 965693.2724 | 261147.9632 | -95.4396 | 2309.1317 | 3475.8073 | 1857967.8138
Saturday | Saturday | 2 | 10 | 517063.281 | 840340.3969 | 221639.153 | -88.8618 | 1340.2641 | 2902.8593 | 1583197.0925 | 617557.7008 | 1003665.7069 | 264716.0817 | -106.1327 | 1600.7527 | 3467.0479 | 1890901.1573
Saturday | Saturday | 2 | 11 | 522849.163 | 864506.268 | 221770.9122 | -89.2248 | 1947.451 | 2706.8513 | 1613691.4206 | 624468.1045 | 1032528.3632 | 264873.4491 | -106.5662 | 2325.95 | 3232.9444 | 1927322.2451
Saturday | Saturday | 2 | 12 | 527730.7866 | 866255.8578 | 217286.4964 | -93.5389 | 2306.9489 | 2053.5305 | 1615540.0813 | 630298.5016 | 1034617.9966 | 259517.4596 | -111.7188 | 2755.3186 | 2452.6467 | 1929530.2043
Saturday | Saturday | 2 | 13 | 523648.2182 | 856511.8025 | 214363.4542 | -90.2193 | 2761.4063 | 3053.7986 | 1600248.4604 | 625422.4609 | 1022980.1243 | 256026.3063 | -107.754 | 3298.1025 | 3647.323 | 1911266.5631
Saturday | Saturday | 2 | 14 | 521221.3332 | 839109.9779 | 211605.7529 | -90.6613 | 2715.1903 | 2411.0057 | 1576972.5987 | 622523.896 | 1002196.1484 | 252732.6288 | -108.2819 | 3242.9041 | 2879.5994 | 1883466.8949
Saturday | Saturday | 2 | 15 | 529018.7053 | 829371.513 | 207454.9964 | -97.8838 | 2615.0556 | 3245.4299 | 1571607.8163 | 631836.7351 | 990564.9532 | 247775.1473 | -116.9082 | 3123.3077 | 3876.1991 | 1877059.4342
Saturday | Saturday | 2 | 16 | 539448.3039 | 814815.1355 | 203723.4983 | -194.151 | 3423.8357 | 3382.529 | 1564599.1513 | 644293.3902 | 973179.4544 | 243318.4096 | -231.8855 | 4089.2791 | 4039.9443 | 1868688.5922
Saturday | Saturday | 2 | 17 | 556075.7385 | 786587.2184 | 202961.7074 | 69313.0438 | 3385.3223 | 3885.7387 | 1622208.7691 | 664152.4688 | 939465.2685 | 242408.56 | 82784.459 | 4043.2805 | 4640.9558 | 1937494.9925
Saturday | Saturday | 2 | 18 | 615128.3726 | 795065.116 | 204028.49 | 69567.2823 | 2834.5816 | 3859.5964 | 1690483.4389 | 734682.3444 | 949590.8975 | 243682.6783 | 83088.1103 | 3385.4999 | 4609.7326 | 2019039.2631
Saturday | Saturday | 2 | 19 | 627931.8172 | 785195.6552 | 203764.3767 | 69548.1454 | 2114.3822 | 3785.9011 | 1692340.2778 | 749974.217 | 937803.2464 | 243367.233 | 83065.254 | 2525.3254 | 4521.7142 | 2021256.99
Saturday | Saturday | 2 | 20 | 631516.5572 | 764923.635 | 200690.1297 | 69530.8133 | 1675.3302 | 3677.0735 | 1672013.5388 | 754255.6732 | 913591.2348 | 239695.4872 | 83044.5533 | 2000.9409 | 4391.7352 | 1996979.6247
Saturday | Saturday | 2 | 21 | 632669.9909 | 749304.9991 | 198753.6212 | 69524.8852 | 1625.2628 | 3572.1494 | 1655450.9087 | 755633.2839 | 894937.0212 | 237382.6064 | 83037.4731 | 1941.1426 | 4266.4186 | 1977197.9458
Saturday | Saturday | 2 | 22 | 634503.855 | 722248.8989 | 196776.5029 | 69532.4694 | 1536.6821 | 3458.8267 | 1628057.2351 | 757823.5706 | 862622.402 | 235021.2231 | 83046.5313 | 1835.3457 | 4131.0709 | 1944480.1437
Saturday | Saturday | 2 | 23 | 616966.2465 | 701046.8935 | 194198.1899 | 69557.0716 | 1979.5855 | 3339.2346 | 1587087.2216 | 736877.4204 | 837299.6568 | 231941.7991 | 83075.9151 | 2364.3301 | 3988.2353 | 1895547.3568
Sunday | Sunday | 2 | 0 | 579460.9207 | 676052.2626 | 193756.4079 | 69564.3384 | 2237.6249 | 3311.5545 | 1524383.109 | 692082.7045 | 807447.1662 | 231414.1541 | 83084.5942 | 2672.521 | 3955.1754 | 1820656.3154
Sunday | Sunday | 2 | 1 | 545093.0606 | 649722.0462 | 191749.1293 | 69564.9659 | 2511.0696 | 3235.73 | 1461876.0015 | 651035.24 | 775999.5106 | 229016.7486 | 83085.3437 | 2999.1113 | 3864.614 | 1746000.5682
Sunday | Sunday | 2 | 2 | 516790.2551 | 626581.0837 | 190273.9843 | 69564.2728 | 2572.6909 | 3198.3501 | 1408980.6368 | 617231.6106 | 748360.9602 | 227254.9001 | 83084.5158 | 3072.7092 | 3819.969 | 1682824.6649
Sunday | Sunday | 2 | 3 | 487563.5135 | 623372.0296 | 191136.0514 | 69564.7101 | 2326.2056 | 3225.6753 | 1377188.1854 | 582324.4726 | 744528.2068 | 228284.5152 | 83085.0381 | 2778.3179 | 3852.6051 | 1644853.1556
Sunday | Sunday | 2 | 4 | 468310.8739 | 620127.1258 | 190377.7554 | 69563.6654 | 2303.0976 | 3195.3928 | 1353877.9109 | 559329.9645 | 740652.636 | 227378.8398 | 83083.7904 | 2750.7187 | 3816.437 | 1617012.3863
Sunday | Sunday | 2 | 5 | 458005.409 | 622164.0592 | 188340.6807 | 69566.0823 | 2245.3275 | 3228.7508 | 1343550.3095 | 547021.5692 | 743085.4599 | 224945.8471 | 83086.677 | 2681.7207 | 3856.2784 | 1604677.5522
Sunday | Sunday | 2 | 6 | 458678.4175 | 624931.6674 | 187969.1217 | -123.5783 | 2861.5409 | 3241.5263 | 1277558.6955 | 547825.381 | 746390.9697 | 224502.0734 | -147.5965 | 3417.699 | 3871.5368 | 1525860.0633
Sunday | Sunday | 2 | 7 | 487569.8209 | 619546.1709 | 185637.9888 | -110.0299 | 2087.4229 | 3087.3932 | 1297818.7667 | 582332.0058 | 739958.7689 | 221717.8705 | -131.4149 | 2493.1263 | 3687.447 | 1550057.8036
Sunday | Sunday | 2 | 8 | 517214.0032 | 649281.2368 | 188336.1098 | -88.6556 | 1602.1548 | 2640.0169 | 1358984.8659 | 617737.7168 | 775473.0273 | 224940.3878 | -105.8863 | 1913.5434 | 3153.1204 | 1623111.9094
Sunday | Sunday | 2 | 9 | 530590.0794 | 674960.2732 | 191592.2882 | -103.2239 | 1236.2781 | 2132.9037 | 1400408.5987 | 633713.5154 | 806142.9419 | 228829.4245 | -123.2861 | 1476.5564 | 2547.4466 | 1672586.5987
Sunday | Sunday | 2 | 10 | 520950.4765 | 701266.1668 | 193887.6242 | -118.5155 | 985.9414 | 1863.7918 | 1418835.4853 | 622200.3966 | 837561.5472 | 231570.8731 | -141.5497 | 1177.5652 | 2226.0312 | 1694594.8636
Sunday | Sunday | 2 | 11 | 521125.5611 | 720455.3475 | 193204.3823 | -120.9565 | 1432.6961 | 1295.7588 | 1437392.7894 | 622409.51 | 860480.2628 | 230754.8389 | -144.4651 | 1711.1494 | 1547.5975 | 1716758.8936
Sunday | Sunday | 2 | 12 | 522548.9036 | 741438.308 | 194558.1442 | -120.9036 | 1991.1395 | 1284.048 | 1461699.6397 | 624109.4878 | 885541.3904 | 232371.7128 | -144.4019 | 2378.1297 | 1533.6106 | 1745789.9294
Sunday | Sunday | 2 | 13 | 516310.9377 | 741000.758 | 194669.6787 | -112.2948 | 2869.2436 | 1491.0571 | 1456229.3804 | 616659.135 | 885018.8 | 232504.9247 | -134.12 | 3426.8987 | 1780.8532 | 1739256.4916
Sunday | Sunday | 2 | 14 | 505238.448 | 743357.1216 | 195856.501 | -104.1079 | 2892.3516 | 1796.366 | 1449036.6803 | 603434.639 | 887833.1372 | 233922.4131 | -124.3419 | 3454.4979 | 2145.5008 | 1730665.8461
Sunday | Sunday | 2 | 15 | 505119.2265 | 742330.8665 | 195466.3905 | -90.2869 | 3096.4723 | 2365.1088 | 1448287.7776 | 603292.2461 | 886607.4231 | 233456.4822 | -107.8347 | 3698.2907 | 2824.7822 | 1729771.3896
Sunday | Sunday | 2 | 16 | 512810.4238 | 738024.3056 | 195173.0345 | -86.2628 | 2811.4736 | 2887.5998 | 1451620.5746 | 612478.2748 | 881463.8558 | 233106.1107 | -103.0285 | 3357.9007 | 3448.8225 | 1733751.9361
Sunday | Sunday | 2 | 17 | 536741.5738 | 737016.0456 | 194414.3115 | 69600.3427 | 2953.9729 | 3499.5188 | 1544225.7653 | 641060.5905 | 880259.6342 | 232199.9253 | 83127.5961 | 3528.0957 | 4179.6717 | 1844355.5136
Sunday | Sunday | 2 | 18 | 598331.6116 | 757237.6669 | 195749.2858 | 69574.819 | 1413.4395 | 3565.0519 | 1625871.8746 | 714621.0299 | 904411.4516 | 233794.36 | 83097.1117 | 1688.1501 | 4257.9417 | 1941870.045
Sunday | Sunday | 2 | 19 | 763685.8687 | 789753.8218 | 194764.3165 | 69555.2407 | 1875.5995 | 3530.7476 | 1823165.5948 | 912112.901 | 943247.3207 | 232617.9559 | 83073.7283 | 2240.1338 | 4216.97 | 2177509.0098
Sunday | Sunday | 2 | 20 | 805866.88 | 756641.041 | 193168.5665 | 69542.2321 | 1644.5195 | 3333.0834 | 1830196.3225 | 962492.0506 | 903698.8679 | 230712.0621 | 83058.1914 | 1964.1419 | 3980.8887 | 2185906.2025
Sunday | Sunday | 2 | 21 | 852412.6633 | 735217.6741 | 195272.6692 | 69541.7198 | 1440.3988 | 3279.6159 | 1857164.7411 | 1018084.2923 | 878111.7383 | 233225.1101 | 83057.5795 | 1720.3491 | 3917.0294 | 2218116.0987
Sunday | Sunday | 2 | 22 | 845015.2118 | 713769.6488 | 196606.6031 | 69541.9548 | 1467.3581 | 3224.3741 | 1829625.1507 | 1009249.1008 | 852495.1576 | 234818.3022 | 83057.8603 | 1752.5482 | 3851.051 | 2185224.02
Sunday | Sunday | 2 | 23 | 784208.1032 | 696279.9605 | 196858.9997 | 69546.863 | 1898.7075 | 3157.658 | 1751950.2918 | 936623.7576 | 831606.2412 | 235119.7536 | 83063.7223 | 2267.733 | 3771.3682 | 2092452.5759
WeekDay | Monday | 2 | 0 | 719459.9468 | 679598.5036 | 196757.3639 | 69564.848 | 2672.8256 | 3161.4433 | 1671214.9312 | 859291.4 | 811682.6408 | 234998.3643 | 83085.2029 | 3192.3056 | 3775.8892 | 1996025.8028
WeekDay | Monday | 2 | 1 | 665614.6126 | 667845.7652 | 195847.4916 | 69564.7074 | 3192.7556 | 3076.2738 | 1605141.6063 | 794980.8948 | 797645.6856 | 233911.6527 | 83085.0349 | 3813.2873 | 3674.1665 | 1917110.7219
WeekDay | Monday | 2 | 2 | 625671.1285 | 648742.2795 | 194448.2844 | 69566.9173 | 2965.527 | 3064.6813 | 1544458.8181 | 747274.1496 | 774829.3203 | 232240.5011 | 83087.6744 | 3541.8953 | 3660.3209 | 1844633.8616
WeekDay | Monday | 2 | 3 | 400030.2255 | 619406.2942 | 196104.9027 | 69569.1735 | 1039.8601 | 3087.2749 | 1289237.7309 | 477778.5533 | 739791.7063 | 234219.0932 | 83090.3691 | 1241.9633 | 3687.3057 | 1539808.9908
WeekDay | Monday | 2 | 4 | 398453.6435 | 622971.2906 | 196898.6323 | 69567.7772 | 1698.4382 | 3186.521 | 1292776.3027 | 475895.5528 | 744049.5816 | 235167.0891 | 83088.7014 | 2028.54 | 3805.8409 | 1544035.3059
WeekDay | Monday | 2 | 5 | 430950.3026 | 648879.8534 | 204993.9204 | 69565.5713 | 2064.3149 | 3403.3483 | 1359857.3109 | 514708.1369 | 774993.6326 | 244835.7461 | 83086.0667 | 2465.5271 | 4064.8099 | 1624153.9193
WeekDay | Monday | 2 | 6 | 479070.9325 | 697801.1849 | 216624.1435 | -125.8017 | 3212.0123 | 3754.6723 | 1400337.1439 | 572181.3064 | 833423.1249 | 258726.3743 | -150.252 | 3836.2866 | 4484.4159 | 1672501.2561
WeekDay | Monday | 2 | 7 | 414524.8883 | 798440.1767 | 229459.419 | -116.6116 | 3685.7264 | 3903.2457 | 1449896.8444 | 495090.3426 | 953621.9219 | 274056.2643 | -139.2757 | 4402.0699 | 4661.8655 | 1731693.1884
WeekDay | Monday | 2 | 8 | 368655.6826 | 939267.7701 | 242030.4421 | -97.1036 | 2568.8396 | 3446.2879 | 1555871.9186 | 440306.1755 | 1121820.2218 | 289070.543 | -115.9763 | 3068.1093 | 4116.095 | 1858265.1682
WeekDay | Monday | 2 | 9 | 361730.0841 | 1019148.8878 | 252029.4992 | -108.4099 | 2187.5575 | 3330.7176 | 1638318.3364 | 432034.5445 | 1217226.7247 | 301012.9781 | -129.4801 | 2612.7228 | 3978.063 | 1956735.553
WeekDay | Monday | 2 | 10 | 366778.4508 | 1064123.2312 | 257000.1485 | -109.7895 | 2025.8015 | 2847.026 | 1692664.8686 | 438064.0922 | 1270942.1075 | 306949.7035 | -131.1277 | 2419.5285 | 3400.363 | 2021644.667
WeekDay | Monday | 2 | 11 | 434270.9809 | 1129668.0056 | 257625.2626 | -116.4629 | 2418.6376 | 2525.2747 | 1826391.6985 | 518674.2095 | 1349225.9108 | 307696.3124 | -139.0982 | 2888.7146 | 3016.0773 | 2181362.1264
WeekDay | Monday | 2 | 12 | 440959.8194 | 1122594.5865 | 262641.3358 | -115.0921 | 2988.635 | 2616.3587 | 1831685.6433 | 526663.0647 | 1340777.7293 | 313687.2903 | -137.4609 | 3569.4945 | 3124.8641 | 2187684.9819
WeekDay | Monday | 2 | 13 | 433896.6633 | 1124554.2689 | 263709.4725 | -119.9707 | 4105.5217 | 2591.9908 | 1828737.9464 | 518227.1409 | 1343118.288 | 314963.0258 | -143.2878 | 4903.4551 | 3095.7601 | 2184164.3821
WeekDay | Monday | 2 | 14 | 439306.0302 | 1120587.3156 | 261537.7089 | -121.3436 | 3855.185 | 2767.8894 | 1827932.7855 | 524687.8515 | 1338380.333 | 312369.1666 | -144.9274 | 4604.4639 | 3305.8457 | 2183202.7332
WeekDay | Monday | 2 | 15 | 475461.7706 | 1075806.8656 | 258860.8965 | -113.3623 | 4313.4937 | 3234.902 | 1817564.5662 | 567870.6817 | 1284896.5279 | 309172.0994 | -135.3949 | 5151.8477 | 3863.625 | 2170819.3868
WeekDay | Monday | 2 | 16 | 527154.9267 | 1013047.6037 | 251329.8384 | -98.2167 | 4417.4798 | 3489.2275 | 1799340.8594 | 629610.7198 | 1209939.6186 | 300177.3339 | -117.3057 | 5276.044 | 4167.3802 | 2149053.7908
WeekDay | Monday | 2 | 17 | 581864.1272 | 928315.1639 | 243398.2916 | 69597.7195 | 2903.9056 | 3953.1645 | 1830032.3724 | 694952.989 | 1108738.9095 | 290704.2424 | 83124.4631 | 3468.2975 | 4721.4862 | 2185710.3876
WeekDay | Monday | 2 | 18 | 652047.8831 | 889849.2253 | 236681.76 | 69596.35 | 2129.7875 | 4047.4423 | 1854352.4483 | 778777.3882 | 1062796.8798 | 282682.3116 | 83122.8275 | 2543.7248 | 4834.0876 | 2214757.2194
WeekDay | Monday | 2 | 19 | 771775.5815 | 884017.6321 | 232342.1573 | 69541.4325 | 1740.8028 | 4018.5794 | 1963436.1856 | 921774.8992 | 1055831.8806 | 277499.2805 | 83057.2364 | 2079.1385 | 4799.6149 | 2345042.0501
WeekDay | Monday | 2 | 20 | 815009.4277 | 840094.1044 | 230073.6999 | 69355.4389 | 1656.0735 | 3859.7146 | 1960048.459 | 973411.5084 | 1003371.546 | 274789.9345 | 82835.0938 | 1977.9415 | 4609.8739 | 2340995.8981
WeekDay | Monday | 2 | 21 | 842097.7985 | 797964.6557 | 225124.7591 | 69358.3949 | 1783.1675 | 3650.5763 | 1939979.3519 | 1005764.6703 | 953053.9805 | 268879.1367 | 82838.6243 | 2129.737 | 4360.0882 | 2317026.237
WeekDay | Monday | 2 | 22 | 830170.3915 | 752670.6164 | 228488.6973 | 69360.9866 | 1582.8982 | 3496.0883 | 1885769.6781 | 991519.0985 | 898956.7668 | 272896.8769 | 82841.7197 | 1890.5441 | 4175.5746 | 2252280.5806
WeekDay | Monday | 2 | 23 | 760039.414 | 722519.8724 | 231783.3598 | 69364.6671 | 1729.2488 | 3390.3363 | 1788826.8984 | 907757.7355 | 862946.0409 | 276831.8773 | 82846.1156 | 2065.3389 | 4049.2689 | 2136496.3771
WeekDay | Tuesday | 2 | 0 | 685455.0239 | 709171.7275 | 229334.1139 | 69408.9829 | 2445.5969 | 3336.987 | 1699152.4321 | 818677.4118 | 847003.6021 | 273906.6055 | 82899.0444 | 2920.9137 | 3985.5509 | 2029393.1283
WeekDay | Tuesday | 2 | 1 | 629572.4402 | 684684.2955 | 220869.2727 | 69567.6366 | 3007.8916 | 3252.0542 | 1610953.5908 | 751933.7052 | 817756.8876 | 263796.5704 | 83088.5334 | 3592.4938 | 3884.1108 | 1924052.3012
WeekDay | Tuesday | 2 | 2 | 592736.4921 | 668283.1045 | 216889.8005 | 69566.5417 | 3138.837 | 3201.7805 | 1553816.5563 | 707938.4647 | 798168.0245 | 259043.6634 | 83087.2257 | 3748.8892 | 3824.0662 | 1855810.3336
WeekDay | Tuesday | 2 | 3 | 491448.9834 | 641359.2743 | 215187.2526 | 69567.8931 | 1355.6695 | 3236.3215 | 1422155.3944 | 586965.1074 | 766011.3828 | 257010.2149 | 83088.8398 | 1619.1521 | 3865.3204 | 1698560.0174
WeekDay | Tuesday | 2 | 4 | 486426.2803 | 644058.7514 | 216746.4429 | 69567.5174 | 2072.0175 | 3364.6671 | 1422235.6766 | 580966.2111 | 769235.5198 | 258872.4434 | 83088.3911 | 2474.7268 | 4018.6108 | 1698655.903
WeekDay | Tuesday | 2 | 5 | 516093.1174 | 672819.6134 | 220671.7412 | 69566.405 | 3308.2957 | 3631.4132 | 1486090.5859 | 616398.98 | 803586.2317 | 263560.6475 | 83087.0625 | 3951.2832 | 4337.2006 | 1774921.4055
WeekDay | Tuesday | 2 | 6 | 553082.738 | 732171.8236 | 226804.8365 | -124.1783 | 4336.6017 | 3907.2676 | 1520179.0892 | 660577.7602 | 874473.908 | 270885.7475 | -148.3132 | 5179.4469 | 4666.669 | 1815635.2185
WeekDay | Tuesday | 2 | 7 | 471571.5594 | 819398.6006 | 236505.0848 | -115.7363 | 3801.2664 | 3882.3082 | 1535043.0831 | 563224.3841 | 978653.7441 | 282471.2985 | -138.2303 | 4540.0658 | 4636.8586 | 1833388.1208
WeekDay | Tuesday | 2 | 8 | 408179.6868 | 957195.5137 | 246951.9353 | -94.6827 | 2403.2322 | 3479.5276 | 1618115.2129 | 487511.9123 | 1143232.3323 | 294948.5585 | -113.0849 | 2870.3152 | 4155.7951 | 1932605.8285
WeekDay | Tuesday | 2 | 9 | 395859.3188 | 1036797.5156 | 255575.934 | -99.6953 | 1898.7075 | 3127.6121 | 1693159.3927 | 472797.0052 | 1238305.4715 | 305248.6843 | -119.0717 | 2267.733 | 3735.4827 | 2022235.3049
WeekDay | Tuesday | 2 | 10 | 397754.1879 | 1080507.5118 | 259592.2864 | -112.6557 | 1767.7622 | 3412.4567 | 1742921.5493 | 475060.1538 | 1290510.7736 | 310045.6394 | -134.5511 | 2111.3376 | 4075.6885 | 2081669.0418
WeekDay | Tuesday | 2 | 11 | 418955.2536 | 1108805.8977 | 260785.4094 | -107.6773 | 2272.2869 | 4164.9052 | 1794876.0756 | 500381.7767 | 1324309.1243 | 311470.6532 | -128.605 | 2713.9198 | 4974.3801 | 2143721.249
WeekDay | Tuesday | 2 | 12 | 424911.9031 | 1099307.2607 | 264680.7018 | -105.6776 | 3123.4316 | 3699.667 | 1795617.2867 | 507496.1375 | 1312964.3689 | 316123.0195 | -126.2167 | 3730.4897 | 4418.72 | 2144606.519
WeekDay | Tuesday | 2 | 13 | 412649.8638 | 1115552.5618 | 264268.6834 | -110.7304 | 4020.7924 | 4016.0953 | 1800397.2663 | 492850.8956 | 1332367.044 | 315630.9228 | -132.2515 | 4802.258 | 4796.648 | 2150315.5169
WeekDay | Tuesday | 2 | 14 | 421297.2055 | 1102133.8609 | 263387.3698 | -106.6547 | 3766.6044 | 4260.0111 | 1794738.397 | 503178.9012 | 1316340.3362 | 314578.3205 | -127.3837 | 4498.667 | 5087.9704 | 2143556.8117
WeekDay | Tuesday | 2 | 15 | 449616.0091 | 1064654.3426 | 260053.1204 | -111.382 | 2892.3516 | 3778.8037 | 1780883.2454 | 537001.638 | 1271576.4437 | 310596.0393 | -133.0298 | 3454.4979 | 4513.2373 | 2127008.8264
WeekDay | Tuesday | 2 | 16 | 504131.5292 | 1016758.954 | 253736.3093 | -101.3166 | 2457.1509 | 3897.4495 | 1780880.0762 | 602112.5837 | 1214372.2926 | 303051.5171 | -121.0081 | 2934.7132 | 4654.9427 | 2127005.0413
WeekDay | Tuesday | 2 | 17 | 552966.1812 | 928572.3746 | 246907.1621 | 69594.9899 | 2125.9362 | 4053.9484 | 1804220.5924 | 660438.5499 | 1109046.1106 | 294895.0834 | 83121.203 | 2539.1249 | 4841.8581 | 2154881.9299
WeekDay | Tuesday | 2 | 18 | 635475.3116 | 895303.0128 | 240787.521 | 69559.3291 | 2041.2069 | 4041.5278 | 1847207.9092 | 758983.8359 | 1069310.6442 | 287586.0525 | 83078.6114 | 2437.9279 | 4827.0235 | 2206224.0954
WeekDay | Tuesday | 2 | 19 | 736390.7704 | 884326.3674 | 235671.1256 | 69007.6226 | 2503.3669 | 4057.7337 | 1931956.9866 | 879512.833 | 1056200.6206 | 281475.2542 | 82419.6773 | 2989.9116 | 4846.3791 | 2307444.6758
WeekDay | Tuesday | 2 | 20 | 777260.9817 | 850528.5729 | 230910.3578 | 68812.7182 | 2303.0976 | 3714.5717 | 1933530.2998 | 928326.4205 | 1015834.0174 | 275789.202 | 82186.892 | 2750.7187 | 4436.5215 | 2309323.772
WeekDay | Tuesday | 2 | 21 | 815667.8871 | 800294.9751 | 225798.6292 | 69007.9039 | 1910.2615 | 3515.2515 | 1916194.9083 | 974197.9435 | 955837.2118 | 269683.9777 | 82420.0132 | 2281.5326 | 4198.4622 | 2288619.1408
WeekDay | Tuesday | 2 | 22 | 818762.4695 | 755429.635 | 221029.9357 | 69054.7303 | 1975.7342 | 3440.3733 | 1869692.878 | 977893.977 | 902252.0176 | 263988.4594 | 82475.9406 | 2359.7302 | 4109.031 | 2233079.1558
WeekDay | Tuesday | 2 | 23 | 759601.6242 | 722385.7307 | 217294.1496 | 69084.1127 | 2145.1929 | 3325.2762 | 1773836.0863 | 907234.8585 | 862785.8279 | 259526.6003 | 82511.0337 | 2562.1243 | 3971.5641 | 2118592.0087
WeekDay | Wednesday | 2 | 0 | 690922.1084 | 693178.2315 | 218614.2971 | 69545.7218 | 3088.7696 | 3293.9291 | 1678643.0577 | 825207.0576 | 827901.6721 | 261103.3266 | 83062.3594 | 3689.091 | 3934.1245 | 2004897.6311
WeekDay | Wednesday | 2 | 1 | 640215.79 | 671706.9817 | 219021.7116 | 69565.8639 | 4074.7111 | 3213.4913 | 1607798.5496 | 764645.6553 | 802257.3532 | 261589.9245 | 83086.4162 | 4866.6561 | 3838.0531 | 1920284.0584
WeekDay | Wednesday | 2 | 2 | 605167.9999 | 651052.3764 | 217306.3307 | 69568.3753 | 3778.1584 | 3149.7325 | 1550022.9731 | 722786.1123 | 777588.3986 | 259541.1489 | 83089.4157 | 4512.4666 | 3761.9023 | 1851279.4443
WeekDay | Wednesday | 2 | 3 | 596879.8118 | 642507.0602 | 215280.1585 | 69569.6811 | 2765.2576 | 3189.8331 | 1530191.8025 | 712887.064 | 767382.2479 | 257121.1777 | 83090.9753 | 3302.7024 | 3809.7968 | 1827593.964
WeekDay | Wednesday | 2 | 4 | 585043.9051 | 651393.0549 | 212868.7274 | 69569.42 | 2911.6083 | 3248.6237 | 1525035.3393 | 698750.7761 | 777995.2901 | 254241.0701 | 83090.6634 | 3477.4972 | 3880.0137 | 1821435.3106
WeekDay | Wednesday | 2 | 5 | 609300.6681 | 674721.0221 | 216106.899 | 69569.4046 | 3859.0364 | 3508.7455 | 1577065.7756 | 727721.9899 | 805857.1908 | 258108.6002 | 83090.645 | 4609.0638 | 4190.6917 | 1883578.1814
WeekDay | Wednesday | 2 | 6 | 640565.0339 | 713842.1337 | 224598.2704 | -124.0638 | 4895.0451 | 3747.5748 | 1587523.9943 | 765062.7769 | 852581.7304 | 268250.3218 | -148.1764 | 5846.4272 | 4475.939 | 1896069.0189
WeekDay | Wednesday | 2 | 7 | 539711.3348 | 815599.2374 | 234257.1306 | -116.5064 | 4552.2764 | 3716.1095 | 1597719.5823 | 644607.5429 | 974115.9513 | 279786.4406 | -139.1502 | 5437.0393 | 4438.3581 | 1908246.182
WeekDay | Wednesday | 2 | 8 | 464402.4964 | 980718.0815 | 244164.8536 | -117.7782 | 3431.5383 | 3089.2858 | 1695688.4775 | 554661.9698 | 1171326.6554 | 291619.7904 | -140.6691 | 4098.4788 | 3689.7075 | 2025255.9328
WeekDay | Wednesday | 2 | 9 | 449870.6388 | 1075130.2794 | 254522.5748 | -126.9716 | 3069.513 | 2895.7619 | 1785361.7963 | 537305.7565 | 1284088.4431 | 303990.5982 | -151.6493 | 3666.0916 | 3458.571 | 2132357.8111
WeekDay | Wednesday | 2 | 10 | 450387.8234 | 1110903.1855 | 254409.67 | -138.5759 | 2934.7163 | 2563.9558 | 1821060.7751 | 537923.4591 | 1326814.0328 | 303855.7497 | -165.509 | 3505.0964 | 3062.2764 | 2174995.1054
WeekDay | Wednesday | 2 | 11 | 459991.9139 | 1140386.272 | 258452.9877 | -136.3298 | 3200.4583 | 3193.1453 | 1865088.4474 | 549394.1635 | 1362027.338 | 308684.9109 | -162.8263 | 3822.487 | 3813.7526 | 2227579.8258
WeekDay | Wednesday | 2 | 12 | 462630.1288 | 1138067.1743 | 263147.724 | -126.7332 | 3947.617 | 2600.0346 | 1870265.9456 | 552545.1317 | 1359257.5095 | 314292.0981 | -151.3646 | 4714.8606 | 3105.3672 | 2233763.6026
WeekDay | Wednesday | 2 | 13 | 457818.4133 | 1150146.5963 | 264490.9852 | -117.9724 | 4621.6004 | 3496.7981 | 1880456.421 | 546798.2298 | 1373684.6412 | 315896.4303 | -140.901 | 5519.8368 | 4176.4222 | 2245934.6594
WeekDay | Wednesday | 2 | 14 | 465902.3587 | 1134073.8262 | 264540.0188 | -124.631 | 5049.0985 | 3294.5206 | 1872735.1917 | 556453.3395 | 1354488.0296 | 315954.9939 | -148.8539 | 6030.4217 | 3934.8309 | 2236712.7618
WeekDay | Wednesday | 2 | 15 | 503288.5796 | 1088943.9813 | 262495.4776 | -119.2562 | 5295.5838 | 3532.4037 | 1863436.7698 | 601105.8017 | 1300586.9227 | 313513.0835 | -142.4343 | 6324.813 | 4218.948 | 2225607.1346
WeekDay | Wednesday | 2 | 16 | 562461.592 | 1026909.8491 | 256448.6671 | -116.343 | 4883.4911 | 3466.0424 | 1854053.2988 | 671779.452 | 1226496.0764 | 306291.0384 | -138.955 | 5832.6276 | 4139.6891 | 2214399.9284
WeekDay | Wednesday | 2 | 17 | 607653.9356 | 945626.3495 | 248674.1256 | 69569.347 | 4598.4924 | 3983.0921 | 1880105.3421 | 725755.2048 | 1129414.6301 | 297005.467 | 83090.5762 | 5492.2376 | 4757.2305 | 2245515.3462
WeekDay | Wednesday | 2 | 18 | 671775.8945 | 904070.9392 | 241270.0829 | 69490.9289 | 2861.5409 | 4116.406 | 1893585.7923 | 802339.6596 | 1079782.671 | 288162.4032 | 82996.9171 | 3417.699 | 4916.4547 | 2261615.8046
WeekDay | Wednesday | 2 | 19 | 754243.2261 | 887005.1141 | 236362.3623 | 68988.3136 | 2222.2195 | 4110.3731 | 1952931.6087 | 900835.0229 | 1059399.998 | 282300.837 | 82396.6154 | 2654.1215 | 4909.2493 | 2332495.8443
WeekDay | Wednesday | 2 | 20 | 796661.9824 | 838558.3594 | 231113.8581 | 68867.106 | 2256.8815 | 3847.1758 | 1941305.3632 | 951498.1246 | 1001537.3195 | 276032.2538 | 82251.8504 | 2695.5203 | 4594.898 | 2318609.9666
WeekDay | Wednesday | 2 | 21 | 837945.5499 | 804060.9424 | 227417.4437 | 69002.5451 | 1937.2209 | 3660.631 | 1944024.3329 | 1000805.4067 | 960335.1179 | 271617.4187 | 82413.6129 | 2313.7316 | 4372.0971 | 2321857.3849
WeekDay | Wednesday | 2 | 22 | 839684.7117 | 755442.8874 | 223650.759 | 69470.4653 | 1964.1802 | 3583.8602 | 1893796.8637 | 1002882.5852 | 902267.8457 | 267118.6556 | 82972.4763 | 2345.9307 | 4280.4054 | 2261867.8989
WeekDay | Wednesday | 2 | 23 | 781008.1443 | 728389.8458 | 220077.1383 | 69522.3692 | 2287.6922 | 3468.1717 | 1804753.3615 | 932801.8671 | 869956.8796 | 262850.4798 | 83034.4681 | 2732.3192 | 4142.2321 | 2155518.246
WeekDay | Thursday | 2 | 0 | 714053.5477 | 655247.8933 | 216890.9308 | 69551.4744 | 3023.297 | 3393.4118 | 1662160.555 | 852834.234 | 782599.3401 | 259045.0133 | 83069.23 | 3610.8933 | 4052.9422 | 1985211.6529
WeekDay | Thursday | 2 | 1 | 666079.7555 | 641489.6337 | 214338.0285 | 69563.2187 | 3735.7937 | 3338.17 | 1598544.6 | 795536.4411 | 766167.0783 | 255995.9389 | 83083.2569 | 4461.8681 | 3986.9638 | 1909231.547
WeekDay | Thursday | 2 | 2 | 631773.9867 | 627115.5772 | 214100.9591 | 69563.1028 | 3439.241 | 3271.5722 | 1549264.4389 | 754563.1357 | 748999.3357 | 255712.7936 | 83083.1185 | 4107.6786 | 3907.4223 | 1850373.4844
WeekDay | Thursday | 2 | 3 | 600483.937 | 620843.1253 | 214156.0424 | 69563.3841 | 3011.743 | 3309.6618 | 1511367.8936 | 717191.673 | 741507.7944 | 255778.5827 | 83083.4544 | 3597.0937 | 3952.9149 | 1805111.5131
WeekDay | Thursday | 2 | 4 | 593616.7593 | 618349.5441 | 215332.233 | 69564.8219 | 3250.5256 | 3415.1773 | 1503529.0614 | 708989.8172 | 738529.5704 | 257183.3731 | 83085.1717 | 3882.2852 | 4078.938 | 1795749.1557
WeekDay | Thursday | 2 | 5 | 617843.8865 | 643959.1993 | 219446.8749 | 69563.3841 | 3982.279 | 3629.2839 | 1558424.9078 | 737925.6351 | 769116.6191 | 262097.7209 | 83083.4544 | 4756.2594 | 4334.6575 | 1861314.3465
WeekDay | Thursday | 2 | 6 | 647313.7352 | 688173.9068 | 227639.6592 | -129.5894 | 4448.2904 | 3996.3407 | 1571442.3429 | 773123.1296 | 821924.7262 | 271882.8231 | -154.7759 | 5312.843 | 4773.054 | 1876861.8
WeekDay | Thursday | 2 | 7 | 547500.3567 | 800791.3327 | 236426.481 | -126.393 | 3697.2804 | 4236.9444 | 1592526.0022 | 653910.4089 | 956430.0395 | 282377.4176 | -150.9582 | 4415.8695 | 5060.4205 | 1902043.1978
WeekDay | Thursday | 2 | 8 | 472468.6691 | 961330.5305 | 245798.385 | -113.9817 | 2137.4902 | 4135.924 | 1685757.0171 | 564295.8526 | 1148171.015 | 293570.8087 | -136.1348 | 2552.9245 | 4939.7662 | 2013394.2322
WeekDay | Thursday | 2 | 9 | 457662.8014 | 1039516.1427 | 256217.7681 | -127.2924 | 2268.4356 | 4026.5049 | 1759564.3602 | 546612.3737 | 1241552.4804 | 306015.2627 | -152.0324 | 2709.3199 | 4809.0808 | 2101546.4851
WeekDay | Thursday | 2 | 10 | 460268.7159 | 1089284.6607 | 260858.0292 | -137.6189 | 2468.7049 | 3122.7622 | 1815865.254 | 549724.7637 | 1300993.8151 | 311557.3871 | -164.366 | 2948.5128 | 3729.6902 | 2168789.8029
WeekDay | Thursday | 2 | 11 | 471240.7024 | 1105925.647 | 260430.1532 | -129.0068 | 3161.945 | 2787.4074 | 1843416.8483 | 562829.223 | 1320869.0793 | 311046.3508 | -154.08 | 3776.4884 | 3329.1571 | 2201696.2185
WeekDay | Thursday | 2 | 12 | 480707.4527 | 1108261.6173 | 264702.987 | -125.647 | 4421.3311 | 2785.633 | 1860753.3741 | 574135.8944 | 1323659.0596 | 316149.6359 | -150.0672 | 5280.6439 | 3327.0379 | 2222402.2045
WeekDay | Thursday | 2 | 13 | 476129.7178 | 1116154.67 | 266345.8517 | -127.6962 | 5060.6525 | 2815.7972 | 1866378.993 | 568668.4486 | 1333086.1755 | 318111.8015 | -152.5147 | 6044.2213 | 3363.0647 | 2229121.1969
WeekDay | Thursday | 2 | 14 | 484876.9553 | 1113683.9075 | 262513.4064 | -151.8993 | 4683.2218 | 3005.4176 | 1868611.0092 | 579115.7653 | 1330135.2052 | 313534.4969 | -181.4218 | 5593.4347 | 3589.5389 | 2231787.0191
WeekDay | Thursday | 2 | 15 | 527676.492 | 1069059.7986 | 258714.9043 | -187.4984 | 4163.2917 | 3316.1678 | 1862743.156 | 630233.6544 | 1276838.127 | 308997.7326 | -223.9399 | 4972.453 | 3960.6854 | 2224778.7127
WeekDay | Thursday | 2 | 16 | 578149.9726 | 1017178.4812 | 252286.0285 | -168.8001 | 4271.1291 | 3706.0547 | 1855422.866 | 690516.9656 | 1214873.3574 | 301319.3655 | -201.6075 | 5101.2492 | 4426.3492 | 2216035.6794
WeekDay | Thursday | 2 | 17 | 624351.3101 | 917355.1419 | 244998.563 | 69430.6351 | 3897.5497 | 4062.9385 | 1864096.1383 | 745697.8164 | 1095648.7399 | 292615.5363 | 82924.9049 | 4655.0624 | 4852.5955 | 2226394.6553
WeekDay | Thursday | 2 | 18 | 701452.7031 | 877722.9938 | 239012.8318 | 69239.3456 | 2299.2462 | 4201.1023 | 1893928.2229 | 837784.3381 | 1048313.8407 | 285466.4416 | 82696.4371 | 2746.1188 | 5017.6123 | 2262024.7886
WeekDay | Thursday | 2 | 19 | 823314.5945 | 881177.6202 | 235627.8282 | 68801.1728 | 2357.0162 | 4128.9448 | 2015407.1768 | 983330.8354 | 1052439.895 | 281423.5417 | 82173.1027 | 2815.1168 | 4931.4305 | 2407113.9222
WeekDay | Thursday | 2 | 20 | 887535.8603 | 836399.3324 | 232488.6738 | 68801.6295 | 2229.9222 | 3902.2994 | 2031357.7176 | 1060033.898 | 998958.6723 | 277674.2735 | 82173.6482 | 2663.3213 | 4660.7352 | 2426164.5485
WeekDay | Thursday | 2 | 21 | 929079.1812 | 803326.3224 | 228890.856 | 68898.4459 | 2006.5449 | 3742.7249 | 2035944.0753 | 1109651.4182 | 959457.72 | 273377.1977 | 82289.2814 | 2396.5292 | 4470.1465 | 2431642.2929
WeekDay | Thursday | 2 | 22 | 936524.7661 | 753484.3525 | 225180.0315 | 69170.9541 | 1991.1395 | 3607.5184 | 1989958.7621 | 1118544.0982 | 899928.6575 | 268945.1516 | 82614.7532 | 2378.1297 | 4308.6617 | 2376719.452
WeekDay | Thursday | 2 | 23 | 866995.3645 | 718893.1068 | 225421.0379 | 69177.077 | 2310.8002 | 3483.9044 | 1886281.2908 | 1035501.2309 | 858614.3911 | 269232.9992 | 82622.0662 | 2759.9184 | 4161.0226 | 2252891.6284
WeekDay | Friday | 2 | 0 | 791099.6501 | 694603.4125 | 219931.4767 | 69214.3497 | 2749.8523 | 3394.2399 | 1780992.9811 | 944854.719 | 829603.8458 | 262676.508 | 82666.583 | 3284.3029 | 4053.9312 | 2127139.8899
WeekDay | Friday | 2 | 1 | 731243.081 | 678073.1203 | 218110.4154 | 69214.6711 | 3408.4303 | 3341.2455 | 1703390.9636 | 873364.6585 | 809860.7899 | 260501.5123 | 82666.9669 | 4070.8797 | 3990.6371 | 2034455.4444
WeekDay | Friday | 2 | 2 | 689451.5558 | 658830.5778 | 217786.0862 | 69213.4757 | 3539.3757 | 3287.5414 | 1642108.6126 | 823450.6941 | 786878.3412 | 260114.1477 | 82665.5392 | 4227.275 | 3926.4953 | 1961262.4926
WeekDay | Friday | 2 | 3 | 636162.4099 | 645359.6486 | 217936.03 | 69213.8173 | 3223.5663 | 3362.183 | 1575257.6551 | 759804.4759 | 770789.2544 | 260293.234 | 82665.9471 | 3850.0862 | 4015.6439 | 1881418.6415
WeekDay | Friday | 2 | 4 | 624660.2034 | 644271.2492 | 219052.2797 | 69214.9122 | 2495.6642 | 3416.0054 | 1563110.3141 | 746066.745 | 769489.3179 | 261626.4337 | 82667.2549 | 2980.7119 | 4079.927 | 1866910.3903
WeekDay | Friday | 2 | 5 | 640807.8148 | 665987.6379 | 224132.2614 | 69215.8464 | 3581.7403 | 3736.9287 | 1607462.2296 | 765352.7437 | 795426.4199 | 267693.7411 | 82668.3707 | 4277.8735 | 4463.2237 | 1919882.3725
WeekDay | Friday | 2 | 6 | 663659.2606 | 707757.4182 | 231190.3855 | -229.5526 | 5153.0845 | 4031.3548 | 1611561.951 | 792645.5081 | 845314.4132 | 276123.6548 | -274.1675 | 6154.6181 | 4814.8733 | 1924778.9
WeekDay | Friday | 2 | 7 | 570493.3465 | 819091.5943 | 238874.7105 | -150.136 | 4548.4251 | 4121.1376 | 1636979.078 | 681372.2272 | 978287.0692 | 285301.4755 | -179.3158 | 5432.4394 | 4922.106 | 1955136.0015
WeekDay | Friday | 2 | 8 | 499802.1373 | 981023.1413 | 249275.2409 | -147.5115 | 2792.2169 | 3674.2345 | 1736419.4595 | 596941.748 | 1171691.0055 | 297723.4128 | -176.1813 | 3334.9014 | 4388.3445 | 2073903.231
WeekDay | Friday | 2 | 9 | 480434.3374 | 1070454.29 | 253511.9468 | -153.9103 | 2707.4876 | 3279.0245 | 1810233.176 | 573809.6974 | 1278503.6465 | 302783.5485 | -183.8238 | 3233.7044 | 3916.323 | 2162063.096
WeekDay | Friday | 2 | 10 | 476500.284 | 1108187.3551 | 255686.6233 | -160.3232 | 2464.8536 | 3554.0509 | 1846232.8436 | 569111.0365 | 1323570.3641 | 305380.8867 | -191.483 | 2943.913 | 4244.8025 | 2205059.5198
WeekDay | Friday | 2 | 11 | 452512.7745 | 1094708.1634 | 256304.5063 | -155.6964 | 1609.8575 | 3575.225 | 1808554.8303 | 540461.4075 | 1307471.4089 | 306118.859 | -185.9569 | 1922.7432 | 4270.0919 | 2160058.5535
WeekDay | Friday | 2 | 12 | 455192.9535 | 1098089.3891 | 261137.7264 | -146.2987 | 2869.2436 | 3472.3119 | 1820615.3258 | 543662.4958 | 1311509.7965 | 311891.4451 | -174.7328 | 3426.8987 | 4147.177 | 2174463.0803
WeekDay | Friday | 2 | 13 | 448085.0247 | 1102368.8835 | 261340.9173 | -158.0671 | 3346.809 | 2846.6712 | 1817830.2386 | 535173.0974 | 1316621.0369 | 312134.1274 | -188.7884 | 3997.2818 | 3399.9391 | 2171136.6943
WeekDay | Friday | 2 | 14 | 454501.1084 | 1094673.3377 | 260014.9117 | -157.9954 | 3131.1343 | 3052.4974 | 1815214.9941 | 542836.1863 | 1307429.8146 | 310550.4045 | -188.7028 | 3739.6895 | 3645.7689 | 2168013.161
WeekDay | Friday | 2 | 15 | 488040.9084 | 1058587.8694 | 256314.6407 | -155.4138 | 3874.4417 | 3416.7151 | 1810079.1616 | 582894.6522 | 1264330.9142 | 306130.9632 | -185.6194 | 4627.4632 | 4080.7747 | 2161879.148
WeekDay | Friday | 2 | 16 | 530462.5877 | 994911.8531 | 249220.2023 | -138.9436 | 3782.0097 | 3721.3143 | 1781959.0235 | 633561.2449 | 1188279.0736 | 297657.6771 | -165.9481 | 4517.0665 | 4444.5745 | 2128293.6885
WeekDay | Friday | 2 | 17 | 565799.3458 | 912767.6735 | 245381.4423 | 69557.8605 | 3674.1724 | 4345.4172 | 1801525.9117 | 675765.9187 | 1090169.6689 | 293072.8306 | 83076.8573 | 4388.2703 | 5189.9757 | 2151663.5215
WeekDay | Friday | 2 | 18 | 638045.3065 | 875417.9485 | 239557.9957 | 69551.1503 | 1875.5995 | 4235.5249 | 1828683.5254 | 762053.325 | 1045560.7957 | 286117.5614 | 83068.8429 | 2240.1338 | 5058.7252 | 2184099.384
WeekDay | Friday | 2 | 19 | 703928.7226 | 864869.2498 | 236184.5165 | 69503.1513 | 1382.6288 | 4227.1263 | 1880095.3953 | 840741.5871 | 1032961.8928 | 282088.4259 | 83011.515 | 1651.3512 | 5048.6942 | 2245503.4662
WeekDay | Friday | 2 | 20 | 707310.7458 | 827111.6554 | 232124.1594 | 69332.9428 | 1055.2654 | 4023.4293 | 1840958.1982 | 844780.9272 | 987865.8784 | 277238.9135 | 82808.2255 | 1260.3627 | 4805.4074 | 2198759.7148
WeekDay | Friday | 2 | 21 | 724568.9735 | 792478.9267 | 224826.1069 | 69341.1465 | 1259.3861 | 3784.4816 | 1816259.0213 | 865393.3973 | 946502.0664 | 268522.4397 | 82818.0236 | 1504.1555 | 4520.0188 | 2169260.1013
WeekDay | Friday | 2 | 22 | 732702.1182 | 754464.072 | 221767.5961 | 69348.1855 | 1182.3594 | 3710.3132 | 1783174.6445 | 875107.2686 | 901098.7916 | 264869.4885 | 82826.4307 | 1412.1583 | 4431.4353 | 2129745.573
WeekDay | Friday | 2 | 23 | 699012.4791 | 730606.9157 | 218320.0669 | 69347.8125 | 1247.8321 | 3588.7101 | 1722123.8165 | 834869.8414 | 872604.8507 | 260751.9109 | 82825.9852 | 1490.3559 | 4286.198 | 2056829.1421
Saturday | Saturday | 2 | 0 | 648760.3458 | 698984.1209 | 214420.8716 | 69345.9997 | 1787.0188 | 3422.3931 | 1636720.7498 | 774850.8979 | 834835.9717 | 256094.883 | 82823.82 | 2134.3369 | 4087.5562 | 1954827.4657
Saturday | Saturday | 2 | 1 | 597334.4141 | 671934.5657 | 209166.8827 | 69352.6697 | 2160.5982 | 3362.183 | 1553311.3134 | 713430.0209 | 802529.1695 | 249819.7492 | 82831.7864 | 2580.5237 | 4015.6439 | 1855206.8937
Saturday | Saturday | 2 | 2 | 562893.5497 | 658888.2901 | 205148.5212 | 69362.6809 | 2276.1382 | 3283.9927 | 1501853.1728 | 672295.3634 | 786947.2703 | 245020.3945 | 82843.7433 | 2718.5196 | 3922.2568 | 1793747.5479
Saturday | Saturday | 2 | 3 | 503001.7611 | 637215.5892 | 203776.6875 | 69382.5846 | 2114.3822 | 3309.4253 | 1418800.4299 | 600763.2383 | 761062.3471 | 243381.9365 | 82867.5154 | 2525.3254 | 3952.6324 | 1694552.995
Saturday | Saturday | 2 | 4 | 483916.2601 | 635668.1265 | 202279.74 | 69535.6364 | 1840.9375 | 3285.6488 | 1396526.3493 | 577968.3532 | 759214.1255 | 241594.048 | 83050.3138 | 2198.735 | 3924.2348 | 1667949.8103
Saturday | Saturday | 2 | 5 | 473599.2976 | 645498.7516 | 203399.7892 | 69536.2893 | 2857.6896 | 3490.1738 | 1398381.9911 | 565646.2257 | 770955.3928 | 242931.7857 | 83051.0936 | 3413.0991 | 4168.5105 | 1670166.1074
Saturday | Saturday | 2 | 6 | 481605.2988 | 663001.8984 | 214107.0317 | -153.1121 | 3235.1203 | 3617.2182 | 1365413.4554 | 575208.2424 | 791860.3836 | 255720.0465 | -182.8703 | 3863.8858 | 4320.2468 | 1630789.9346
Saturday | Saturday | 2 | 7 | 510452.085 | 674236.8189 | 214398.0936 | -143.0581 | 2495.6642 | 3414.9408 | 1404854.5444 | 609661.5784 | 805278.8798 | 256067.678 | -170.8623 | 2980.7119 | 4078.6554 | 1677896.6412
Saturday | Saturday | 2 | 8 | 522809.8709 | 736240.544 | 216551.5756 | -116.9779 | 2172.1522 | 3232.5362 | 1480889.701 | 624421.1758 | 879333.4091 | 258639.7025 | -139.7133 | 2594.3233 | 3860.7994 | 1768709.6968
Saturday | Saturday | 2 | 9 | 523660.4572 | 811283.1038 | 218975.2805 | -116.4857 | 1933.3695 | 3072.2519 | 1558807.9773 | 625437.0787 | 968960.9506 | 261534.4693 | -139.1254 | 2309.1317 | 3669.363 | 1861771.8679
Saturday | Saturday | 2 | 10 | 517063.281 | 842903.5608 | 221343.6884 | -115.8367 | 1340.2641 | 3012.8699 | 1585547.8275 | 617557.7008 | 1006727.0374 | 264363.1918 | -138.3503 | 1600.7527 | 3598.4396 | 1893708.772
Saturday | Saturday | 2 | 11 | 522849.163 | 866698.4944 | 222315.1202 | -118.0742 | 1947.451 | 2470.9792 | 1616163.1337 | 624468.1045 | 1035146.6623 | 265523.4273 | -141.0226 | 2325.95 | 2951.2291 | 1930274.3507
Saturday | Saturday | 2 | 12 | 527730.7866 | 868915.6829 | 223848.1331 | -125.1916 | 2306.9489 | 2471.0975 | 1625147.4574 | 630298.5016 | 1037794.775 | 267354.3907 | -149.5233 | 2755.3186 | 2951.3704 | 1941004.8329
Saturday | Saturday | 2 | 13 | 523648.2182 | 859691.6574 | 223534.0933 | -126.7486 | 2761.4063 | 2680.4724 | 1612189.0989 | 625422.4609 | 1026778.0035 | 266979.3153 | -151.383 | 3298.1025 | 3201.4387 | 1925527.9379
Saturday | Saturday | 2 | 14 | 521221.3332 | 843193.5964 | 220881.9947 | -125.5679 | 2715.1903 | 2606.304 | 1590492.8507 | 622523.896 | 1007073.4432 | 263811.765 | -149.9728 | 3242.9041 | 3112.8552 | 1899614.8908
Saturday | Saturday | 2 | 15 | 529018.7053 | 833290.4588 | 217860.7705 | -130.7064 | 2615.0556 | 2944.8526 | 1585599.1363 | 631836.7351 | 995245.5701 | 260203.3474 | -156.11 | 3123.3077 | 3517.2028 | 1893770.0531
Saturday | Saturday | 2 | 16 | 539448.3039 | 819301.8655 | 215331.2373 | -132.3097 | 3423.8357 | 3326.5774 | 1580699.5101 | 644293.3902 | 978538.2078 | 257182.1839 | -158.0248 | 4089.2791 | 3973.1182 | 1887918.1544
Saturday | Saturday | 2 | 17 | 556075.7385 | 790305.8211 | 213684.416 | 69559.7249 | 3385.3223 | 4056.669 | 1637067.692 | 664152.4688 | 943906.6044 | 255215.2928 | 83079.0841 | 4043.2805 | 4845.1075 | 1955241.8381
Saturday | Saturday | 2 | 18 | 615128.3726 | 798675.9442 | 213294.0178 | 69552.864 | 2834.5816 | 4085.1772 | 1703570.9573 | 734682.3444 | 953903.5123 | 254749.0183 | 83070.8897 | 3385.4999 | 4879.1564 | 2034670.421
Saturday | Saturday | 2 | 19 | 627931.8172 | 788143.8793 | 211388.3848 | 69533.9729 | 2114.3822 | 4049.2167 | 1703161.6531 | 749974.217 | 941324.476 | 252473.0139 | 83048.327 | 2525.3254 | 4836.2068 | 2034181.566
Saturday | Saturday | 2 | 20 | 631516.5572 | 767872.1975 | 209337.2544 | 69498.5834 | 1675.3302 | 3849.4233 | 1683749.346 | 754255.6732 | 917112.8686 | 250023.2336 | 83006.0593 | 2000.9409 | 4597.5824 | 2010996.3579
Saturday | Saturday | 2 | 21 | 632669.9909 | 751926.8276 | 206707.9676 | 69498.7729 | 1625.2628 | 3713.1522 | 1666141.974 | 755633.2839 | 898068.4182 | 246882.9288 | 83006.2856 | 1941.1426 | 4434.8261 | 1989966.8852
Saturday | Saturday | 2 | 22 | 634503.855 | 722720.8233 | 204859.1441 | 69500.8436 | 1536.6821 | 3576.053 | 1636697.4011 | 757823.5706 | 863186.0479 | 244674.7752 | 83008.7588 | 1835.3457 | 4271.0808 | 1954799.579
Saturday | Saturday | 2 | 23 | 616966.2465 | 702211.3417 | 202947.1725 | 69501.5166 | 1979.5855 | 3446.2879 | 1597052.1507 | 736877.4204 | 838690.4227 | 242391.2001 | 83009.5626 | 2364.3301 | 4116.095 | 1907449.031
Sunday | Sunday | 2 | 0 | 579460.9207 | 675168.8572 | 199139.7476 | 69502.7964 | 2237.6249 | 3372.9475 | 1528882.8942 | 692082.7045 | 806392.0654 | 237843.7789 | 83011.0911 | 2672.521 | 4028.5005 | 1826030.6615
Sunday | Sunday | 2 | 1 | 545093.0606 | 647913.0634 | 196363.5853 | 69503.8873 | 2511.0696 | 3305.5217 | 1464690.1878 | 651035.24 | 773838.941 | 234528.0524 | 83012.394 | 2999.1113 | 3947.9701 | 1749361.7088
Sunday | Sunday | 2 | 2 | 516790.2551 | 624559.4586 | 195674.1673 | 69511.9134 | 2572.6909 | 3237.5044 | 1412345.9897 | 617231.6106 | 745946.4198 | 233704.6418 | 83021.9801 | 3072.7092 | 3866.7332 | 1686844.0948
Sunday | Sunday | 2 | 3 | 487563.5135 | 621833.5777 | 194446.58 | 69528.1553 | 2326.2056 | 3216.3303 | 1378914.3624 | 582324.4726 | 742690.7473 | 232238.4654 | 83041.3787 | 2778.3179 | 3841.4438 | 1646914.8257
Sunday | Sunday | 2 | 4 | 468310.8739 | 619052.4801 | 192934.3519 | 69529.5469 | 2303.0976 | 3197.2855 | 1355327.6359 | 559329.9645 | 739369.1264 | 230432.3265 | 83043.0408 | 2750.7187 | 3818.6975 | 1618743.8743
Sunday | Sunday | 2 | 5 | 458005.409 | 620664.9313 | 191241.849 | 69529.5228 | 2245.3275 | 3303.3924 | 1344990.432 | 547021.5692 | 741294.9673 | 228410.8752 | 83043.012 | 2681.7207 | 3945.427 | 1606397.5714
Sunday | Sunday | 2 | 6 | 458678.4175 | 623028.3417 | 189282.5759 | -158.3108 | 2861.5409 | 3263.8833 | 1276956.4484 | 547825.381 | 744117.7209 | 226070.8054 | -189.0795 | 3417.699 | 3898.239 | 1525140.7658
Sunday | Sunday | 2 | 7 | 487569.8209 | 616979.7539 | 188212.8938 | -144.599 | 2087.4229 | 2981.7594 | 1297687.0518 | 582332.0058 | 736893.5531 | 224793.2241 | -172.7028 | 2493.1263 | 3561.2826 | 1549900.4892
Sunday | Sunday | 2 | 8 | 517214.0032 | 646758.8353 | 189945.6149 | -121.3288 | 1602.1548 | 2447.6759 | 1357846.9553 | 617737.7168 | 772460.3816 | 226862.7101 | -144.9098 | 1913.5434 | 2923.3967 | 1621752.8388
Sunday | Sunday | 2 | 9 | 530590.0794 | 671958.4199 | 191678.1172 | -123.0466 | 1236.2781 | 2047.0245 | 1397386.8725 | 633713.5154 | 802557.66 | 228931.9349 | -146.9614 | 1476.5564 | 2444.8763 | 1668977.5815
Sunday | Sunday | 2 | 10 | 520950.4765 | 698755.7366 | 193660.2318 | -135.0467 | 985.9414 | 2051.283 | 1416268.6226 | 622200.3966 | 834563.1995 | 231299.2856 | -161.2938 | 1177.5652 | 2449.9624 | 1691529.1155
Sunday | Sunday | 2 | 11 | 521125.5611 | 718348.0321 | 195626.9346 | -140.5354 | 1432.6961 | 1663.9985 | 1438056.687 | 622409.51 | 857963.3778 | 233648.2292 | -167.8493 | 1711.1494 | 1987.4068 | 1717551.8239
Sunday | Sunday | 2 | 12 | 522548.9036 | 739667.135 | 197823.0751 | -144.885 | 1991.1395 | 1595.6263 | 1463480.9946 | 624109.4878 | 883425.9792 | 236271.203 | -173.0443 | 2378.1297 | 1905.7461 | 1747917.5015
Sunday | Sunday | 2 | 13 | 516310.9377 | 740108.4287 | 197662.6909 | -146.7695 | 2869.2436 | 1732.9621 | 1458537.4934 | 616659.135 | 883953.0409 | 236079.6471 | -175.295 | 3426.8987 | 2069.7739 | 1742013.2005
Sunday | Sunday | 2 | 14 | 505238.448 | 742713.7712 | 197532.1665 | -149.025 | 2892.3516 | 2078.135 | 1450305.8474 | 603434.639 | 887064.7478 | 235923.7546 | -177.9889 | 3454.4979 | 2482.0333 | 1732181.6836
Sunday | Sunday | 2 | 15 | 505119.2265 | 740564.3927 | 196991.8673 | -143.0695 | 3096.4723 | 2584.6567 | 1448213.5461 | 603292.2461 | 884497.6244 | 235278.4449 | -170.8759 | 3698.2907 | 3087.0006 | 1729682.7308
Sunday | Sunday | 2 | 16 | 512810.4238 | 736055.0614 | 195885.179 | -141.7234 | 2811.4736 | 3340.0626 | 1450760.477 | 612478.2748 | 879111.8768 | 233956.6649 | -169.2682 | 3357.9007 | 3989.2243 | 1732724.6733
Sunday | Sunday | 2 | 17 | 536741.5738 | 733849.4401 | 194357.2363 | 69548.4943 | 2953.9729 | 3766.3831 | 1541217.1006 | 641060.5905 | 876477.5795 | 232131.7572 | 83065.6707 | 3528.0957 | 4498.4028 | 1840762.0964
Sunday | Sunday | 2 | 18 | 598331.6116 | 753589.9446 | 195108.7049 | 69540.0328 | 1413.4395 | 3949.4975 | 1621933.2308 | 714621.0299 | 900054.7722 | 233029.2783 | 83055.5647 | 1688.1501 | 4717.1065 | 1937165.9017
Sunday | Sunday | 2 | 19 | 763685.8687 | 786077.7338 | 196251.3551 | 69516.4124 | 1875.5995 | 3892.5995 | 1821299.569 | 912112.901 | 938856.7624 | 234394.0095 | 83027.3535 | 2240.1338 | 4649.1501 | 2175280.3103
Sunday | Sunday | 2 | 20 | 805866.88 | 753691.042 | 196087.0074 | 69484.7738 | 1644.5195 | 3707.4742 | 1830481.697 | 962492.0506 | 900175.5185 | 234197.7199 | 82989.5657 | 1964.1419 | 4428.0446 | 2186247.0412
Sunday | Sunday | 2 | 21 | 852412.6633 | 732397.2131 | 195745.8482 | 69491.8919 | 1440.3988 | 3616.9817 | 1855104.9969 | 1018084.2923 | 874743.1033 | 233790.2543 | 82998.0673 | 1720.3491 | 4319.9642 | 2215656.0305
Sunday | Sunday | 2 | 22 | 845015.2118 | 713788.2726 | 194873.4256 | 69504.5931 | 1467.3581 | 3537.7267 | 1828186.588 | 1009249.1008 | 852517.4011 | 232748.271 | 83013.2371 | 1752.5482 | 4225.3056 | 2183505.8637
Sunday | Sunday | 2 | 23 | 784208.1032 | 695671.3997 | 195872.0312 | 69505.5273 | 1898.7075 | 3437.6526 | 1750593.4215 | 936623.7576 | 830879.4028 | 233940.9618 | 83014.3528 | 2267.733 | 4105.7815 | 2090831.9895
WeekDay | Monday | 2 | 0 | 719459.9468 | 677404.3243 | 195557.7731 | 69531.3082 | 2672.8256 | 3387.9704 | 1668014.1484 | 859291.4 | 809062.0093 | 233565.6257 | 83045.1444 | 3192.3056 | 4046.4433 | 1992202.9281
WeekDay | Monday | 2 | 1 | 665614.6126 | 665609.973 | 196321.8597 | 69533.5034 | 3192.7556 | 3348.1064 | 1603620.8107 | 794980.8948 | 794975.3535 | 234478.2171 | 83047.7663 | 3813.2873 | 3998.8314 | 1915294.3504
WeekDay | Monday | 2 | 2 | 625671.1285 | 646646.8216 | 197544.9885 | 69534.9901 | 2965.527 | 3307.5326 | 1545670.9883 | 747274.1496 | 772326.5973 | 235939.0686 | 83049.5419 | 3541.8953 | 3950.3718 | 1846081.6245
WeekDay | Monday | 2 | 3 | 612096.6313 | 636419.8247 | 192500.3629 | 69535.4823 | 2210.6655 | 3344.0845 | 1516107.0514 | 731061.3657 | 760111.9209 | 229913.9891 | 83050.1298 | 2640.322 | 3994.0278 | 1810771.7552
WeekDay | Monday | 2 | 4 | 596091.5964 | 638809.9338 | 202096.6196 | 69534.7048 | 2422.4889 | 3527.4354 | 1512482.779 | 711945.654 | 762966.5623 | 241375.3371 | 83049.2012 | 2893.3145 | 4213.0141 | 1806443.0833
WeekDay | Monday | 2 | 5 | 615373.3936 | 665209.983 | 200606.3705 | 69534.3687 | 3481.6057 | 3816.6568 | 1558022.3782 | 734974.9868 | 794497.623 | 239595.4489 | 83048.7997 | 4158.2771 | 4558.4474 | 1860833.5829
WeekDay | Monday | 2 | 6 | 633813.615 | 728070.6785 | 211495.3321 | -156.7732 | 4067.0084 | 4119.7181 | 1581409.5788 | 756999.1783 | 869575.6802 | 252600.747 | -187.2431 | 4857.4564 | 4920.4106 | 1888766.2294
WeekDay | Monday | 2 | 7 | 526920.4304 | 842959.1786 | 222141.412 | -148.4926 | 3265.931 | 4255.871 | 1599394.3304 | 629330.6477 | 1006793.4649 | 265315.9579 | -177.353 | 3900.6847 | 5083.0256 | 1910246.4277
WeekDay | Monday | 2 | 8 | 454809.3902 | 1005643.5152 | 236100.8383 | -142.5746 | 2137.4902 | 4064.9494 | 1702613.6088 | 543204.3846 | 1201096.5001 | 281988.4842 | -170.2848 | 2552.9245 | 4854.9973 | 2033527.0059
WeekDay | Monday | 2 | 9 | 444312.621 | 1075220.4939 | 241563.2525 | -154.3309 | 1752.3568 | 3268.1417 | 1765962.535 | 530667.5039 | 1284196.1912 | 288512.5521 | -184.3261 | 2092.9381 | 3903.3251 | 2109188.1844
WeekDay | Monday | 2 | 10 | 450027.4381 | 1126443.3293 | 246196.9316 | -167.5264 | 1968.0315 | 2998.3201 | 1827466.5242 | 537493.0308 | 1345374.4988 | 294046.8152 | -200.0862 | 2350.5305 | 3581.062 | 2182645.8511
WeekDay | Monday | 2 | 11 | 462925.7452 | 1173289.278 | 248413.9516 | -170.1321 | 2341.6109 | 2766.7065 | 1889567.1601 | 552898.203 | 1401325.2451 | 296694.7266 | -203.1983 | 2796.7173 | 3304.4329 | 2256816.1265
WeekDay | Monday | 2 | 12 | 474264.7021 | 1160314.1268 | 252797.4373 | -176.5852 | 2518.7722 | 2793.9134 | 1892512.3667 | 566440.9556 | 1385828.2937 | 301930.1697 | -210.9056 | 3008.3111 | 3336.9276 | 2260333.752
WeekDay | Monday | 2 | 13 | 474078.1713 | 1177131.5809 | 254088.296 | -172.4854 | 2530.3262 | 2683.3114 | 1910339.2005 | 566218.1714 | 1405914.3231 | 303471.9147 | -206.009 | 3022.1107 | 3204.8294 | 2281625.3403
WeekDay | Monday | 2 | 14 | 483298.6908 | 1177830.4233 | 253310.6515 | -165.5367 | 3108.0263 | 3296.5315 | 1920678.7867 | 577230.7555 | 1406748.9898 | 302543.1301 | -197.7098 | 3712.0903 | 3937.2327 | 2293974.4885
WeekDay | Monday | 2 | 15 | 523605.4126 | 1117337.7782 | 250126.2212 | -165.9553 | 4305.7911 | 2969.1023 | 1898178.35 | 625371.3358 | 1334499.2281 | 298739.7863 | -198.2097 | 5142.648 | 3546.1655 | 2267100.954
WeekDay | Monday | 2 | 16 | 576911.0835 | 1048857.6042 | 244544.3869 | -160.052 | 5072.2065 | 3390.4545 | 1878615.6836 | 689037.2908 | 1252709.5123 | 292073.0883 | -191.1591 | 6058.0209 | 4049.4102 | 2243736.1634
WeekDay | Monday | 2 | 17 | 634597.4169 | 947761.7184 | 236676.6381 | 69539.0819 | 4228.7644 | 3820.7969 | 1896624.4166 | 757935.3169 | 1131965.0211 | 282676.1942 | 83054.4289 | 5050.6507 | 4563.3923 | 2265245.0041
WeekDay | Monday | 2 | 18 | 708999.6176 | 902750.8599 | 230016.5366 | 69543.9847 | 2857.6896 | 4062.7019 | 1918231.3903 | 846798.0416 | 1078206.0262 | 274721.6612 | 83060.2846 | 3413.0991 | 4852.3129 | 2291051.4256
WeekDay | Monday | 2 | 19 | 822005.3178 | 884318.4597 | 225425.8969 | 69534.5247 | 1767.7622 | 4022.7195 | 2007074.6808 | 981767.0928 | 1056191.1759 | 269238.8025 | 83048.986 | 2111.3376 | 4804.5598 | 2397161.9545
WeekDay | Monday | 2 | 20 | 868980.2639 | 835642.7612 | 222344.031 | 69513.8997 | 1432.6961 | 3850.488 | 2001764.1399 | 1037871.9077 | 998055.0569 | 265557.957 | 83024.3525 | 1711.1494 | 4598.8539 | 2390819.2774
WeekDay | Monday | 2 | 21 | 901668.2721 | 795712.4163 | 216593.2263 | 69504.7123 | 1367.2235 | 3663.9432 | 1988509.7937 | 1076913.0307 | 950364.0045 | 258689.4483 | 83013.3794 | 1632.9517 | 4376.053 | 2374988.8677
WeekDay | Monday | 2 | 22 | 892605.2595 | 756557.0111 | 224954.9893 | 69505.9841 | 1509.7228 | 3464.7412 | 1948597.708 | 1066088.566 | 903598.5062 | 268676.3711 | 83014.8983 | 1803.1467 | 4138.135 | 2327319.6234
WeekDay | Monday | 2 | 23 | 823743.3945 | 726316.1598 | 224956.2505 | 69507.9971 | 1521.2768 | 3405.5958 | 1849450.6745 | 983842.9753 | 867480.16 | 268677.8774 | 83017.3027 | 1816.9463 | 4067.4942 | 2208902.7559
WeekDay | Tuesday | 2 | 0 | 744938.4733 | 712989.9005 | 222996.5715 | 69517.8315 | 2303.0976 | 3280.9171 | 1756026.7914 | 889721.8343 | 851563.8605 | 266337.3228 | 83029.0484 | 2750.7187 | 3918.5835 | 2097321.3681
WeekDay | Tuesday | 2 | 1 | 691210.4241 | 689993.7843 | 221018.5409 | 69526.4416 | 2703.6363 | 3223.9009 | 1677676.7281 | 825551.4092 | 824098.3081 | 263974.8498 | 83039.3319 | 3229.1045 | 3850.4858 | 2003743.4895
WeekDay | Tuesday | 2 | 2 | 651608.3215 | 673257.6342 | 220678.974 | 69531.4488 | 2880.7976 | 3155.4105 | 1621112.5866 | 778252.3952 | 804109.3845 | 263569.286 | 83045.3123 | 3440.6983 | 3768.6838 | 1936185.7602
WeekDay | Tuesday | 2 | 3 | 617234.1677 | 655610.32 | 218317.2085 | 69531.489 | 3030.9996 | 3209.8243 | 1566934.0091 | 737197.4138 | 783032.2066 | 260748.4969 | 83045.3603 | 3620.093 | 3833.6733 | 1871477.2439
WeekDay | Tuesday | 2 | 4 | 603253.4195 | 660488.0243 | 213405.18 | 69532.4647 | 2611.2042 | 3326.2226 | 1552616.5153 | 720499.4213 | 788857.9226 | 254881.7855 | 83046.5257 | 3118.7078 | 3972.6943 | 1854377.0573
WeekDay | Tuesday | 2 | 5 | 624176.8346 | 688140.6775 | 212685.2639 | 69531.42 | 3289.039 | 3551.3302 | 1601374.5652 | 745489.4305 | 821885.0386 | 254021.9494 | 83045.278 | 3928.2839 | 4241.553 | 1912611.5333
WeekDay | Tuesday | 2 | 6 | 640366.9457 | 753362.3576 | 219391.5967 | -159.1392 | 5037.5445 | 3870.834 | 1621870.1393 | 764826.189 | 899782.9523 | 262031.6991 | -190.0689 | 6016.6221 | 4623.1543 | 1937090.5479
WeekDay | Tuesday | 2 | 7 | 534090.4033 | 857736.8352 | 226582.1689 | -151.0602 | 4398.2231 | 3821.3884 | 1626477.9586 | 637894.1488 | 1024443.2496 | 270619.8031 | -180.4196 | 5253.0447 | 4564.0987 | 1942593.9252
WeekDay | Tuesday | 2 | 8 | 458661.0375 | 1009261.4755 | 236056.9623 | -144.2167 | 2703.6363 | 3454.0951 | 1709992.99 | 547804.6231 | 1205417.6331 | 281936.0807 | -172.246 | 3229.1045 | 4125.4196 | 2042340.6151
WeekDay | Tuesday | 2 | 9 | 444831.9036 | 1096318.2419 | 244646.3251 | -158.6102 | 2645.8663 | 3356.7416 | 1791640.4683 | 531287.7122 | 1309394.416 | 292194.8388 | -189.4371 | 3160.1066 | 4009.145 | 2139856.7815
WeekDay | Tuesday | 2 | 10 | 449465.0203 | 1146072.4228 | 248531.3251 | -164.7626 | 2749.8523 | 2878.0182 | 1849531.8762 | 536821.3036 | 1368818.6271 | 296834.9124 | -196.7852 | 3284.3029 | 3437.3787 | 2208999.7396
WeekDay | Tuesday | 2 | 11 | 448404.3821 | 1148483.7105 | 250628.8519 | -162.2868 | 3057.959 | 2753.3396 | 1853165.9563 | 535554.5238 | 1371698.5634 | 299340.1064 | -193.8282 | 3652.292 | 3288.4681 | 2213340.1255
WeekDay | Tuesday | 2 | 12 | 451703.9924 | 1153442.0297 | 254897.1626 | -162.0798 | 4097.8191 | 2817.0984 | 1866796.0224 | 539495.4336 | 1377620.5623 | 304437.9894 | -193.581 | 4894.2553 | 3364.6188 | 2229619.2785
WeekDay | Tuesday | 2 | 13 | 449525.9732 | 1166153.5755 | 254667.522 | -164.4766 | 4594.6411 | 2771.3198 | 1877548.555 | 536894.103 | 1392802.675 | 304163.7168 | -196.4437 | 5487.6378 | 3309.9428 | 2242461.6318
WeekDay | Tuesday | 2 | 14 | 456339.9634 | 1158854.8605 | 252563.4118 | -174.1127 | 4948.9638 | 2937.5186 | 1875470.6054 | 545032.434 | 1384085.41 | 301650.6599 | -207.9526 | 5910.8253 | 3508.4433 | 2239979.8199
WeekDay | Tuesday | 2 | 15 | 497159.8374 | 1105152.3413 | 246731.3112 | -153.8414 | 5041.3958 | 3203.5549 | 1857134.5992 | 593785.9009 | 1319945.4768 | 294685.0547 | -183.7414 | 6021.222 | 3826.1854 | 2218080.0984
WeekDay | Tuesday | 2 | 16 | 557842.2345 | 1041484.1554 | 242639.2472 | -115.9359 | 5503.5559 | 3493.4859 | 1850846.7431 | 666262.2941 | 1243902.9885 | 289797.673 | -138.4687 | 6573.2057 | 4172.4664 | 2210570.159
WeekDay | Tuesday | 2 | 17 | 598977.3881 | 955509.4503 | 238971.0663 | 69573.8613 | 5777.0006 | 4024.9671 | 1872833.7336 | 715392.317 | 1141218.5722 | 285416.5586 | 83095.968 | 6899.796 | 4807.2441 | 2236830.456
WeekDay | Tuesday | 2 | 18 | 670902.5098 | 915645.2889 | 231528.0483 | 69586.4547 | 3828.2257 | 4174.7234 | 1895665.2509 | 801296.5273 | 1093606.5665 | 276526.9445 | 83111.009 | 4572.2648 | 4986.1065 | 2264099.4186
WeekDay | Tuesday | 2 | 19 | 802828.0498 | 895937.4137 | 227511.5064 | 69411.3556 | 2254.1134 | 4059.7446 | 2002002.1834 | 958862.605 | 1070068.3448 | 271729.7631 | 82901.8782 | 2692.2142 | 4848.7809 | 2391103.5862
WeekDay | Tuesday | 2 | 20 | 851620.2874 | 845421.2651 | 223770.9312 | 68896.3745 | 2010.3962 | 3844.3368 | 1995563.5913 | 1017137.9133 | 1009734.0729 | 267262.1841 | 82286.8075 | 2401.129 | 4591.5073 | 2383413.6142
WeekDay | Tuesday | 2 | 21 | 886623.8599 | 797065.9863 | 219331.659 | 69123.2819 | 1860.1942 | 3683.9343 | 1977688.9155 | 1058944.6447 | 951980.6491 | 261960.1121 | 82557.8157 | 2221.7343 | 4399.9296 | 2362064.8856
WeekDay | Tuesday | 2 | 22 | 890361.7488 | 758135.2988 | 217013.0767 | 69377.945 | 1760.0595 | 3511.1113 | 1940159.2401 | 1063409.0153 | 905483.5438 | 259190.8991 | 82861.9741 | 2102.1379 | 4193.5173 | 2317241.0875
WeekDay | Tuesday | 2 | 23 | 823252.5638 | 726500.2406 | 217771.5715 | 69542.5314 | 1802.4242 | 3375.7865 | 1842245.118 | 983256.7486 | 867700.0181 | 260096.812 | 83058.5489 | 2152.7364 | 4031.8913 | 2200296.7553
WeekDay | Wednesday | 3 | 0 | 791922.4704 | 774131.5631 | 243237.0031 | 55799.4448 | 2228.0826 | 3415.8838 | 1870734.4478 | 945837.4594 | 924588.7802 | 290511.6064 | 66644.4091 | 2661.1242 | 4079.7818 | 2234323.1611
WeekDay | Wednesday | 3 | 1 | 737427.3916 | 750673.003 | 238203.3195 | 55789.9324 | 2808.7345 | 3398.3029 | 1788300.6838 | 880750.9278 | 896570.9051 | 284499.5955 | 66633.048 | 3354.6292 | 4058.7839 | 2135867.8895
WeekDay | Wednesday | 3 | 2 | 697143.4724 | 729972.4595 | 240561.682 | 55793.0304 | 2623.0609 | 3325.3298 | 1729419.035 | 832637.5819 | 871847.0839 | 287316.3202 | 66636.7481 | 3132.8689 | 3971.6281 | 2065542.2311
WeekDay | Wednesday | 3 | 3 | 663783.8302 | 722826.1344 | 241087.0836 | 55790.2786 | 3058.5498 | 3360.9734 | 1689906.85 | 792794.2886 | 863311.8267 | 287943.8369 | 66633.4614 | 3652.9977 | 4014.1992 | 2018350.6106
WeekDay | Wednesday | 3 | 4 | 647673.9842 | 731932.1896 | 241327.2969 | 55790.4574 | 3480.5351 | 3479.7051 | 1683684.1683 | 773553.3952 | 874187.6996 | 288230.7371 | 66633.675 | 4156.9985 | 4156.0071 | 2010918.5126
WeekDay | Wednesday | 3 | 5 | 667211.3632 | 758964.3085 | 246813.484 | 55790.5629 | 3595.3151 | 3616.8607 | 1735991.8944 | 796887.9837 | 906473.6767 | 294783.1984 | 66633.801 | 4294.0867 | 4319.8197 | 2073392.5661
WeekDay | Wednesday | 3 | 6 | 686744.4583 | 812629.1212 | 255460.3617 | 157.527 | 4206.3499 | 3880.4546 | 1763078.2727 | 820217.4557 | 970568.5748 | 305110.6497 | 188.1433 | 5023.8798 | 4634.6448 | 2105743.3481
WeekDay | Wednesday | 3 | 7 | 569376.2406 | 928877.1122 | 264419.3287 | 149.9168 | 3726.9746 | 4001.7151 | 1770551.288 | 680038.005 | 1109410.0759 | 315810.847 | 179.054 | 4451.3349 | 4779.4729 | 2114668.7897
WeekDay | Wednesday | 3 | 8 | 490332.5798 | 1120608.0483 | 273119.3457 | 155.7855 | 2970.7768 | 3258.6185 | 1890445.1548 | 585631.724 | 1338405.0953 | 326201.7656 | 186.0634 | 3548.1655 | 3891.951 | 2257864.7649
WeekDay | Wednesday | 3 | 9 | 469171.4845 | 1209930.8802 | 279508.8354 | 158.0338 | 2420.5079 | 3036.9299 | 1964226.6718 | 560357.84 | 1445088.3674 | 333833.0918 | 188.7487 | 2890.9485 | 3627.1758 | 2345986.1722
WeekDay | Wednesday | 3 | 10 | 470813.3227 | 1257119.7896 | 284279.3409 | 162.0714 | 2525.1603 | 3603.4943 | 2018503.1791 | 562318.7795 | 1501448.7307 | 339530.7743 | 193.5709 | 3015.9407 | 4303.8555 | 2410811.6516
WeekDay | Wednesday | 3 | 11 | 481388.5007 | 1286251.888 | 285595.9615 | 158.6569 | 2842.4933 | 3493.1919 | 2059730.6923 | 574949.3082 | 1536242.8311 | 341103.2882 | 189.4928 | 3394.9493 | 4172.1151 | 2460051.9848
WeekDay | Wednesday | 3 | 12 | 485742.2013 | 1292305.8937 | 291124.0608 | 165.2213 | 3115.9398 | 3972.2128 | 2076425.5297 | 580149.1773 | 1543473.47 | 347705.8075 | 197.333 | 3721.5418 | 4744.2367 | 2479991.5663
WeekDay | Wednesday | 3 | 13 | 481338.811 | 1308554.38 | 289344.8406 | 164.1936 | 3534.5493 | 4286.3821 | 2087223.1565 | 574889.9609 | 1562879.9492 | 345580.785 | 196.1056 | 4221.5106 | 5119.4667 | 2492887.778
WeekDay | Wednesday | 3 | 14 | 489445.1596 | 1300543.7805 | 292323.3622 | 164.7177 | 4435.91 | 4329.3711 | 2091242.3011 | 584571.8281 | 1553312.4406 | 349138.2004 | 196.7316 | 5298.0563 | 5170.811 | 2497688.068
WeekDay | Wednesday | 3 | 15 | 537493.9456 | 1252978.9404 | 286371.484 | 153.5513 | 4361.6405 | 4125.2634 | 2085484.8252 | 641959.1904 | 1496503.082 | 342029.5382 | 183.3949 | 5209.3521 | 4927.0337 | 2490811.5914
WeekDay | Wednesday | 3 | 16 | 594819.0708 | 1167288.6067 | 278287.2108 | 145.7342 | 4381.8958 | 4178.0063 | 2049100.5246 | 710425.8053 | 1394158.3064 | 332374.037 | 174.0585 | 5233.5442 | 4990.0275 | 2447355.7789
WeekDay | Wednesday | 3 | 17 | 643207.9984 | 1066889.2608 | 269635.3804 | 55778.5921 | 4372.7177 | 4262.6598 | 2044146.6091 | 768219.4177 | 1274245.732 | 322040.6702 | 66619.5035 | 5222.5821 | 5091.1339 | 2441439.0395
WeekDay | Wednesday | 3 | 18 | 728653.2349 | 1007045.3544 | 263623.5118 | 55795.671 | 2852.6209 | 4124.3001 | 2062094.6931 | 870271.4599 | 1202770.7953 | 314860.3581 | 66639.9019 | 3407.0453 | 4925.8831 | 2462875.4436
WeekDay | Wednesday | 3 | 19 | 849501.4812 | 986263.8692 | 258602.456 | 56101.1343 | 2035.6573 | 4053.2538 | 2156557.8517 | 1014607.3041 | 1177950.301 | 308863.4293 | 67004.7338 | 2431.2998 | 4841.0285 | 2575698.0965
WeekDay | Wednesday | 3 | 20 | 906660.145 | 932829.7329 | 252928.919 | 56129.9063 | 2224.7067 | 3849.1461 | 2154622.5561 | 1082875.1048 | 1114130.9125 | 302087.2057 | 67039.0979 | 2657.0921 | 4597.2512 | 2573386.6643
WeekDay | Wednesday | 3 | 21 | 954855.8993 | 896526.656 | 247526.0031 | 56125.5671 | 1883.7426 | 3655.5147 | 2160573.3829 | 1140437.9995 | 1070772.1101 | 295634.1999 | 67033.9153 | 2249.8595 | 4365.9864 | 2580494.0708
WeekDay | Wednesday | 3 | 22 | 956035.4389 | 838599.8144 | 246305.9753 | 55835.7133 | 1427.9984 | 3483.0768 | 2101688.0172 | 1141846.7899 | 1001586.8316 | 294177.0523 | 66687.7266 | 1705.5387 | 4160.0341 | 2510163.9731
WeekDay | Wednesday | 3 | 23 | 888547.6355 | 809782.4291 | 245854.0988 | 55828.5646 | 1765.5867 | 3395.6537 | 2005173.9684 | 1061242.318 | 967168.6107 | 293637.3507 | 66679.1885 | 2108.7393 | 4055.6198 | 2394891.827
WeekDay | Thursday | 3 | 0 | 810750.868 | 727339.1779 | 242843.7142 | 55801.6923 | 2454.2668 | 3363.743 | 1842553.4622 | 968325.2716 | 868702.0079 | 290041.8795 | 66647.0934 | 2931.2686 | 4017.5071 | 2200665.0281
WeekDay | Thursday | 3 | 1 | 752277.1867 | 710390.6121 | 239150.6506 | 55794.4999 | 3335.3722 | 3317.3823 | 1764265.7037 | 898486.8717 | 848459.3844 | 285631.0463 | 66638.5031 | 3983.6222 | 3962.1359 | 2107161.5636
WeekDay | Thursday | 3 | 2 | 708806.6755 | 695425.8904 | 237145.2557 | 55793.59 | 3136.1951 | 3281.6183 | 1703589.225 | 846567.6 | 830586.1773 | 283235.8905 | 66637.4164 | 3745.7338 | 3919.4209 | 2034692.2391
WeekDay | Thursday | 3 | 3 | 652818.2771 | 684807.2983 | 236727.4243 | 55794.2205 | 2984.2804 | 3337.2512 | 1636468.7517 | 779697.513 | 817903.7967 | 282736.8511 | 66638.1694 | 3564.2936 | 3985.8664 | 1954526.4902
WeekDay | Thursday | 3 | 4 | 635694.1977 | 692120.5901 | 237343.7563 | 55792.3892 | 2558.9191 | 3454.0562 | 1626963.9085 | 759245.2637 | 826638.4716 | 283472.9709 | 66635.9823 | 3056.2608 | 4125.3732 | 1943174.3224
WeekDay | Thursday | 3 | 5 | 652596.9162 | 710351.7854 | 242080.8836 | 55792.1049 | 2980.9045 | 3678.394 | 1667480.9886 | 779433.1293 | 848413.0115 | 289130.788 | 66635.6427 | 3560.2616 | 4393.3124 | 1991566.1455
WeekDay | Thursday | 3 | 6 | 669645.1623 | 758883.2274 | 252282.0563 | 169.211 | 3169.9539 | 3959.5689 | 1688109.1799 | 799794.8065 | 906376.837 | 301314.6213 | 202.0982 | 3786.0539 | 4729.1354 | 2016203.5523
WeekDay | Thursday | 3 | 7 | 554576.6018 | 880784.3356 | 261442.7443 | 163.5491 | 2727.7133 | 3935.4854 | 1703630.4295 | 662361.9657 | 1051970.1732 | 312255.7451 | 195.3358 | 3257.8611 | 4700.3711 | 2034741.4519
WeekDay | Thursday | 3 | 8 | 475368.9868 | 1055688.8429 | 271569.1498 | 160.5821 | 2883.0039 | 3608.6723 | 1809279.2377 | 567759.8649 | 1260868.4441 | 324350.2796 | 191.7922 | 3443.3334 | 4310.0399 | 2160923.754
WeekDay | Thursday | 3 | 9 | 457506.8123 | 1147918.4681 | 278021.7185 | 161.4673 | 2447.515 | 3024.7677 | 1889080.7489 | 546426.0672 | 1371023.4626 | 332056.9446 | 192.8494 | 2923.2046 | 3612.6499 | 2256235.1783
WeekDay | Thursday | 3 | 10 | 459693.3553 | 1200367.8674 | 282668.4306 | 165.935 | 2488.9751 | 2957.5747 | 1948342.1381 | 549037.5782 | 1433666.7243 | 337606.7738 | 198.1855 | 2972.7226 | 3532.3975 | 2327014.3819
WeekDay | Thursday | 3 | 11 | 475748.016 | 1224741.2402 | 284759.8732 | 175.2265 | 2835.7415 | 3323.4032 | 1991583.5007 | 568212.5608 | 1462777.2117 | 340104.701 | 209.2828 | 3386.8853 | 3969.3269 | 2378659.9685
WeekDay | Thursday | 3 | 12 | 482069.6604 | 1228833.0948 | 288156.7826 | 189.739 | 3220.5922 | 3239.4721 | 2005709.3412 | 575762.8555 | 1467664.3433 | 344161.8206 | 226.616 | 3846.534 | 3869.0834 | 2395531.2528
WeekDay | Thursday | 3 | 13 | 476709.7519 | 1242318.8592 | 287114.9461 | 189.2355 | 4570.9453 | 3349.5338 | 2014253.2717 | 569361.2159 | 1483771.1487 | 342917.4968 | 226.0145 | 5459.3365 | 4000.5362 | 2405735.7486
WeekDay | Thursday | 3 | 14 | 486514.9498 | 1228859.7012 | 284496.5979 | 189.4069 | 4861.2712 | 3412.9938 | 2008334.9207 | 581072.1141 | 1467696.1207 | 339790.2565 | 226.2193 | 5806.0891 | 4076.3301 | 2398667.1298
WeekDay | Thursday | 3 | 15 | 531047.1027 | 1186983.11 | 280373.7059 | 173.0392 | 4388.6476 | 3173.6038 | 2006139.2091 | 634259.364 | 1417680.5573 | 334866.0551 | 206.6704 | 5241.6082 | 3790.4131 | 2396044.6681
WeekDay | Thursday | 3 | 16 | 587903.5084 | 1125036.235 | 272621.7423 | 139.6453 | 4297.4988 | 3507.0399 | 1993505.6696 | 702166.1609 | 1343693.9271 | 325607.4499 | 166.7863 | 5132.744 | 4188.6546 | 2380955.7228
WeekDay | Thursday | 3 | 17 | 642146.661 | 1029354.2149 | 262024.1127 | 55946.1762 | 3922.7758 | 4088.4157 | 1997482.3563 | 766951.8029 | 1229415.5197 | 312950.106 | 66819.6587 | 4685.1913 | 4883.0243 | 2385705.3029
WeekDay | Thursday | 3 | 18 | 729415.2784 | 973454.9059 | 256019.9939 | 56147.7616 | 2383.3732 | 4202.9327 | 2021624.2457 | 871181.6113 | 1162651.8371 | 305779.0499 | 67060.4234 | 2846.5964 | 5019.7985 | 2414539.3166
WeekDay | Thursday | 3 | 19 | 817906.0652 | 944527.2499 | 252027.0878 | 56491.4302 | 1583.289 | 4111.0542 | 2076646.1762 | 976871.1252 | 1128101.9138 | 301010.098 | 67470.8861 | 1891.011 | 4910.0628 | 2480255.0968
WeekDay | Thursday | 3 | 20 | 874986.8116 | 900851.3062 | 247992.5632 | 56527.6228 | 1218.6937 | 3869.9783 | 2085446.9757 | 1045045.8648 | 1075937.2825 | 296191.4388 | 67514.113 | 1455.5543 | 4622.1323 | 2490766.3857
WeekDay | Thursday | 3 | 21 | 925107.1708 | 867771.2963 | 243263.2645 | 56143.3969 | 1080.2825 | 3655.1534 | 2097020.5644 | 1104907.4232 | 1036427.9698 | 290542.972 | 67055.2104 | 1290.242 | 4365.5549 | 2504589.3723
WeekDay | Thursday | 3 | 22 | 928514.076 | 833419.0044 | 238799.5081 | 55837.1951 | 1029.6442 | 3495.3594 | 2061094.7873 | 1108976.4813 | 995399.0994 | 285211.6571 | 66689.4965 | 1229.7619 | 4174.7039 | 2461681.2
WeekDay | Thursday | 3 | 23 | 865639.0153 | 782950.5315 | 239020.5779 | 55827.7948 | 1201.8143 | 3350.7379 | 1947990.4717 | 1033881.2669 | 935121.7692 | 285475.6931 | 66678.2692 | 1435.3942 | 4001.9744 | 2326594.367
WeekDay | Friday | 3 | 0 | 792231.9224 | 754800.5315 | 241154.894 | 55807.7185 | 2069.4161 | 3265.8436 | 1849330.3261 | 946207.0553 | 901500.644 | 288024.8266 | 66654.2908 | 2471.6199 | 3900.5803 | 2208759.017
WeekDay | Friday | 3 | 1 | 736293.0838 | 736517.7737 | 237791.7422 | 55786.7322 | 2623.0609 | 3240.5559 | 1772252.9487 | 879396.1604 | 879664.5201 | 284008.0256 | 66629.2258 | 3132.8689 | 3870.3778 | 2116701.1786
WeekDay | Friday | 3 | 2 | 696928.4158 | 718272.3513 | 233473.8215 | 55788.908 | 2329.3591 | 3209.1269 | 1710001.9826 | 832380.7277 | 857872.988 | 278850.8906 | 66631.8244 | 2782.0843 | 3832.8404 | 2042351.3555
WeekDay | Friday | 3 | 3 | 670867.0343 | 709872.16 | 236509.972 | 55789.311 | 2639.9403 | 3142.2952 | 1678820.7128 | 801254.1569 | 847840.168 | 282477.1356 | 66632.3058 | 3153.0289 | 3753.0196 | 2005109.8147
WeekDay | Friday | 3 | 4 | 654528.9569 | 711186.3514 | 236705.0714 | 55791.8066 | 3028.1668 | 3288.3617 | 1664528.7147 | 781740.6739 | 849409.7805 | 282710.1538 | 66635.2863 | 3616.7096 | 3927.4749 | 1988040.0791
WeekDay | Friday | 3 | 5 | 666595.5041 | 734903.5739 | 242406.7637 | 55791.5469 | 3078.8051 | 3560.3848 | 1706336.5785 | 796152.4286 | 877736.5907 | 289520.0049 | 66634.9763 | 3677.1897 | 4252.3675 | 2037973.5577
WeekDay | Friday | 3 | 6 | 680018.7775 | 780809.4783 | 251684.7392 | 218.8596 | 3277.9822 | 3829.518 | 1719839.3548 | 812184.5975 | 932564.5891 | 300601.2119 | 261.3964 | 3915.0781 | 4573.8083 | 2054100.6813
WeekDay | Friday | 3 | 7 | 570652.8378 | 891186.9352 | 259926.0597 | 192.0351 | 2710.8339 | 4014.961 | 1728683.6628 | 681562.7167 | 1064394.5818 | 310444.2836 | 229.3583 | 3237.7011 | 4795.2933 | 2064663.9347
WeekDay | Friday | 3 | 8 | 496663.2589 | 1069366.0532 | 268285.2586 | 127.6415 | 2055.9126 | 3708.7392 | 1840206.8641 | 593192.8094 | 1277203.9041 | 320428.144 | 152.4495 | 2455.4918 | 4429.5554 | 2197862.3542
WeekDay | Friday | 3 | 9 | 482131.7987 | 1157534.0746 | 274259.1248 | 137.1885 | 1944.5085 | 3609.3948 | 1919616.0899 | 575837.0707 | 1382507.9213 | 327563.0678 | 163.852 | 2322.4356 | 4310.9028 | 2292705.2502
WeekDay | Friday | 3 | 10 | 482102.106 | 1207916.4423 | 277544.44 | 161.9189 | 1657.5584 | 2900.1356 | 1972282.6011 | 575801.607 | 1442682.4111 | 331486.9041 | 193.3888 | 1979.7151 | 3463.7947 | 2355607.8208
WeekDay | Friday | 3 | 11 | 502628.4937 | 1241520.6233 | 280306.2714 | 165.4867 | 1931.0049 | 3296.1888 | 2029848.0688 | 600317.4242 | 1482817.7708 | 334785.5143 | 197.65 | 2306.3076 | 3936.8233 | 2424361.4902
WeekDay | Friday | 3 | 12 | 510031.9653 | 1236025.3438 | 285719.031 | 158.6429 | 2636.5644 | 3628.9024 | 2038200.4499 | 609159.8059 | 1476254.45 | 341250.277 | 189.4761 | 3148.9969 | 4334.2019 | 2434337.2077
WeekDay | Friday | 3 | 13 | 501251.4947 | 1237513.728 | 284805.6373 | 154.5543 | 3828.2511 | 3594.9447 | 2031148.61 | 598672.7969 | 1478032.1108 | 340159.3596 | 184.5928 | 4572.2951 | 4293.6442 | 2425914.7995
WeekDay | Friday | 3 | 14 | 509215.3503 | 1228259.348 | 281839.9551 | 170.9393 | 3301.6133 | 3645.8813 | 2026433.0873 | 608184.4767 | 1466979.0853 | 336617.2789 | 204.1623 | 3943.3022 | 4354.4807 | 2420282.7861
WeekDay | Friday | 3 | 15 | 544934.8502 | 1180627.2643 | 277439.7182 | 159.8717 | 3345.4998 | 3280.5345 | 2009787.7387 | 650846.2805 | 1410089.4139 | 331361.829 | 190.9437 | 3995.7182 | 3918.1265 | 2400402.3119
WeekDay | Friday | 3 | 16 | 592056.0381 | 1115744.143 | 271296.5534 | 151.4686 | 4020.6764 | 3645.8813 | 1986914.7608 | 707125.7602 | 1332595.8601 | 324024.7024 | 180.9075 | 4802.1195 | 4354.4807 | 2373083.8304
WeekDay | Friday | 3 | 17 | 639095.9701 | 1016612.5364 | 262406.9497 | 55765.6397 | 3561.5563 | 4007.3747 | 1981450.0268 | 763308.1914 | 1214197.4178 | 313407.3497 | 66604.0338 | 4253.7666 | 4786.2325 | 2366556.9918
WeekDay | Friday | 3 | 18 | 702915.1271 | 978033.7263 | 254787.3229 | 55762.6332 | 2501.5291 | 4129.2372 | 1998129.5759 | 839530.9931 | 1168120.5794 | 304306.8017 | 66600.4429 | 2987.7167 | 4931.7798 | 2386478.3136
WeekDay | Friday | 3 | 19 | 749936.3477 | 953687.4885 | 250564.0102 | 55779.0075 | 1731.8279 | 4108.405 | 2015807.0866 | 895691.0763 | 1139042.5009 | 299262.6623 | 66619.9996 | 2068.4192 | 4906.8987 | 2407591.557
WeekDay | Friday | 3 | 20 | 775049.8104 | 909533.1942 | 246179.1423 | 55814.9892 | 1471.8849 | 3860.3449 | 1991909.3658 | 925685.4945 | 1086306.5487 | 294025.5685 | 66662.9746 | 1757.9547 | 4610.6266 | 2379049.1676
WeekDay | Friday | 3 | 21 | 794016.6651 | 873074.5524 | 240097.7254 | 55821.7192 | 1485.3884 | 3690.1949 | 1968186.2454 | 948338.6738 | 1042761.9462 | 286762.1908 | 66671.0127 | 1774.0828 | 4407.4069 | 2350715.3132
WeekDay | Friday | 3 | 22 | 804021.3835 | 830891.7332 | 238276.4795 | 55810.3854 | 1171.4313 | 3554.7252 | 1933726.1382 | 960287.8705 | 992380.6375 | 284586.9747 | 66657.4761 | 1399.1062 | 4245.6079 | 2309557.6728
WeekDay | Friday | 3 | 23 | 787718.4205 | 808812.868 | 234998.4414 | 55817.4971 | 1390.8637 | 3459.1137 | 1892197.2044 | 940816.3267 | 966010.6094 | 280671.8297 | 66665.9699 | 1661.1866 | 4131.4137 | 2259957.336
Saturday | Saturday | 3 | 0 | 744834.7337 | 774269.6679 | 230329.8295 | 55812.8183 | 2450.8909 | 3373.9785 | 1811071.9188 | 889597.9323 | 924753.7265 | 275095.8445 | 66660.3819 | 2927.2366 | 4029.7319 | 2163064.8537
Saturday | Saturday | 3 | 1 | 700023.9561 | 745829.7656 | 227442.2701 | 55790.1953 | 2896.5074 | 3353.5075 | 1735336.2021 | 836077.9053 | 890786.3548 | 271647.0702 | 66633.362 | 3459.4614 | 4005.2823 | 2072609.4358
Saturday | Saturday | 3 | 2 | 667422.3906 | 729166.7314 | 224806.5122 | 55788.7671 | 2558.9191 | 3288.9638 | 1683032.2842 | 797140.0256 | 870884.7577 | 268499.0366 | 66631.6561 | 3056.2608 | 3928.194 | 2010139.9308
Saturday | Saturday | 3 | 3 | 651762.7374 | 719478.0103 | 226827.8311 | 55790.3989 | 2120.0544 | 3305.0997 | 1659284.1317 | 778436.8227 | 859312.9742 | 270913.2112 | 66633.6051 | 2532.1 | 3947.4661 | 1981776.1792
Saturday | Saturday | 3 | 4 | 629925.8269 | 714101.2304 | 225258.6065 | 55791.1777 | 1613.672 | 3248.0218 | 1629938.5353 | 752355.7747 | 852891.1842 | 269038.9982 | 66634.5353 | 1927.299 | 3879.2947 | 1946727.0862
Saturday | Saturday | 3 | 5 | 620162.1273 | 727180.1058 | 225642.3378 | 55791.2024 | 1937.7567 | 3372.2927 | 1634085.8227 | 740694.4403 | 868512.0191 | 269497.31 | 66634.5648 | 2314.3716 | 4027.7184 | 1951680.4242
Saturday | Saturday | 3 | 6 | 624786.4157 | 748259.5098 | 224582.6569 | 152.8161 | 3085.5569 | 3377.2298 | 1604244.1851 | 746217.4874 | 893688.3347 | 268231.6736 | 182.5169 | 3685.2537 | 4033.6151 | 1916038.8814
Saturday | Saturday | 3 | 7 | 637890.1047 | 764744.469 | 221215.4929 | 142.6354 | 3264.4786 | 3339.0574 | 1630596.238 | 761867.9587 | 913377.2468 | 264210.0806 | 170.3574 | 3898.9501 | 3988.0237 | 1947512.6174
Saturday | Saturday | 3 | 8 | 633282.9546 | 831639.4795 | 222899.4101 | 112.0313 | 2025.5297 | 2902.7848 | 1692862.1899 | 756365.3807 | 993273.7129 | 266221.2776 | 133.8052 | 2419.2038 | 3466.9588 | 2021880.339
Saturday | Saturday | 3 | 9 | 618118.3892 | 897504.6199 | 223427.4154 | 110.5725 | 1603.5443 | 2639.5521 | 1743404.0933 | 738253.4891 | 1071940.1472 | 266851.9038 | 132.063 | 1915.203 | 3152.5652 | 2082245.3712
Saturday | Saturday | 3 | 10 | 609635.0533 | 928950.808 | 225985.7767 | 116.0259 | 1336.8496 | 2998.8779 | 1769023.3915 | 728121.3649 | 1109498.0949 | 269907.4984 | 138.5763 | 1596.6745 | 3581.7283 | 2112843.9372
Saturday | Saturday | 3 | 11 | 585890.7013 | 934283.7302 | 224968.1233 | 126.6542 | 1201.8143 | 2479.6376 | 1748950.6608 | 699762.1524 | 1115867.5032 | 268692.0578 | 151.2702 | 1435.3942 | 2961.5704 | 2088869.9482
Saturday | Saturday | 3 | 12 | 581176.027 | 933157.4838 | 226402.3844 | 117.1476 | 1718.3243 | 2679.4103 | 1745250.7773 | 694131.1522 | 1114522.3639 | 270405.0763 | 139.916 | 2052.2912 | 3200.1701 | 2084450.9696
Saturday | Saturday | 3 | 13 | 565033.9994 | 915333.1534 | 224134.7713 | 112.0494 | 2592.678 | 2857.7486 | 1710064.4 | 674851.8226 | 1093233.7655 | 267696.7387 | 133.8269 | 3096.5808 | 3413.1696 | 2042425.9041
Saturday | Saturday | 3 | 14 | 558238.438 | 894465.8851 | 221464.2025 | 109.2077 | 2552.1674 | 2923.2557 | 1679753.1564 | 666735.5021 | 1068310.8157 | 264507.1285 | 130.4329 | 3048.1968 | 3491.4084 | 2006223.4844
Saturday | Saturday | 3 | 15 | 569711.8814 | 883457.9457 | 217545.7353 | 114.9051 | 2656.8197 | 3449.3599 | 1676936.6471 | 680438.8797 | 1055163.4157 | 259827.0832 | 137.2376 | 3173.189 | 4119.7641 | 2002859.5692
Saturday | Saturday | 3 | 16 | 585749.2305 | 878999.0981 | 213774.9469 | 120.8357 | 2720.9615 | 3637.0908 | 1685002.1635 | 699593.1858 | 1049837.9638 | 255323.4189 | 144.3208 | 3249.7971 | 4343.9817 | 2012492.6682
Saturday | Saturday | 3 | 17 | 609879.9371 | 852563.6622 | 209334.5989 | 55922.2972 | 2383.3732 | 3829.9997 | 1733913.8684 | 728413.8433 | 1018264.6388 | 250020.0621 | 66791.1386 | 2846.5964 | 4574.3836 | 2070910.6629
Saturday | Saturday | 3 | 18 | 641692.1463 | 859440.6081 | 210423.9311 | 55950.306 | 1613.672 | 4007.9768 | 1773128.6402 | 766408.9505 | 1026478.1612 | 251321.1126 | 66824.5912 | 1927.299 | 4786.9516 | 2117747.0662
Saturday | Saturday | 3 | 19 | 630500.3975 | 848445.312 | 214500.0298 | 55977.0366 | 1417.8708 | 3966.794 | 1754807.4406 | 753042.0166 | 1013345.862 | 256189.4261 | 66856.517 | 1693.4426 | 4737.7647 | 2095865.0291
Saturday | Saturday | 3 | 20 | 621681.5876 | 840424.0428 | 209994.4304 | 56004.3985 | 1407.7431 | 3773.283 | 1733285.4854 | 742509.217 | 1003765.6099 | 250808.1358 | 66889.1968 | 1681.3466 | 4506.6437 | 2070160.1499
Saturday | Saturday | 3 | 21 | 613393.5213 | 814393.4049 | 208815.1835 | 56004.4142 | 1137.6725 | 3665.1481 | 1697409.3444 | 732610.3141 | 972675.7578 | 249399.695 | 66889.2155 | 1358.7861 | 4377.4921 | 2027311.2608
Saturday | Saturday | 3 | 22 | 608389.6449 | 791928.7816 | 208951.0205 | 56004.2197 | 972.2542 | 3496.0819 | 1669742.0028 | 726633.9037 | 945844.9972 | 249561.9329 | 66888.9832 | 1161.2178 | 4175.5668 | 1994266.6017
Saturday | Saturday | 3 | 23 | 575141.2239 | 770516.0938 | 207153.7132 | 55957.5611 | 1080.2825 | 3386.1407 | 1613235.0151 | 686923.4481 | 920270.6222 | 247415.3078 | 66833.2562 | 1290.242 | 4044.2579 | 1926777.1344
Sunday | Sunday | 3 | 0 | 535874.6388 | 741946.7865 | 205627.0365 | 55826.6723 | 1819.6008 | 3300.8851 | 1544395.6201 | 640025.1614 | 886148.6949 | 245591.9122 | 66676.9285 | 2173.2514 | 3942.4323 | 1844558.3807
Sunday | Sunday | 3 | 1 | 500031.3129 | 706573.7883 | 204348.84 | 55815.1128 | 2899.8833 | 3216.9541 | 1472885.8913 | 597215.4653 | 843900.7375 | 244065.2903 | 66663.1223 | 3463.4934 | 3842.1888 | 1759150.2976
Sunday | Sunday | 3 | 2 | 475575.5723 | 680402.5454 | 204754.063 | 55810.8354 | 2704.0821 | 3182.6351 | 1422429.7333 | 568006.6015 | 812642.953 | 244549.2709 | 66658.0136 | 3229.637 | 3801.1997 | 1698887.6758
Sunday | Sunday | 3 | 3 | 475343.6814 | 695147.5182 | 203642.8794 | 55811.6439 | 2302.352 | 3212.7395 | 1435460.8144 | 567729.6412 | 830253.7018 | 243222.122 | 66658.9792 | 2749.8283 | 3837.1551 | 1714451.4275
Sunday | Sunday | 3 | 4 | 460196.1141 | 695635.6446 | 201434.709 | 55810.5758 | 3156.4504 | 3173.8446 | 1419407.3385 | 549638.0513 | 830836.6985 | 240584.7801 | 66657.7035 | 3769.9259 | 3790.7008 | 1695277.8601
Sunday | Sunday | 3 | 5 | 454319.264 | 695634.2149 | 201448.5032 | 55810.6376 | 3200.3369 | 3260.9065 | 1413673.863 | 542618.9993 | 830834.9909 | 240601.2553 | 66657.7773 | 3822.342 | 3894.6836 | 1688430.0484
Sunday | Sunday | 3 | 6 | 463468.1582 | 699200.6884 | 199500.7162 | 179.0547 | 3764.1093 | 3233.5717 | 1369346.2984 | 553546.0372 | 835094.6304 | 238274.9039 | 213.8551 | 4495.687 | 3862.0362 | 1635487.1498
Sunday | Sunday | 3 | 7 | 499780.2723 | 694231.9932 | 202812.4169 | 157.0119 | 3093.2581 | 2909.2873 | 1402984.2396 | 596915.6335 | 829160.2388 | 242230.2539 | 187.5281 | 3694.4518 | 3474.7251 | 1675662.8312
Sunday | Sunday | 3 | 8 | 542994.8067 | 717760.9154 | 204974.2543 | 130.0901 | 1637.3031 | 2437.7323 | 1469935.102 | 648529.1776 | 857262.1514 | 244812.2578 | 155.3739 | 1955.5231 | 2911.5205 | 1755626.0043
Sunday | Sunday | 3 | 9 | 574101.6287 | 747439.8823 | 207260.6421 | 107.641 | 1603.5443 | 2125.008 | 1532638.3464 | 685681.8012 | 892709.4076 | 247543.0191 | 128.5617 | 1915.203 | 2538.0163 | 1830516.0088
Sunday | Sunday | 3 | 10 | 588725.7357 | 772040.383 | 209193.0518 | 105.2394 | 1519.1472 | 2010.8522 | 1573594.4094 | 703148.1931 | 922091.1665 | 249851.0044 | 125.6933 | 1814.4028 | 2401.6736 | 1879432.1338
Sunday | Sunday | 3 | 11 | 568296.897 | 777354.1931 | 210632.5498 | 103.6636 | 1782.4661 | 2001.8209 | 1560171.5905 | 678748.8843 | 928437.7481 | 251570.2777 | 123.8113 | 2128.8993 | 2390.887 | 1863400.5077
Sunday | Sunday | 3 | 12 | 564381.1835 | 799135.6813 | 212149.0446 | 105.4636 | 1978.2673 | 1748.2216 | 1579497.8619 | 674072.1279 | 954452.6021 | 253381.5126 | 125.9611 | 2362.7557 | 2087.9992 | 1886482.9585
Sunday | Sunday | 3 | 13 | 558633.0333 | 797510.3388 | 211448.794 | 103.6884 | 2828.9898 | 1857.1994 | 1572382.0437 | 667206.7895 | 952511.3643 | 252545.164 | 123.8408 | 3378.8213 | 2218.1575 | 1877984.1374
Sunday | Sunday | 3 | 14 | 548131.9777 | 799490.0209 | 212842.5238 | 106.9223 | 3085.5569 | 2138.1335 | 1565795.1351 | 654664.7893 | 954875.8098 | 254209.7737 | 127.7033 | 3685.2537 | 2553.6929 | 1870117.0227
Sunday | Sunday | 3 | 15 | 548575.7772 | 798875.6622 | 211652.4388 | 105.1735 | 2872.8762 | 2805.367 | 1564887.295 | 655194.844 | 954142.0467 | 252788.3884 | 125.6146 | 3431.2374 | 3350.6073 | 1869032.7383
Sunday | Sunday | 3 | 16 | 555099.0628 | 795236.8089 | 210083.0885 | 111.0406 | 2521.7844 | 3444.6636 | 1566496.449 | 662985.9702 | 949795.96 | 250914.0252 | 132.6221 | 3011.9087 | 4114.1551 | 1870954.6412
Sunday | Sunday | 3 | 17 | 580678.8794 | 797529.0398 | 208190.3105 | 55746.9331 | 2531.9121 | 3770.8747 | 1648447.9496 | 693537.381 | 952533.7 | 248653.3742 | 66581.6914 | 3024.0047 | 4503.7673 | 1968833.9186
Sunday | Sunday | 3 | 18 | 606953.9887 | 825637.1955 | 207781.1676 | 55790.3511 | 1482.0125 | 3898.6377 | 1701543.3531 | 724919.2189 | 986104.8481 | 248164.7119 | 66633.548 | 1770.0508 | 4656.3618 | 2032248.7395
Sunday | Sunday | 3 | 19 | 838519.6285 | 869072.2885 | 210805.0554 | 55810.2354 | 1741.9555 | 3911.4019 | 1979860.5652 | 1001491.061 | 1037981.8178 | 251776.3107 | 66657.297 | 2080.5152 | 4671.6069 | 2364658.6087
Sunday | Sunday | 3 | 20 | 908106.7122 | 852220.3717 | 210472.9968 | 55827.8888 | 1768.9626 | 3707.4146 | 2032104.3467 | 1084602.8212 | 1017854.6277 | 251379.7146 | 66678.3814 | 2112.7713 | 4427.9734 | 2427056.2896
Sunday | Sunday | 3 | 21 | 948787.6562 | 829514.3975 | 210452.0428 | 55831.2637 | 1269.3319 | 3594.3426 | 2049449.0347 | 1133190.3562 | 990735.6081 | 251354.6881 | 66682.4122 | 1516.0344 | 4292.9251 | 2447772.024
Sunday | Sunday | 3 | 22 | 943833.378 | 804756.9712 | 209761.7733 | 55822.5953 | 1309.8425 | 3563.7565 | 2019048.3167 | 1127273.1835 | 961166.4241 | 250530.2605 | 66672.059 | 1564.4184 | 4256.3945 | 2411462.7401
Sunday | Sunday | 3 | 23 | 886222.7521 | 782571.7337 | 210364.8092 | 55820.6124 | 1694.6932 | 3505.5949 | 1940180.1954 | 1058465.5793 | 934669.3497 | 251250.5 | 66669.6907 | 2024.0672 | 4186.9287 | 2317266.1156
WeekDay | Monday | 3 | 0 | 805935.4227 | 762593.7803 | 207586.5901 | 55796.6171 | 2153.8132 | 3470.5534 | 1837536.7767 | 962573.9149 | 910808.5585 | 247932.317 | 66641.0319 | 2572.42 | 4145.0767 | 2194673.319
WeekDay | Monday | 3 | 1 | 749728.1967 | 748498.975 | 208352.9262 | 55790.6387 | 3102.4363 | 3504.9928 | 1768978.1657 | 895442.4699 | 893974.3414 | 248847.5952 | 66633.8915 | 3705.4138 | 4186.2096 | 2112789.9214
WeekDay | Monday | 3 | 2 | 704573.9472 | 728923.7987 | 210055.5151 | 55790.4607 | 2700.7062 | 3442.3757 | 1705486.8036 | 841512.2151 | 870594.6095 | 250881.0927 | 66633.6789 | 3225.605 | 4111.4225 | 2036958.6237
WeekDay | Monday | 3 | 3 | 380138.7401 | 692214.356 | 209920.6566 | 55791.8997 | 2528.5362 | 3430.0931 | 1344024.2817 | 454021.0357 | 826750.4615 | 250720.0237 | 66635.3976 | 3019.9727 | 4096.7527 | 1605243.6439
WeekDay | Monday | 3 | 4 | 391902.3217 | 696091.9224 | 216348.1341 | 55789.4948 | 2167.3167 | 3577.1229 | 1365876.3126 | 468070.9415 | 831381.6567 | 258396.7209 | 66632.5253 | 2588.548 | 4272.3586 | 1631342.751
WeekDay | Monday | 3 | 5 | 454627.4519 | 729840.6615 | 224844.232 | 55791.9244 | 2677.075 | 3820.9684 | 1471602.3132 | 542987.0854 | 871689.6703 | 268544.0874 | 66635.4271 | 3197.381 | 4563.597 | 1757617.2482
WeekDay | Monday | 3 | 6 | 540383.2212 | 791008.6137 | 236875.5896 | 160.9233 | 3180.0816 | 4051.4475 | 1575659.8768 | 645410.0144 | 944745.9891 | 282913.8132 | 192.1998 | 3798.1499 | 4838.8712 | 1881899.0375
WeekDay | Monday | 3 | 7 | 482516.884 | 889928.6198 | 252672.9973 | 147.8572 | 3632.4499 | 4038.9241 | 1632937.7322 | 576296.9997 | 1062891.7051 | 301781.5439 | 176.5941 | 4338.4388 | 4823.9137 | 1950309.1954
WeekDay | Monday | 3 | 8 | 424634.8971 | 1030185.639 | 266328.7147 | 137.1836 | 2947.1457 | 3940.4225 | 1728174.0026 | 507165.2936 | 1230408.5362 | 318091.3338 | 163.8461 | 3519.9415 | 4706.2678 | 2064055.219
WeekDay | Monday | 3 | 9 | 420829.0315 | 1099952.9608 | 279071.6912 | 156.1844 | 2113.3026 | 3529.6784 | 1805652.8489 | 502619.7347 | 1313735.5648 | 333310.9859 | 186.5398 | 2524.0359 | 4215.693 | 2156592.5542
WeekDay | Monday | 3 | 10 | 426541.465 | 1139087.5892 | 285440.613 | 165.5518 | 1866.8632 | 3358.9263 | 1856461.0085 | 509442.4147 | 1360476.2482 | 340917.7468 | 197.7278 | 2229.6995 | 4011.7543 | 2217275.5913
WeekDay | Monday | 3 | 11 | 444087.2215 | 1173599.5222 | 288079.9938 | 150.6156 | 2596.0539 | 3020.6735 | 1911534.0805 | 530398.2966 | 1401695.7871 | 344070.1074 | 179.8887 | 3100.6128 | 3607.7599 | 2283052.4526
WeekDay | Monday | 3 | 12 | 447408.7084 | 1167190.4324 | 294167.2841 | 146.5237 | 2599.4297 | 2716.258 | 1914228.6364 | 534365.3349 | 1394041.0514 | 351340.5 | 175.0015 | 3104.6448 | 3244.1794 | 2286270.712
WeekDay | Monday | 3 | 13 | 430523.0894 | 1187899.4773 | 295641.4892 | 160.5302 | 3497.4145 | 2697.7137 | 1920419.7143 | 514197.8922 | 1418775.0262 | 353101.2258 | 191.7302 | 4177.1585 | 3222.0309 | 2293665.0639
WeekDay | Monday | 3 | 14 | 436099.6539 | 1174335.4535 | 292268.9723 | 161.0989 | 3578.4357 | 2926.8683 | 1909370.4827 | 520858.2963 | 1402574.7512 | 349073.2396 | 192.4094 | 4273.9267 | 3495.7231 | 2280468.3463
WeekDay | Monday | 3 | 15 | 481185.0725 | 1140871.3405 | 289132.3088 | 157.8212 | 3311.741 | 3199.8548 | 1917858.1388 | 574706.3425 | 1362606.6826 | 345326.9463 | 188.4947 | 3955.3982 | 3821.7662 | 2290605.6304
WeekDay | Monday | 3 | 16 | 535088.5236 | 1072180.6254 | 282156.9088 | 262.262 | 3210.4645 | 4058.0705 | 1896956.8548 | 639086.2598 | 1280565.5057 | 336995.8346 | 313.2342 | 3834.438 | 4846.7813 | 2265642.0537
WeekDay | Monday | 3 | 17 | 587967.1034 | 993044.2673 | 276911.1677 | 56121.7315 | 3804.6199 | 3963.1815 | 1921812.0713 | 702242.116 | 1186048.5111 | 330730.5514 | 67029.3343 | 4544.0711 | 4733.4501 | 2295328.034
WeekDay | Monday | 3 | 18 | 666754.2212 | 953738.4003 | 268965.4609 | 56134.9386 | 2889.7557 | 3981.6053 | 1952464.3821 | 796341.9934 | 1139103.3077 | 321240.5479 | 67045.1082 | 3451.3974 | 4755.4547 | 2331937.8093
WeekDay | Monday | 3 | 19 | 895912.0132 | 984906.9041 | 266036.9023 | 55889.4745 | 1755.459 | 3972.2128 | 2208472.9659 | 1070038.0077 | 1176329.6015 | 317742.8058 | 66751.9366 | 2096.6433 | 4744.2367 | 2637703.2315
WeekDay | Monday | 3 | 20 | 981185.964 | 937629.7204 | 261155.5754 | 55802.2065 | 1846.6079 | 3880.3342 | 2241500.4084 | 1171885.4738 | 1119863.8071 | 311912.7631 | 66647.7076 | 2205.5074 | 4634.5009 | 2677149.76
WeekDay | Monday | 3 | 21 | 1031384.3426 | 894458.0652 | 255825.9568 | 55807.7926 | 1461.7572 | 3672.1323 | 2242610.0468 | 1231840.2152 | 1068301.4759 | 305547.3005 | 66654.3794 | 1745.8587 | 4385.8337 | 2678475.0635
WeekDay | Monday | 3 | 22 | 1035003.2726 | 843332.6375 | 254224.1222 | 55812.4227 | 1441.5019 | 3582.3008 | 2193396.2578 | 1236162.5063 | 1007239.5078 | 303634.1395 | 66659.9094 | 1721.6667 | 4278.543 | 2619696.2727
WeekDay | Monday | 3 | 23 | 947369.2862 | 809052.2403 | 254564.4004 | 55801.9469 | 1556.282 | 3446.7107 | 2071790.8666 | 1131496.3173 | 966296.5052 | 304040.5529 | 66647.3976 | 1858.7549 | 4116.6001 | 2474456.1279
WeekDay | Tuesday | 3 | 0 | 862323.5709 | 793512.6387 | 255459.4827 | 55794.5221 | 2103.175 | 3414.0776 | 1972607.4669 | 1029921.4456 | 947736.6867 | 305109.5999 | 66638.5297 | 2511.9399 | 4077.6245 | 2355995.8262
WeekDay | Tuesday | 3 | 1 | 794208.2581 | 767721.7096 | 251143.0606 | 55797.0762 | 2427.2597 | 3355.073 | 1874652.4371 | 948567.504 | 916933.1323 | 299954.2546 | 66641.5801 | 2899.0125 | 4007.152 | 2239002.6356
WeekDay | Tuesday | 3 | 2 | 749603.1785 | 748661.8903 | 251700.5246 | 55795.0414 | 2400.2526 | 3279.2099 | 1811440.0974 | 895293.1536 | 894168.9203 | 300620.0653 | 66639.1498 | 2866.7565 | 3916.5445 | 2163504.59
WeekDay | Tuesday | 3 | 3 | 415297.0343 | 713592.3173 | 250326.9744 | 55795.8754 | 1920.8773 | 3323.644 | 1440256.7226 | 496012.5599 | 852283.3606 | 298979.5571 | 66640.146 | 2294.2116 | 3969.6146 | 1720179.4498
WeekDay | Tuesday | 3 | 4 | 423264.2068 | 719431.947 | 252533.6334 | 55793.8974 | 2396.8768 | 3450.0824 | 1456870.6438 | 505528.2012 | 859257.9583 | 301615.0939 | 66637.7836 | 2862.7245 | 4120.6271 | 1740022.3885
WeekDay | Tuesday | 3 | 5 | 482683.9935 | 753913.7018 | 255420.8733 | 55795.2746 | 3126.0674 | 3628.782 | 1554568.6926 | 576496.588 | 900441.4535 | 305063.4866 | 66639.4284 | 3733.6378 | 4334.058 | 1856708.6523
WeekDay | Tuesday | 3 | 6 | 571092.097 | 816427.8601 | 260086.4618 | 158.5877 | 4381.8958 | 3911.8836 | 1656058.786 | 682087.3486 | 975105.6219 | 310635.8608 | 189.4102 | 5233.5442 | 4672.1822 | 1977923.9677
WeekDay | Tuesday | 3 | 7 | 501690.1875 | 912587.5598 | 270599.5819 | 142.8521 | 4240.1088 | 4013.0343 | 1693273.3244 | 599196.7524 | 1089954.549 | 323192.2702 | 170.6163 | 5064.1999 | 4792.9921 | 2022371.3799
WeekDay | Tuesday | 3 | 8 | 435023.5359 | 1046953.9507 | 279763.547 | 123.0057 | 2339.4868 | 4154.2841 | 1768357.8101 | 519573.0281 | 1250435.8721 | 334137.3081 | 146.9126 | 2794.1804 | 4961.6946 | 2112048.9959
WeekDay | Tuesday | 3 | 9 | 422945.1275 | 1119415.9669 | 284791.3487 | 126.5273 | 1728.452 | 3786.8902 | 1832794.3126 | 505147.107 | 1336981.3255 | 340142.294 | 151.1186 | 2064.3872 | 4522.8955 | 2189009.1279
WeekDay | Tuesday | 3 | 10 | 430229.8626 | 1167988.9078 | 289842.8177 | 131.8694 | 1726.0256 | 3159.3945 | 1893078.8776 | 513847.675 | 1394994.7154 | 346175.5469 | 157.4991 | 2061.4892 | 3773.4422 | 2261010.3678
WeekDay | Tuesday | 3 | 11 | 450220.1611 | 1200805.8398 | 291556.909 | 139.6223 | 2167.3167 | 2798.6236 | 1947688.4726 | 537723.2107 | 1434189.8194 | 348222.7824 | 166.7587 | 2588.548 | 3342.5533 | 2326233.6725
WeekDay | Tuesday | 3 | 12 | 459568.0665 | 1207161.492 | 297660.2365 | 141.0513 | 3473.7834 | 2821.0213 | 1970825.651 | 548887.9388 | 1441780.7316 | 355512.329 | 168.4655 | 4148.9345 | 3369.304 | 2353867.7034
WeekDay | Tuesday | 3 | 13 | 449481.9301 | 1213458.4094 | 298006.3489 | 131.4475 | 3483.911 | 2890.0205 | 1967452.0674 | 536841.4999 | 1449301.4935 | 355925.7105 | 156.9951 | 4161.0305 | 3451.7137 | 2349838.4432
WeekDay | Tuesday | 3 | 14 | 454865.5234 | 1204386.058 | 290499.0776 | 134.7268 | 4091.5699 | 3089.3115 | 1957066.2672 | 543271.4276 | 1438465.875 | 346959.355 | 160.9118 | 4886.7916 | 3689.7381 | 2337434.0991
WeekDay | Tuesday | 3 | 15 | 494499.5117 | 1164631.0601 | 285793.6262 | 124.8773 | 4655.3423 | 3546.8981 | 1953251.3158 | 590608.5247 | 1390984.2494 | 341339.3702 | 149.148 | 5560.1367 | 4236.2595 | 2332877.6884
WeekDay | Tuesday | 3 | 16 | 546016.5821 | 1110512.2781 | 281649.3915 | 122.4469 | 3433.2728 | 3807.2408 | 1945541.2121 | 652138.2536 | 1326347.1502 | 336389.6781 | 146.2452 | 4100.5504 | 4547.2014 | 2323669.0788
WeekDay | Tuesday | 3 | 17 | 613657.7221 | 1026362.245 | 273863.0088 | 55767.2245 | 3716.8469 | 4162.4724 | 1977529.5198 | 732925.864 | 1225842.0421 | 327089.9642 | 66605.9266 | 4439.2389 | 4971.4745 | 2361874.5103
WeekDay | Tuesday | 3 | 18 | 694076.1853 | 992431.8546 | 264326.5257 | 55922.5131 | 2491.4015 | 4239.9009 | 2013488.3811 | 828974.1487 | 1185317.0722 | 315700.0071 | 66791.3965 | 2975.6206 | 5063.9517 | 2404822.1968
WeekDay | Tuesday | 3 | 19 | 741801.0636 | 970597.8628 | 260178.0033 | 56137.6806 | 1319.9702 | 4183.4251 | 2034218.0056 | 885974.6498 | 1159239.5102 | 310745.194 | 67048.3831 | 1576.5145 | 4996.4994 | 2429580.751
WeekDay | Tuesday | 3 | 20 | 756950.8103 | 926095.9222 | 257258.7648 | 56367.3415 | 1130.9207 | 3934.6425 | 2001738.4021 | 904068.8427 | 1106088.3445 | 307258.5835 | 67322.6801 | 1350.7221 | 4699.3644 | 2390788.5373
WeekDay | Tuesday | 3 | 21 | 768043.9306 | 877294.5869 | 253473.8289 | 56217.5781 | 1039.7719 | 3741.9745 | 1959811.6709 | 917317.979 | 1047802.1704 | 302738.0221 | 67143.8092 | 1241.8579 | 4469.2502 | 2340713.0887
WeekDay | Tuesday | 3 | 22 | 747951.3083 | 832982.1682 | 252067.1013 | 55862.6244 | 992.5095 | 3568.4528 | 1893424.1645 | 893320.2322 | 994877.3613 | 301057.8884 | 66719.868 | 1185.4098 | 4262.0035 | 2261422.7634
WeekDay | Tuesday | 3 | 23 | 674351.0592 | 795326.8249 | 249426.5591 | 55830.8236 | 1249.0766 | 3436.2344 | 1779620.5779 | 805415.3234 | 949903.4712 | 297904.1406 | 66681.8866 | 1491.8423 | 4104.0876 | 2125500.7517
WeekDay | Wednesday | 3 | 0 | 598322.3594 | 763714.3323 | 247482.5407 | 55821.031 | 2069.4161 | 3387.104 | 1670796.7837 | 714609.9796 | 912146.8967 | 295582.2903 | 66670.1908 | 2471.6199 | 4045.4085 | 1995526.3857
WeekDay | Wednesday | 3 | 1 | 548062.0316 | 739397.5713 | 244913.901 | 55802.5881 | 2612.9333 | 3305.3405 | 1594094.3659 | 654581.2488 | 883104.0241 | 292514.4198 | 66648.1634 | 3120.7729 | 3947.7537 | 1903916.3826
WeekDay | Wednesday | 3 | 2 | 521019.9294 | 719461.0295 | 244147.6393 | 55800.5591 | 2120.0544 | 3182.6351 | 1545731.8467 | 622283.3481 | 859292.6931 | 291599.2303 | 66645.7399 | 2532.1 | 3801.1997 | 1846154.3112
WeekDay | Wednesday | 3 | 3 | 518545.9713 | 714731.3281 | 244604.7401 | 55802.7966 | 2125.5929 | 3222.2524 | 1539032.6815 | 619328.5611 | 853643.7452 | 292145.1715 | 66648.4124 | 2538.715 | 3848.517 | 1838153.1221
WeekDay | Wednesday | 3 | 4 | 516072.0132 | 722787.4385 | 244514.9619 | 55801.4491 | 2131.1315 | 3297.5134 | 1544604.5077 | 616373.7741 | 863265.6101 | 292037.9443 | 66646.803 | 2545.33 | 3938.4053 | 1844807.8669
WeekDay | Wednesday | 3 | 5 | 564888.6811 | 750759.8889 | 250233.2813 | 55804.1384 | 2275.345 | 3564.479 | 1627525.8136 | 674678.2608 | 896674.6777 | 298867.6542 | 66650.0149 | 2717.5722 | 4257.2574 | 1943845.4372
WeekDay | Wednesday | 3 | 6 | 632333.9597 | 790769.3041 | 258714.9737 | 175.1078 | 3004.5357 | 3850.7115 | 1688848.5925 | 755231.9429 | 944460.1681 | 308997.8156 | 209.1411 | 3588.4856 | 4599.1209 | 2017086.6742
WeekDay | Wednesday | 3 | 7 | 549224.6728 | 894308.5198 | 267035.0012 | 161.4903 | 3034.9186 | 3883.9467 | 1717648.5494 | 655969.8563 | 1068122.8654 | 318934.8914 | 192.877 | 3624.7737 | 4638.8156 | 2051484.0794
WeekDay | Wednesday | 3 | 8 | 468081.7151 | 1054748.3397 | 276524.0732 | 145.9155 | 2184.1962 | 3294.0213 | 1804978.2609 | 559056.2672 | 1259745.1484 | 330268.2227 | 174.2751 | 2608.7081 | 3934.2345 | 2155786.856
WeekDay | Wednesday | 3 | 9 | 455429.0202 | 1134082.2965 | 286334.3686 | 153.3024 | 1630.5514 | 3027.0556 | 1880656.5947 | 543944.4435 | 1354498.1462 | 341985.2092 | 183.0976 | 1947.459 | 3615.3825 | 2246173.7381
WeekDay | Wednesday | 3 | 10 | 458636.9448 | 1173373.3426 | 290389.3062 | 156.8504 | 1488.7643 | 3165.7766 | 1927210.9849 | 547775.8478 | 1401425.6482 | 346828.2488 | 187.3352 | 1778.1148 | 3781.0647 | 2301776.2595
WeekDay | Wednesday | 3 | 11 | 472328.9992 | 1203974.9422 | 289232.2465 | 157.4594 | 1714.9484 | 3756.1837 | 1971164.7795 | 564129.037 | 1437974.8563 | 345446.3074 | 188.0626 | 2048.2592 | 4486.2211 | 2354272.7437
WeekDay | Wednesday | 3 | 12 | 460567.6325 | 1215278.4286 | 296865.7544 | 159.9327 | 2457.6427 | 3610.7194 | 1978940.1102 | 550081.7766 | 1451475.2446 | 354563.4345 | 191.0166 | 2935.3006 | 4312.4848 | 2363559.2576
WeekDay | Wednesday | 3 | 13 | 456470.8904 | 1235052.2576 | 297020.7331 | 162.3565 | 2994.408 | 2555.1394 | 1994255.7851 | 545188.8076 | 1475092.2385 | 354748.5342 | 193.9115 | 3576.3896 | 3051.7464 | 2381851.6278
WeekDay | Wednesday | 3 | 14 | 462995.4233 | 1221147.7992 | 295006.4041 | 154.1743 | 3034.9186 | 2700.1221 | 1985038.8417 | 552981.4234 | 1458485.3634 | 352342.7081 | 184.1391 | 3624.7737 | 3224.9074 | 2370843.3149
WeekDay | Wednesday | 3 | 15 | 504183.4565 | 1179235.4285 | 287670.9245 | 146.0399 | 2930.2662 | 3148.0753 | 1977314.191 | 602174.6035 | 1408427.0663 | 343581.533 | 174.4237 | 3499.7815 | 3759.923 | 2361617.331
WeekDay | Wednesday | 3 | 16 | 557164.4837 | 1124494.5933 | 280034.3481 | 132.1216 | 3676.3363 | 3696.8179 | 1969198.701 | 665452.8182 | 1343047.0142 | 334460.7411 | 157.8003 | 4390.8549 | 4415.3171 | 2351924.5458
WeekDay | Wednesday | 3 | 17 | 605293.8201 | 1034342.9167 | 272668.5104 | 55761.3681 | 3804.6199 | 4251.9427 | 1976123.1778 | 722936.3863 | 1235373.8063 | 325663.3077 | 66598.932 | 4544.0711 | 5078.3338 | 2360194.8371
WeekDay | Wednesday | 3 | 18 | 684324.5467 | 989800.1971 | 264661.5775 | 55808.2797 | 2332.735 | 4352.3709 | 2001279.7069 | 817327.2194 | 1182173.9359 | 316100.1783 | 66654.9612 | 2786.1163 | 5198.2809 | 2390240.6919
WeekDay | Wednesday | 3 | 19 | 771215.7718 | 975443.3544 | 260259.081 | 56092.5507 | 2170.6926 | 4245.8014 | 2069427.2518 | 921106.2869 | 1165026.7527 | 310842.0296 | 66994.482 | 2592.58 | 5070.9989 | 2471633.1302
WeekDay | Wednesday | 3 | 20 | 726883.1808 | 873035.3426 | 255747.0351 | 56129.0146 | 779.8289 | 3979.4378 | 1916553.8399 | 868157.385 | 1042715.1159 | 305453.0399 | 67038.0328 | 931.3935 | 4752.866 | 2289047.833
WeekDay | Wednesday | 3 | 21 | 647471.9521 | 843624.9001 | 250935.6779 | 56076.5737 | 1316.5943 | 3778.5814 | 1803204.2795 | 773312.097 | 1007588.5734 | 299706.5659 | 66975.3997 | 1572.4825 | 4512.9719 | 2153668.0904
WeekDay | Wednesday | 3 | 22 | 596150.9884 | 814146.0476 | 247747.1031 | 55838.6613 | 1780.0397 | 3573.992 | 1719236.8321 | 712016.5892 | 972380.3251 | 295898.2721 | 66691.2476 | 2126.0013 | 4268.6193 | 2053381.0546
WeekDay | Wednesday | 3 | 23 | 561778.3033 | 786891.2998 | 248277.9414 | 55829.6311 | 1654.1826 | 3458.8729 | 1657890.2311 | 670963.362 | 939828.45 | 296532.282 | 66680.4623 | 1975.6831 | 4131.126 | 1980111.3654
WeekDay | Thursday | 3 | 0 | 542990.839 | 710409.4931 | 247222.046 | 55813.1826 | 1147.8001 | 3383.2507 | 1560966.6115 | 648524.4388 | 848481.935 | 295271.1669 | 66660.817 | 1370.8821 | 4040.8062 | 1864350.0459
WeekDay | Thursday | 3 | 1 | 537945.6422 | 701605.179 | 244509.732 | 55796.8026 | 665.0489 | 3284.8696 | 1543807.2742 | 642498.677 | 837966.4485 | 292031.698 | 66641.2534 | 794.3052 | 3923.3041 | 1843855.6862
WeekDay | Thursday | 3 | 2 | 584966.1058 | 700368.1984 | 243245.1035 | 55797.546 | 1144.4243 | 3280.8958 | 1588802.2736 | 698657.8561 | 836489.0531 | 290521.2812 | 66642.1412 | 1366.8501 | 3918.558 | 1897595.7398
WeekDay | Thursday | 3 | 3 | 640436.9595 | 718185.5434 | 239464.0984 | 55796.0551 | 1691.3173 | 3273.7911 | 1658847.7647 | 764909.8104 | 857769.3084 | 286005.4146 | 66640.3606 | 2020.0352 | 3910.0725 | 1981255.0016
WeekDay | Thursday | 3 | 4 | 546004.524 | 687111.0922 | 243367.7092 | 55796.8644 | 1485.3884 | 3380.7219 | 1537146.3002 | 652123.852 | 820655.3471 | 290667.7161 | 66641.3272 | 1774.0828 | 4037.7859 | 1835900.111
WeekDay | Thursday | 3 | 5 | 593705.6736 | 718353.4103 | 250608.7128 | 55797.1429 | 1985.0191 | 3649.3734 | 1624099.3321 | 709096.0125 | 857969.8013 | 299316.0532 | 66641.6599 | 2370.8197 | 4358.6515 | 1939752.9981
WeekDay | Thursday | 3 | 6 | 650205.8073 | 764319.7364 | 260097.1892 | 168.6407 | 2484.6497 | 3965.7102 | 1681241.7335 | 776577.2937 | 912869.9648 | 310648.6732 | 201.417 | 2967.5566 | 4736.4703 | 2008001.3756
WeekDay | Thursday | 3 | 7 | 558847.6402 | 877401.1876 | 270590.23 | 156.3048 | 2049.1608 | 3977.2703 | 1713021.7938 | 667463.1065 | 1047929.4896 | 323181.1008 | 186.6836 | 2447.4278 | 4750.2772 | 2045958.0855
WeekDay | Thursday | 3 | 8 | 480706.4878 | 1035263.2334 | 281873.4202 | 138.9217 | 1448.2537 | 3793.2723 | 1803223.5892 | 574134.7419 | 1236472.9921 | 336657.2482 | 165.922 | 1729.7307 | 4530.5181 | 2153691.153
WeekDay | Thursday | 3 | 9 | 464106.2666 | 1111571.6223 | 282524.6965 | 137.6311 | 1546.1543 | 3558.8194 | 1863445.1903 | 554308.1659 | 1327612.3845 | 337435.1041 | 164.3806 | 1846.6589 | 4250.4978 | 2225617.1917
WeekDay | Thursday | 3 | 10 | 475422.0869 | 1159350.2968 | 285619.5502 | 153.1417 | 1900.622 | 3344.9579 | 1925790.6554 | 567823.2853 | 1384677.1373 | 341131.4614 | 182.9057 | 2270.0195 | 3995.071 | 2300079.8803
WeekDay | Thursday | 3 | 11 | 488862.5715 | 1186000.8998 | 288178.6137 | 149.9646 | 2494.7774 | 3412.5121 | 1969099.339 | 583876.0105 | 1416507.4485 | 344187.8947 | 179.1111 | 2979.6526 | 4075.7548 | 2351805.8722
WeekDay | Thursday | 3 | 12 | 487394.4825 | 1188300.5382 | 294684.4831 | 149.4099 | 2680.4509 | 4306.251 | 1977515.6155 | 582122.5893 | 1419254.0357 | 351958.2197 | 178.4486 | 3201.413 | 5143.1973 | 2361857.9036
WeekDay | Thursday | 3 | 13 | 477151.0489 | 1180836.2227 | 293419.9498 | 141.5862 | 3298.2375 | 3661.2947 | 1958508.3399 | 569888.2817 | 1410338.9847 | 350447.9166 | 169.1044 | 3939.2701 | 4372.8898 | 2339156.4474
WeekDay | Thursday | 3 | 14 | 485268.4081 | 1176177.0969 | 291503.3055 | 135.4281 | 3541.301 | 4246.6443 | 1960872.1839 | 579583.2994 | 1404774.3292 | 348158.7607 | 161.7494 | 4229.5746 | 5072.0057 | 2341979.719
WeekDay | Thursday | 3 | 15 | 523296.6004 | 1124617.6032 | 288460.6229 | 141.8895 | 3953.1587 | 4503.6153 | 1944973.4901 | 625002.5041 | 1343193.9318 | 344524.7141 | 169.4666 | 4721.4794 | 5378.9205 | 2322991.0165
WeekDay | Thursday | 3 | 16 | 576521.1218 | 1071079.2234 | 281556.9694 | 178.097 | 3497.4145 | 4221.2362 | 1937054.0624 | 688571.5377 | 1279250.0395 | 336279.2932 | 212.7113 | 4177.1585 | 5041.6593 | 2313532.3995
WeekDay | Thursday | 3 | 17 | 626169.1338 | 981519.2744 | 277198.4419 | 56106.9026 | 3562.5058 | 4383.559 | 1948939.8174 | 747868.9453 | 1172283.5651 | 331073.6591 | 67011.6232 | 4254.9006 | 5235.5306 | 2327728.2239
WeekDay | Thursday | 3 | 18 | 693429.0949 | 944279.3226 | 270221.4746 | 56153.9304 | 2363.1179 | 4408.365 | 1970855.3055 | 828201.2924 | 1127805.8002 | 322740.6755 | 67067.7911 | 2822.4044 | 5265.1578 | 2353903.1214
WeekDay | Thursday | 3 | 19 | 765871.4179 | 932363.037 | 266285.4785 | 56315.1735 | 1603.5443 | 4332.1407 | 2026770.7919 | 914723.2251 | 1113573.5115 | 318039.6944 | 67260.3728 | 1915.203 | 5174.1189 | 2420686.1256
WeekDay | Thursday | 3 | 20 | 794138.5702 | 893201.8343 | 262094.9958 | 56128.4739 | 1468.509 | 4040.4895 | 2011072.8728 | 948484.2719 | 1066801.0889 | 313034.7656 | 67037.3871 | 1753.9227 | 4825.7834 | 2401937.2197
WeekDay | Thursday | 3 | 21 | 799494.7787 | 860286.6996 | 256803.6896 | 55891.5859 | 1019.5166 | 3788.576 | 1977284.8465 | 954881.4923 | 1027488.6958 | 306715.0616 | 66754.4585 | 1217.6659 | 4524.909 | 2361582.2832
WeekDay | Thursday | 3 | 22 | 793254.7325 | 816190.5963 | 252424.0474 | 55838.6827 | 992.5095 | 3574.8349 | 1922275.4034 | 947428.6548 | 974822.2445 | 301484.2092 | 66691.2732 | 1185.4098 | 4269.626 | 2295881.4175
WeekDay | Thursday | 3 | 23 | 715038.3584 | 777816.7394 | 252662.2085 | 55833.4461 | 1107.2895 | 3402.7583 | 1805860.8002 | 854010.4487 | 928990.1931 | 301768.6583 | 66685.0187 | 1322.4981 | 4064.1053 | 2156840.9222
WeekDay | Friday | 3 | 0 | 638402.21 | 753447.2847 | 248198.1239 | 55833.5277 | 1772.3385 | 3357.963 | 1701011.4476 | 762479.5948 | 899884.3854 | 296436.9515 | 66685.1162 | 2116.8033 | 4010.6037 | 2031613.4548
WeekDay | Friday | 3 | 1 | 586804.0376 | 734378.3384 | 244907.8567 | 55814.5861 | 2238.2103 | 3359.408 | 1627502.4372 | 700853.0012 | 877109.2725 | 292507.2007 | 66662.4933 | 2673.2202 | 4012.3295 | 1943817.5175
WeekDay | Friday | 3 | 2 | 555485.3965 | 714265.7035 | 243207.696 | 55801.4104 | 2187.572 | 3236.1005 | 1574183.8788 | 663447.3901 | 853087.6236 | 290476.6033 | 66646.7568 | 2612.7401 | 3865.0564 | 1880136.1703
WeekDay | Friday | 3 | 3 | 537380.115 | 702728.7057 | 242961.1164 | 55800.0382 | 2028.9055 | 3258.4981 | 1544157.379 | 641823.2362 | 839308.3395 | 290182.0995 | 66645.1178 | 2423.2358 | 3891.8072 | 1844273.836
WeekDay | Friday | 3 | 4 | 534397.6893 | 704843.1576 | 243405.127 | 55800.2409 | 1951.2602 | 3346.7642 | 1543744.2392 | 638261.1578 | 841833.7481 | 290712.4062 | 66645.36 | 2330.4996 | 3997.2283 | 1843780.4
WeekDay | Friday | 3 | 5 | 578793.2995 | 731548.0265 | 248125.4952 | 55812.0453 | 2677.075 | 3700.5508 | 1620656.4925 | 691285.3271 | 873728.8721 | 296350.207 | 66659.4586 | 3197.381 | 4419.7756 | 1935641.0214
WeekDay | Friday | 3 | 6 | 636680.2479 | 772725.4505 | 254223.348 | 269.1833 | 3250.9751 | 3894.0618 | 1671043.2666 | 760422.9589 | 922909.381 | 303633.2148 | 321.5007 | 3882.8221 | 4650.8966 | 1995820.774
WeekDay | Friday | 3 | 7 | 568051.8673 | 888488.9536 | 262943.6401 | 171.5384 | 2224.7067 | 3928.9829 | 1725809.689 | 678456.2316 | 1061172.2309 | 314048.3492 | 204.878 | 2657.0921 | 4692.6048 | 2061231.3865
WeekDay | Friday | 3 | 8 | 501898.8849 | 1048546.5316 | 275404.0746 | 142.5068 | 2292.2244 | 3608.9131 | 1831893.1354 | 599446.0114 | 1252337.9808 | 328930.5455 | 170.2039 | 2737.7323 | 4310.3275 | 2187932.8014
WeekDay | Friday | 3 | 9 | 484751.0443 | 1137944.3832 | 284829.8574 | 145.2141 | 2265.2173 | 3388.6695 | 1913324.3858 | 578965.3827 | 1359110.8531 | 340188.2871 | 173.4374 | 2705.4762 | 4047.2782 | 2285190.7147
WeekDay | Friday | 3 | 10 | 492787.5163 | 1182209.5551 | 287206.4145 | 159.4942 | 1931.0049 | 3784.7227 | 1968078.7077 | 588563.7924 | 1411979.2327 | 343026.7426 | 190.4929 | 2306.3076 | 4520.3068 | 2350586.8749
WeekDay | Friday | 3 | 11 | 500520.0276 | 1208407.7941 | 287754.2028 | 152.915 | 2607.131 | 3392.7637 | 2002834.8341 | 597799.1647 | 1443269.2601 | 343680.9969 | 182.635 | 3113.8429 | 4052.1681 | 2392098.0676
WeekDay | Friday | 3 | 12 | 487052.558 | 1210386.4933 | 290782.428 | 153.2018 | 3355.6275 | 3122.6672 | 1994852.9758 | 581714.2098 | 1445632.5317 | 347297.7763 | 182.9775 | 4007.8143 | 3729.5767 | 2382564.8862
WeekDay | Friday | 3 | 13 | 479840.6739 | 1224800.6612 | 292167.2527 | 177.7138 | 4138.8323 | 3161.6824 | 2004286.8162 | 573100.6518 | 1462848.1814 | 348951.7501 | 212.2536 | 4943.2397 | 3776.1748 | 2393832.2514
WeekDay | Friday | 3 | 14 | 479430.5408 | 1215223.7334 | 292738.2615 | 167.6492 | 4110.3483 | 3346.7642 | 1995017.2973 | 572610.8067 | 1451409.919 | 349633.738 | 200.2329 | 4909.2197 | 3997.2283 | 2382761.1446
WeekDay | Friday | 3 | 15 | 508771.0602 | 1181438.3751 | 288211.5446 | 161.2192 | 4945.6683 | 3590.0076 | 1987117.8749 | 607653.836 | 1411058.1692 | 344227.2259 | 192.5531 | 5906.8892 | 4287.7475 | 2373326.421
WeekDay | Friday | 3 | 16 | 552462.1571 | 1114185.2388 | 280890.415 | 170.0665 | 4658.7182 | 3925.6112 | 1956292.2068 | 659836.5656 | 1330733.9734 | 335483.1899 | 203.1199 | 5564.1687 | 4688.5778 | 2336509.5953
WeekDay | Friday | 3 | 17 | 596289.7571 | 1027945.1644 | 272799.7289 | 55809.4747 | 4240.1088 | 4291.56 | 1961375.7938 | 712182.3284 | 1227732.6115 | 325820.0293 | 66656.3884 | 5064.1999 | 5125.651 | 2342581.2086
WeekDay | Friday | 3 | 18 | 654659.4753 | 978622.062 | 267480.4922 | 55939.3135 | 2363.1179 | 4289.7538 | 1963354.2147 | 781896.5594 | 1168823.2617 | 319466.9664 | 66811.4621 | 2822.4044 | 5123.4937 | 2344944.1477
WeekDay | Friday | 3 | 19 | 729760.2344 | 975270.7973 | 262350.8577 | 56314.8001 | 1579.9131 | 4237.1313 | 2029513.734 | 871593.6116 | 1164820.6582 | 313340.3559 | 67259.9269 | 1886.9789 | 5060.6438 | 2423962.1754
WeekDay | Friday | 3 | 20 | 736914.8254 | 930091.4929 | 256234.9183 | 56707.8528 | 1373.9843 | 3991.6 | 1985314.6737 | 880138.7413 | 1110860.4789 | 306035.7462 | 67729.3718 | 1641.0266 | 4767.3919 | 2371172.7566
WeekDay | Friday | 3 | 21 | 757144.2119 | 889831.6519 | 251250.334 | 56507.0586 | 1279.4596 | 3804.1099 | 1959816.8259 | 904299.8331 | 1062775.8908 | 300082.3774 | 67489.552 | 1528.1304 | 4543.462 | 2340719.2457
WeekDay | Friday | 3 | 22 | 776299.0419 | 845271.6687 | 245037.6021 | 56193.8037 | 1255.8284 | 3658.5251 | 1927716.4699 | 927177.5218 | 1009555.4016 | 292662.1629 | 67115.4141 | 1499.9063 | 4369.5819 | 2302379.9887
WeekDay | Friday | 3 | 23 | 746010.0334 | 815510.2386 | 238746.8873 | 56184.9894 | 1303.0907 | 3546.6572 | 1861301.8966 | 891001.6587 | 974009.655 | 285148.8091 | 67104.8867 | 1556.3544 | 4235.9718 | 2223057.3357
Saturday | Saturday | 3 | 0 | 695691.2911 | 782285.3762 | 236932.4928 | 56170.3854 | 2231.4585 | 3449.8416 | 1776760.8456 | 830903.1602 | 934327.3369 | 282981.776 | 67087.4443 | 2665.1562 | 4120.3394 | 2122085.213
Saturday | Saturday | 3 | 1 | 650072.0602 | 752405.1278 | 239323.0061 | 55875.8364 | 2764.848 | 3276.1995 | 1703717.078 | 776417.5521 | 898639.679 | 285836.9001 | 66735.6479 | 3302.2132 | 3912.949 | 2034844.9411
Saturday | Saturday | 3 | 2 | 617098.5194 | 737446.7239 | 238652.7731 | 55800.3093 | 2582.5503 | 3277.7649 | 1654858.641 | 737035.4013 | 880774.0176 | 285036.4033 | 66645.4417 | 3084.4848 | 3914.8186 | 1976490.5673
Saturday | Saturday | 3 | 3 | 591940.9854 | 724023.8016 | 236870.776 | 55792.212 | 2251.7138 | 3249.9485 | 1614129.4373 | 706988.3463 | 864742.2679 | 282908.0641 | 66635.7706 | 2689.3482 | 3881.5959 | 1927845.393
Saturday | Saturday | 3 | 4 | 563823.6807 | 718159.6717 | 252660.199 | 55792.1609 | 2336.1109 | 3216.4724 | 1595988.2957 | 673406.271 | 857738.4084 | 301766.2583 | 66635.7096 | 2790.1484 | 3841.6135 | 1906178.4092
Saturday | Saturday | 3 | 5 | 556980.249 | 730072.1882 | 250195.4524 | 55791.1579 | 3456.904 | 3384.8161 | 1599880.7676 | 665232.7764 | 871966.1956 | 298822.473 | 66634.5117 | 4128.7744 | 4042.6759 | 1910827.407
Saturday | Saturday | 3 | 6 | 574059.2056 | 733441.6167 | 249089.0452 | 154.3614 | 3993.6693 | 3401.3133 | 1564139.2116 | 685631.133 | 875990.4932 | 297501.0288 | 184.3625 | 4769.8634 | 4062.3794 | 1868139.2603
Saturday | Saturday | 3 | 7 | 604387.9384 | 760483.634 | 250380.0721 | 129.4357 | 3051.798 | 3125.5572 | 1621558.4354 | 721854.4409 | 908288.2923 | 299042.9747 | 154.5924 | 3644.9337 | 3733.0284 | 1936718.2624
Saturday | Saturday | 3 | 8 | 618206.9764 | 838712.2861 | 254600.6917 | 120.0923 | 2258.4656 | 2771.8909 | 1716670.403 | 738359.2938 | 1001721.1627 | 304083.8977 | 143.433 | 2697.4122 | 3310.6249 | 2050315.8243
Saturday | Saturday | 3 | 9 | 608748.0881 | 918408.9116 | 258616.9212 | 117.1089 | 1998.5226 | 2661.468 | 1790551.0205 | 727062.0125 | 1096907.3163 | 308880.706 | 139.8697 | 2386.9477 | 3178.7407 | 2138555.5929
Saturday | Saturday | 3 | 10 | 599347.3859 | 957065.2861 | 260518.8901 | 111.3159 | 1988.395 | 2518.0508 | 1821549.3237 | 715834.2262 | 1143076.7942 | 311152.3341 | 132.9508 | 2374.8517 | 3007.4494 | 2175578.6065
Saturday | Saturday | 3 | 11 | 601542.2051 | 985807.1535 | 259120.575 | 129.4019 | 2153.8132 | 2261.5615 | 1851014.7102 | 718455.622 | 1177404.8198 | 309482.248 | 154.552 | 2572.42 | 2701.1098 | 2210770.7715
Saturday | Saturday | 3 | 12 | 606605.2182 | 984842.5647 | 258412.472 | 136.5226 | 2700.7062 | 2132.4739 | 1854829.9576 | 724502.6627 | 1176252.7573 | 308636.5208 | 163.0566 | 3225.605 | 2546.9333 | 2215327.5356
Saturday | Saturday | 3 | 13 | 602297.0116 | 971495.245 | 256953.7213 | 138.4816 | 3392.7622 | 2230.1325 | 1836507.3541 | 719357.1297 | 1160311.3041 | 306894.2529 | 165.3964 | 4052.1663 | 2663.5724 | 2193443.8218
Saturday | Saturday | 3 | 14 | 605926.6473 | 953506.4609 | 254075.4041 | 150.9939 | 3716.8469 | 2518.412 | 1819894.7651 | 723692.2073 | 1138826.2895 | 303456.5171 | 180.3405 | 4439.2389 | 3007.8809 | 2173602.4742
Saturday | Saturday | 3 | 15 | 613356.5465 | 939474.3779 | 247491.6738 | 164.1235 | 4375.1441 | 2828.3667 | 1807690.2324 | 732566.153 | 1122066.9851 | 295593.1985 | 196.0219 | 5225.4802 | 3378.0772 | 2159025.9158
Saturday | Saturday | 3 | 16 | 629827.7776 | 929009.32 | 243560.5013 | 168.2286 | 4570.9453 | 3402.6379 | 1810539.4107 | 752238.669 | 1109567.979 | 290897.9785 | 200.9249 | 5459.3365 | 4063.9614 | 2162428.8493
Saturday | Saturday | 3 | 17 | 644092.2902 | 890928.1436 | 239720.7723 | 55852.962 | 4814.0088 | 3921.0353 | 1839329.2122 | 769275.577 | 1064085.4924 | 286311.9746 | 66708.3277 | 5749.641 | 4683.1126 | 2196814.1253
Saturday | Saturday | 3 | 18 | 694674.2213 | 897402.8442 | 237002.3982 | 56075.4331 | 3726.9746 | 4116.7138 | 1892998.5852 | 829688.4167 | 1071818.5908 | 283065.2678 | 66974.0374 | 4451.3349 | 4916.8224 | 2260914.4701
Saturday | Saturday | 3 | 19 | 787767.4057 | 913120.6912 | 236602.7162 | 56388.6616 | 1819.6008 | 4108.6458 | 1999807.7214 | 940874.8325 | 1090591.2978 | 282587.9052 | 67348.1438 | 2173.2514 | 4907.1863 | 2388482.617
Saturday | Saturday | 3 | 20 | 810650.162 | 887388.5271 | 233486.8829 | 56711.2944 | 1309.8425 | 3915.4961 | 1993462.205 | 968204.9927 | 1059857.9297 | 278866.4905 | 67733.4823 | 1564.4184 | 4676.4968 | 2380903.8105
Saturday | Saturday | 3 | 21 | 824270.7358 | 859460.3921 | 231175.8248 | 56513.9765 | 1326.7219 | 3766.4192 | 1976514.0703 | 984472.8086 | 1026501.7904 | 276106.2642 | 67497.8145 | 1584.5785 | 4498.4459 | 2360661.702
Saturday | Saturday | 3 | 22 | 824375.8992 | 833586.037 | 229071.3671 | 56174.3611 | 1245.7007 | 3623.8449 | 1948077.2102 | 984598.4112 | 995598.5958 | 273592.7922 | 67092.1927 | 1487.8103 | 4328.1614 | 2326697.9636
Saturday | Saturday | 3 | 23 | 803037.1767 | 805489.1952 | 227336.4647 | 56078.5195 | 1434.7502 | 3523.0554 | 1896899.1617 | 959112.3771 | 962040.9604 | 271520.7008 | 66977.7237 | 1713.6027 | 4207.7828 | 2265573.1476
Sunday | Sunday | 3 | 0 | 761187.4977 | 776853.0253 | 226464.6709 | 55901.798 | 2244.962 | 3446.3495 | 1826098.3034 | 909128.9562 | 927839.1753 | 270479.4686 | 66766.6553 | 2681.2842 | 4116.1686 | 2181011.7082
Sunday | Sunday | 3 | 1 | 718689.7699 | 744282.3081 | 225078.5388 | 55818.1745 | 2886.3798 | 3418.0513 | 1750173.2224 | 858371.5345 | 888938.1394 | 268823.9332 | 66666.7791 | 3447.3654 | 4082.3706 | 2090330.1221
Sunday | Sunday | 3 | 2 | 706382.4422 | 720726.5612 | 225281.3336 | 55806.7575 | 2477.898 | 3345.0783 | 1714020.0708 | 843672.2021 | 860804.1886 | 269066.1425 | 66653.1431 | 2959.4926 | 3995.2148 | 2047150.3837
Sunday | Sunday | 3 | 3 | 675098.571 | 719768.3973 | 224718.352 | 55815.6584 | 2504.905 | 3357.7222 | 1681263.6058 | 806308.1186 | 859659.7997 | 268393.7419 | 66663.7739 | 2991.7487 | 4010.316 | 2008027.4989
Sunday | Sunday | 3 | 4 | 631603.4838 | 713871.5624 | 223152.531 | 55813.7884 | 3328.6204 | 3335.5653 | 1631105.5514 | 754359.4946 | 852616.8788 | 266523.594 | 66661.5404 | 3975.5582 | 3983.8529 | 1948120.919
Sunday | Sunday | 3 | 5 | 614514.443 | 716160.1729 | 223297.3707 | 55805.7858 | 4253.6123 | 3440.3286 | 1617471.7134 | 733949.0939 | 855350.2948 | 266696.5842 | 66651.9826 | 5080.3279 | 4108.9775 | 1931837.2609
Sunday | Sunday | 3 | 6 | 610372.9357 | 712687.5886 | 222526.3049 | 165.3663 | 4810.6329 | 3444.3024 | 1554007.1309 | 729002.6592 | 851202.7925 | 265775.657 | 197.5063 | 5745.609 | 4113.7236 | 1856037.9476
Sunday | Sunday | 3 | 7 | 634122.4356 | 711261.847 | 219799.8452 | 140.0541 | 3672.9605 | 3115.9238 | 1572113.0662 | 757368.0201 | 849499.9492 | 262519.2931 | 167.2745 | 4386.8228 | 3721.5227 | 1877662.8824
Sunday | Sunday | 3 | 8 | 668101.5248 | 747089.3656 | 222126.0886 | 116.9185 | 2906.6351 | 3054.0292 | 1643394.5617 | 797951.1536 | 892290.7658 | 265297.6562 | 139.6423 | 3471.5574 | 3647.5985 | 1962798.3738
Sunday | Sunday | 3 | 9 | 671643.8041 | 783626.3069 | 225231.6595 | 108.4149 | 2201.0756 | 2401.4866 | 1685212.7475 | 802181.8966 | 935928.8856 | 269006.8139 | 129.486 | 2628.8681 | 2868.2303 | 2012744.1805
Sunday | Sunday | 3 | 10 | 664664.9666 | 812030.4289 | 228032.8053 | 118.4086 | 1866.8632 | 2247.9543 | 1708961.4268 | 793846.6792 | 969853.523 | 272352.3795 | 141.422 | 2229.6995 | 2684.858 | 2041108.5612
Sunday | Sunday | 3 | 11 | 645944.9499 | 829363.1927 | 228942.9099 | 121.1901 | 2288.8485 | 2041.5587 | 1708702.6498 | 771488.3125 | 990555.0157 | 273439.3686 | 144.7441 | 2733.7003 | 2438.3481 | 2040799.4894
Sunday | Sunday | 3 | 12 | 640294.6878 | 860692.4453 | 230487.311 | 112.6601 | 3011.2874 | 2052.2758 | 1736650.6674 | 764739.8873 | 1027973.3007 | 275283.9335 | 134.5563 | 3596.5496 | 2451.1482 | 2074179.3756
Sunday | Sunday | 3 | 13 | 638498.8594 | 853711.165 | 231015.4827 | 118.561 | 3487.2869 | 2106.9454 | 1728938.3005 | 762595.0287 | 1019635.1658 | 275914.7586 | 141.6041 | 4165.0625 | 2516.4431 | 2064968.0629
Sunday | Sunday | 3 | 14 | 627234.8938 | 858970.6238 | 231379.5201 | 117.2696 | 4024.0523 | 2978.2865 | 1724704.6461 | 749141.8423 | 1025916.8327 | 276349.5489 | 140.0616 | 4806.1515 | 3557.1348 | 2059911.5718
Sunday | Sunday | 3 | 15 | 629478.9071 | 854922.1284 | 229858.0624 | 114.3735 | 4628.3353 | 2929.397 | 1721931.2037 | 751821.9934 | 1021081.4873 | 274532.3866 | 136.6027 | 5527.8806 | 3498.7433 | 2056599.0939
Sunday | Sunday | 3 | 16 | 641072.2912 | 848918.937 | 231253.9877 | 111.2327 | 4918.6612 | 3471.1555 | 1729746.2653 | 765668.6228 | 1013911.5389 | 276199.6185 | 132.8514 | 5874.6332 | 4145.7958 | 2065933.0606
Sunday | Sunday | 3 | 17 | 660160.6306 | 840127.291 | 231433.2787 | 55745.9911 | 4827.5124 | 3890.3289 | 1796185.0326 | 788466.898 | 1003411.1826 | 276413.7558 | 66580.5663 | 5765.769 | 4646.4381 | 2145284.6098
Sunday | Sunday | 3 | 18 | 710533.4596 | 858726.1506 | 231464.0334 | 55757.319 | 2852.6209 | 4008.8197 | 1863342.4032 | 848629.9952 | 1025624.8446 | 276450.4879 | 66594.096 | 3407.0453 | 4787.9584 | 2225494.4273
Sunday | Sunday | 3 | 19 | 838519.6285 | 870880.9684 | 232707.908 | 55854.1966 | 1741.9555 | 3990.9979 | 2003695.6549 | 1001491.061 | 1040142.0258 | 277936.1171 | 66709.8023 | 2080.5152 | 4766.6728 | 2393126.1942
Sunday | Sunday | 3 | 20 | 908106.7122 | 854209.3367 | 226468.8677 | 55983.3777 | 1768.9626 | 3742.5766 | 2050279.8334 | 1084602.8212 | 1020230.1602 | 270484.4811 | 66864.0905 | 2112.7713 | 4469.9693 | 2448764.2935
Sunday | Sunday | 3 | 21 | 948787.6562 | 832411.0515 | 231049.1515 | 55850.0923 | 1269.3319 | 3636.7296 | 2073004.013 | 1133190.3562 | 994195.2446 | 275954.9712 | 66704.9003 | 1516.0344 | 4343.5502 | 2475905.0568
Sunday | Sunday | 3 | 22 | 943833.378 | 807910.1653 | 228634.3872 | 55819.2451 | 1309.8425 | 3585.4317 | 2041092.4498 | 1127273.1835 | 964932.4609 | 273070.8826 | 66668.0577 | 1564.4184 | 4282.2823 | 2437791.2856
Sunday | Sunday | 3 | 23 | 886222.7521 | 786658.3464 | 221939.0283 | 55820.0223 | 1694.6932 | 3492.951 | 1955827.7933 | 1058465.5793 | 939550.2206 | 265074.2397 | 66668.9859 | 2024.0672 | 4171.8275 | 2335954.9201
WeekDay | Monday | 3 | 0 | 805935.4227 | 764901.6619 | 219527.8088 | 55798.2349 | 2153.8132 | 3354.23 | 1851671.1715 | 962573.9149 | 913564.9911 | 262194.3848 | 66642.9641 | 2572.42 | 4006.1452 | 2211554.8201
WeekDay | Monday | 3 | 1 | 749728.1967 | 751257.808 | 217015.9622 | 55793.0601 | 3102.4363 | 3374.2194 | 1780271.6827 | 895442.4699 | 897269.3705 | 259194.3454 | 66636.7835 | 3705.4138 | 4030.0196 | 2126278.4027
WeekDay | Monday | 3 | 2 | 704573.9472 | 731790.9842 | 218146.6274 | 55791.8857 | 2700.7062 | 3247.9014 | 1716252.0521 | 841512.2151 | 874019.05 | 260544.7624 | 66635.3808 | 3225.605 | 3879.1509 | 2049816.1643
WeekDay | Monday | 3 | 3 | 669987.7587 | 724578.2296 | 221538.5576 | 55793.426 | 2342.8626 | 3283.1837 | 1677524.0183 | 800203.9887 | 865404.4525 | 264595.935 | 66637.2205 | 2798.2124 | 3921.2906 | 2003561.0996
WeekDay | Monday | 3 | 4 | 666724.5554 | 721184.7009 | 224659.5599 | 55793.8018 | 2157.1891 | 3422.3864 | 1673942.1935 | 796306.5618 | 861351.3706 | 268323.5233 | 66637.6694 | 2576.452 | 4087.5481 | 1999283.1252
WeekDay | Monday | 3 | 5 | 680640.0537 | 754920.5982 | 232509.6348 | 55794.4414 | 3480.5351 | 3732.9432 | 1731078.2063 | 812926.6225 | 901644.0465 | 277699.3083 | 66638.4332 | 4156.9985 | 4458.4635 | 2067523.8725
WeekDay | Monday | 3 | 6 | 697629.2477 | 815845.1822 | 246558.1164 | 158.2308 | 4658.7182 | 3900.8052 | 1768750.3005 | 833217.7706 | 974409.697 | 294478.1985 | 188.9839 | 5564.1687 | 4658.9506 | 2112517.7693
WeekDay | Monday | 3 | 7 | 574935.2054 | 947735.4055 | 263556.7099 | 150.9502 | 3564.9322 | 3966.5531 | 1793909.7563 | 686677.3886 | 1131933.5941 | 314780.5728 | 180.2883 | 4257.7986 | 4737.4771 | 2142567.1196
WeekDay | Monday | 3 | 8 | 501956.3982 | 1126271.3773 | 279417.2171 | 165.2979 | 2832.3656 | 3793.5132 | 1914436.1693 | 599514.7028 | 1345169.1269 | 333723.6669 | 197.4246 | 3382.8533 | 4530.8057 | 2286518.5801
WeekDay | Monday | 3 | 9 | 487974.6174 | 1217394.8127 | 286472.136 | 177.0487 | 2444.1391 | 3783.7593 | 1998246.5132 | 582815.4771 | 1454002.9609 | 342149.7526 | 211.4592 | 2919.1726 | 4519.1562 | 2386617.9785
WeekDay | Monday | 3 | 10 | 491021.0935 | 1265561.5993 | 291608.3284 | 191.0197 | 2953.8974 | 3460.077 | 2054796.0154 | 586454.0545 | 1511531.2579 | 348284.1955 | 228.1456 | 3528.0055 | 4132.5642 | 2454158.2232
WeekDay | Monday | 3 | 11 | 510131.5207 | 1288373.8019 | 293805.3048 | 195.3943 | 3436.6487 | 3389.7532 | 2099332.4236 | 609278.7104 | 1538777.152 | 350908.1678 | 233.3704 | 4104.5824 | 4048.5725 | 2507350.5555
WeekDay | Monday | 3 | 12 | 512486.9707 | 1302820.1161 | 298033.7005 | 199.6931 | 3936.2793 | 3087.9869 | 2120564.7466 | 612091.9566 | 1556031.1959 | 355958.378 | 238.5047 | 4701.3193 | 3688.1561 | 2532709.5107
WeekDay | Monday | 3 | 13 | 511589.9106 | 1319407.0374 | 299214.8349 | 195.0391 | 4385.2717 | 3221.5299 | 2138013.6238 | 611020.5474 | 1575841.8871 | 357369.0732 | 232.9462 | 5237.5762 | 3847.654 | 2553549.6841
WeekDay | Monday | 3 | 14 | 525526.7756 | 1313451.6806 | 298501.6277 | 187.5064 | 4165.8393 | 3301.728 | 2145135.1576 | 627666.1275 | 1568729.0702 | 356517.2498 | 223.9494 | 4975.4958 | 3943.4391 | 2562055.3318
WeekDay | Monday | 3 | 15 | 569481.4595 | 1267013.7063 | 294999.5689 | 183.2941 | 4435.91 | 3829.2772 | 2139943.216 | 680163.6738 | 1513265.5908 | 352334.5444 | 218.9185 | 5298.0563 | 4573.5207 | 2555854.3044
WeekDay | Monday | 3 | 16 | 631542.0895 | 1181962.8453 | 288204.0262 | 155.9611 | 4386.2212 | 4361.2818 | 2110612.425 | 754286.1679 | 1411684.5733 | 344218.2462 | 186.2731 | 5238.7102 | 5208.9236 | 2520822.8943
WeekDay | Monday | 3 | 17 | 675364.1219 | 1069621.2944 | 282157.9502 | 55785.4762 | 4493.3 | 4196.5506 | 2091618.6933 | 806625.2811 | 1277508.753 | 336997.0783 | 66627.7257 | 5366.6004 | 5012.176 | 2498137.6144
WeekDay | Monday | 3 | 18 | 756931.2207 | 1004775.3594 | 273525.2797 | 55804.7927 | 2781.7274 | 4243.1522 | 2098061.532 | 904045.4457 | 1200059.6128 | 326686.5953 | 66650.7965 | 3322.3732 | 5067.8348 | 2505832.6583
WeekDay | Monday | 3 | 19 | 895912.0132 | 990712.7688 | 268254.9259 | 56135.8649 | 1755.459 | 4115.3892 | 2216886.4211 | 1070038.0077 | 1183263.8715 | 320391.9159 | 67046.2146 | 2096.6433 | 4915.2403 | 2647751.8933
WeekDay | Monday | 3 | 20 | 981185.964 | 941141.6862 | 264745.9295 | 56198.072 | 1846.6079 | 3991.8408 | 2249110.1004 | 1171885.4738 | 1124058.345 | 316200.9246 | 67120.512 | 2205.5074 | 4767.6796 | 2686238.4424
WeekDay | Monday | 3 | 21 | 1031384.3426 | 896499.9321 | 258970.9543 | 56018.494 | 1461.7572 | 3833.4918 | 2248168.9721 | 1231840.2152 | 1070740.1922 | 309303.5475 | 66906.0319 | 1745.8587 | 4578.5544 | 2685114.3999
WeekDay | Monday | 3 | 22 | 1035003.2726 | 844704.8121 | 253371.7107 | 55828.4954 | 1441.5019 | 3642.2688 | 2193992.0614 | 1236162.5063 | 1008878.3729 | 302616.0567 | 66679.1059 | 1721.6667 | 4350.166 | 2620407.8744
WeekDay | Monday | 3 | 23 | 947369.2862 | 810357.31 | 254697.1462 | 55839.9379 | 1556.282 | 3627.6982 | 2073447.6605 | 1131496.3173 | 967855.2232 | 304199.0986 | 66692.7723 | 1858.7549 | 4332.7636 | 2476434.9299
WeekDay | Tuesday | 3 | 0 | 862323.5709 | 794722.4377 | 253071.5307 | 55810.6516 | 2103.175 | 3511.2545 | 1971542.6203 | 1029921.4456 | 949181.6175 | 302257.5347 | 66657.7941 | 2511.9399 | 4193.6883 | 2354724.0202
WeekDay | Tuesday | 3 | 1 | 794208.2581 | 770735.9441 | 252489.9875 | 55804.8661 | 2427.2597 | 3447.072 | 1879113.3874 | 948567.504 | 920533.2018 | 301562.9651 | 66650.8841 | 2899.0125 | 4117.0315 | 2244330.599
WeekDay | Tuesday | 3 | 2 | 749603.1785 | 751968.3632 | 251284.2097 | 55803.84 | 2400.2526 | 3414.3184 | 1814474.1625 | 895293.1536 | 898118.0265 | 300122.837 | 66649.6586 | 2866.7565 | 4077.9121 | 2167128.3443
WeekDay | Tuesday | 3 | 3 | 712532.4005 | 731633.6248 | 249957.2668 | 55802.8931 | 2336.1109 | 3358.6855 | 1755620.9816 | 851017.4426 | 873831.107 | 298537.9946 | 66648.5276 | 2790.1484 | 4011.4666 | 2096836.6867
WeekDay | Tuesday | 3 | 4 | 691362.6931 | 736716.9029 | 252536.6954 | 55808.4759 | 2930.2662 | 3563.1544 | 1742918.188 | 825733.2727 | 879902.3513 | 301618.751 | 66655.1954 | 3499.7815 | 4255.6754 | 2081665.0273
WeekDay | Tuesday | 3 | 5 | 705077.7063 | 770272.2683 | 259968.6672 | 55804.7367 | 4106.0229 | 3667.1952 | 1798896.5965 | 842113.8828 | 919979.4077 | 310495.1721 | 66650.7295 | 4904.0537 | 4379.9371 | 2148523.1828
WeekDay | Tuesday | 3 | 6 | 711027.2254 | 834861.9411 | 265929.7662 | 173.8164 | 4213.1017 | 3974.2599 | 1820180.1106 | 849219.7274 | 997122.4796 | 317614.8472 | 207.5987 | 5031.9439 | 4746.6816 | 2173943.2783
WeekDay | Tuesday | 3 | 7 | 583424.73 | 960082.0714 | 277079.7997 | 163.9043 | 2849.2451 | 3990.3958 | 1827590.1463 | 696816.9045 | 1146679.9102 | 330931.9581 | 195.7601 | 3403.0133 | 4765.9537 | 2182793.4999
WeekDay | Tuesday | 3 | 8 | 503123.7742 | 1136836.8151 | 284800.3308 | 146.6976 | 2930.2662 | 3840.7168 | 1931678.6008 | 600908.9654 | 1357788.0224 | 340153.0218 | 175.2092 | 3499.7815 | 4587.1837 | 2307112.1839
WeekDay | Tuesday | 3 | 9 | 480244.1926 | 1233156.986 | 292715.0665 | 153.0947 | 2366.4938 | 3440.6898 | 2012076.5235 | 573582.5968 | 1472828.6093 | 349606.0349 | 182.8496 | 2826.4364 | 4109.409 | 2403135.936
WeekDay | Tuesday | 3 | 10 | 490619.1332 | 1288736.0192 | 297680.2531 | 147.0561 | 2569.0468 | 3714.3989 | 2083465.9073 | 585973.9708 | 1539209.7685 | 355536.236 | 175.6374 | 3068.3568 | 4436.315 | 2488400.2844
WeekDay | Tuesday | 3 | 11 | 507716.4203 | 1305567.184 | 298672.0342 | 65.3051 | 2531.9121 | 4286.8637 | 2118839.7195 | 606394.2205 | 1559312.1734 | 356720.7759 | 77.9975 | 3024.0047 | 5120.042 | 2530649.2139
WeekDay | Tuesday | 3 | 12 | 500048.8513 | 1318677.3398 | 304356.9116 | 65.6619 | 3311.741 | 3902.491 | 2130362.9968 | 597236.4124 | 1574970.3684 | 363510.5441 | 78.4237 | 3955.3982 | 4660.9641 | 2544412.1108
WeekDay | Tuesday | 3 | 13 | 501168.5919 | 1326231.8272 | 301833.0748 | 64.8831 | 3622.3222 | 3985.4587 | 2136906.1578 | 598573.7814 | 1583993.1166 | 360496.184 | 77.4935 | 4326.3428 | 4760.057 | 2552226.9753
WeekDay | Tuesday | 3 | 14 | 512895.4413 | 1324127.7066 | 299940.2437 | 130.8467 | 3797.8681 | 3366.6331 | 2144258.7395 | 612579.8159 | 1581480.0474 | 358235.4696 | 156.2775 | 4536.0071 | 4020.9588 | 2561008.5764
WeekDay | Tuesday | 3 | 15 | 559532.6571 | 1264130.3577 | 295692.8885 | 155.9751 | 3983.5417 | 3775.8118 | 2127271.2319 | 668281.2606 | 1509821.8458 | 353162.6149 | 186.2898 | 4757.7674 | 4509.664 | 2540719.4425
WeekDay | Tuesday | 3 | 16 | 618771.2305 | 1189719.5664 | 288712.8957 | 137.7992 | 3753.9816 | 3859.8632 | 2104955.3367 | 739033.2141 | 1420948.8608 | 344826.0177 | 164.5814 | 4483.591 | 4610.0513 | 2514066.3162
WeekDay | Tuesday | 3 | 17 | 674947.0537 | 1079958.5737 | 278010.3474 | 55766.0336 | 3791.1164 | 4390.7841 | 2096863.9089 | 806127.153 | 1289855.146 | 332043.3635 | 66604.5043 | 4527.9431 | 5244.1599 | 2504402.2698
WeekDay | Tuesday | 3 | 18 | 751112.3536 | 1022294.7379 | 268193.2696 | 55777.4127 | 1704.8208 | 4491.2123 | 2103573.8068 | 897095.6461 | 1220983.99 | 320318.2763 | 66618.095 | 2036.1632 | 5364.1069 | 2512416.2776
WeekDay | Tuesday | 3 | 19 | 880066.54 | 1008586.0339 | 264431.5981 | 56135.4372 | 1360.4808 | 4378.7423 | 2214958.8323 | 1051112.8696 | 1204610.9153 | 315825.5009 | 67045.7037 | 1624.8985 | 5229.7777 | 2645449.6659
WeekDay | Tuesday | 3 | 20 | 955006.9672 | 957242.6089 | 259751.1565 | 56385.4721 | 1441.5019 | 4070.7143 | 2233898.421 | 1140618.4285 | 1143288.5808 | 310235.3869 | 67344.3344 | 1721.6667 | 4861.8826 | 2668070.2798
WeekDay | Tuesday | 3 | 21 | 1009840.4172 | 914455.5271 | 254284.3553 | 56314.4556 | 1184.9349 | 3845.4131 | 2239925.1032 | 1206109.0957 | 1092185.5672 | 303706.0793 | 67259.5155 | 1415.2342 | 4592.7927 | 2675268.2846
WeekDay | Tuesday | 3 | 22 | 1027420.2709 | 859159.7813 | 249525.934 | 55979.1465 | 1245.7007 | 3660.9335 | 2196991.7669 | 1227105.7018 | 1026142.7541 | 298022.8296 | 66859.0369 | 1487.8103 | 4372.4583 | 2623990.5911
WeekDay | Tuesday | 3 | 23 | 958408.7485 | 818856.5078 | 247863.9741 | 55965.7334 | 1407.7431 | 3510.532 | 2086013.2388 | 1144681.3667 | 978006.2922 | 296037.8577 | 66843.0169 | 1681.3466 | 4192.8254 | 2491442.7055
WeekDay | Wednesday | 3 | 0 | 879164.0367 | 784268.5483 | 248982.8924 | 55861.6428 | 2012.0261 | 3441.4123 | 1973730.5586 | 1050034.9592 | 936695.9506 | 297374.2445 | 66718.6957 | 2403.0757 | 4110.2719 | 2357337.1977
WeekDay | Wednesday | 3 | 1 | 819471.6368 | 759568.8473 | 246781.0596 | 55799.4423 | 2417.1321 | 3355.1934 | 1887393.3116 | 978740.9753 | 907195.7113 | 294744.4721 | 66644.4062 | 2886.9165 | 4007.2958 | 2254219.7772
WeekDay | Wednesday | 3 | 2 | 776276.6274 | 738771.8235 | 245143.3174 | 55798.9289 | 2238.2103 | 3240.6763 | 1821469.5838 | 927150.7509 | 882356.6583 | 292788.4247 | 66643.7929 | 2673.2202 | 3870.5216 | 2175483.3686
WeekDay | Wednesday | 3 | 3 | 738180.191 | 729542.6739 | 245457.2116 | 55798.6635 | 2049.1608 | 3228.2733 | 1774256.1742 | 881650.0384 | 871333.767 | 293163.3261 | 66643.476 | 2447.4278 | 3855.708 | 2119093.7433
WeekDay | Wednesday | 3 | 4 | 714248.9837 | 736503.927 | 245584.5726 | 55800.3011 | 2332.735 | 3394.3291 | 1757864.8485 | 853067.6542 | 879647.9823 | 293315.4405 | 66645.4318 | 2786.1163 | 4054.0378 | 2099516.6629
WeekDay | Wednesday | 3 | 5 | 727585.4146 | 766207.7261 | 250963.2215 | 55801.4483 | 3102.4363 | 3727.6448 | 1807387.8916 | 868996.1023 | 915124.8969 | 299739.4628 | 66646.802 | 3705.4138 | 4452.1354 | 2158664.8132
WeekDay | Wednesday | 3 | 6 | 729547.1848 | 813110.4542 | 257900.953 | 173.19 | 4668.8459 | 4088.0544 | 1809488.6823 | 871339.1545 | 971143.4579 | 308025.5849 | 206.8506 | 5576.2647 | 4882.5929 | 2161173.9054
WeekDay | Wednesday | 3 | 7 | 598731.1169 | 937009.8923 | 268238.3779 | 161.7705 | 4253.6123 | 4090.824 | 1812485.5939 | 715098.1815 | 1119123.5116 | 320372.1517 | 193.2116 | 5080.3279 | 4885.9008 | 2164753.2852
WeekDay | Wednesday | 3 | 8 | 514742.4471 | 1124418.9937 | 279042.2606 | 157.6844 | 2572.4227 | 3544.9714 | 1924478.7799 | 614785.7986 | 1342956.7213 | 333275.8354 | 188.3313 | 3072.3888 | 4233.9583 | 2298513.0337
WeekDay | Wednesday | 3 | 9 | 492531.4202 | 1226003.3441 | 286581.8941 | 165.8996 | 2133.5579 | 3053.5475 | 2010469.6633 | 588257.9224 | 1464284.6132 | 342280.8428 | 198.1432 | 2548.228 | 3647.0232 | 2401216.7728
WeekDay | Wednesday | 3 | 10 | 498743.6372 | 1260887.5042 | 286754.4437 | 174.788 | 2656.8197 | 3221.1687 | 2052438.3616 | 595677.5219 | 1505948.7237 | 342486.9285 | 208.7592 | 3173.189 | 3847.2226 | 2451342.3449
WeekDay | Wednesday | 3 | 11 | 507891.1948 | 1279054.6376 | 289282.8967 | 172.6617 | 2849.2451 | 3834.5755 | 2083085.2114 | 606602.9635 | 1527646.7509 | 345506.8019 | 206.2196 | 3403.0133 | 4579.8488 | 2487945.5979
WeekDay | Wednesday | 3 | 12 | 485868.2174 | 1268604.8149 | 294718.6347 | 171.784 | 2727.7133 | 3359.1672 | 2055450.3314 | 580299.6853 | 1515165.9412 | 351999.0089 | 205.1713 | 3257.8611 | 4012.0419 | 2454939.7095
WeekDay | Wednesday | 3 | 13 | 486759.729 | 1291521.2299 | 295488.3258 | 148.3822 | 2960.6492 | 3287.1575 | 2080165.4736 | 581364.4677 | 1542536.302 | 352918.2942 | 177.2212 | 3536.0695 | 3926.0367 | 2484458.3912
WeekDay | Wednesday | 3 | 14 | 496376.4897 | 1280063.2011 | 299818.318 | 155.0306 | 4013.9246 | 4184.6293 | 2084611.5932 | 592850.3047 | 1528851.3349 | 358089.8469 | 185.1618 | 4794.0555 | 4997.9376 | 2489768.6414
WeekDay | Wednesday | 3 | 15 | 539176.1144 | 1228149.4411 | 296852.2364 | 194.2282 | 4702.6047 | 4380.4282 | 2073455.053 | 643968.2991 | 1466847.8173 | 354547.2892 | 231.9776 | 5616.5848 | 5231.7912 | 2476443.7592
WeekDay | Wednesday | 3 | 16 | 596170.999 | 1152289.1575 | 289501.0769 | 198.0341 | 3652.7052 | 4321.4236 | 2046133.3963 | 712040.489 | 1376243.6224 | 345767.3867 | 236.5233 | 4362.6308 | 5161.3188 | 2443811.971
WeekDay | Wednesday | 3 | 17 | 641119.4127 | 1061225.5838 | 279379.4386 | 55828.0767 | 2970.7768 | 4163.0745 | 2044686.3633 | 765724.9026 | 1267481.2846 | 333678.5459 | 66678.6058 | 3548.1655 | 4972.1936 | 2442083.6981
WeekDay | Wednesday | 3 | 18 | 715886.9794 | 1005011.9652 | 270265.025 | 55925.5748 | 1711.5726 | 4243.6339 | 2053044.7508 | 855024.0044 | 1200342.2044 | 322792.6901 | 66795.0533 | 2044.2272 | 5068.4101 | 2452066.5896
WeekDay | Wednesday | 3 | 19 | 827805.9404 | 990881.0185 | 264966.895 | 56186.9089 | 1650.8067 | 4309.7431 | 2145801.3125 | 988695.1019 | 1183464.8216 | 316464.8361 | 67107.1792 | 1971.6511 | 5147.3681 | 2562850.9579
WeekDay | Wednesday | 3 | 20 | 900940.0386 | 940326.1759 | 260024.4461 | 56353.1018 | 2012.0261 | 4033.7461 | 2163689.5347 | 1076043.2606 | 1123084.3352 | 310561.792 | 67305.6728 | 2403.0757 | 4817.7294 | 2584215.8658
WeekDay | Wednesday | 3 | 21 | 953433.4949 | 893099.3408 | 254628.3229 | 56335.8869 | 1559.6578 | 3798.932 | 2162855.6352 | 1138739.1421 | 1066678.6751 | 304116.8991 | 67285.112 | 1862.7869 | 4537.2777 | 2583219.8928
WeekDay | Wednesday | 3 | 22 | 966981.6962 | 842375.1432 | 249421.9825 | 56338.0569 | 1360.4808 | 3581.2171 | 2120058.5766 | 1154920.5194 | 1006095.9187 | 297898.6745 | 67287.7038 | 1624.8985 | 4277.2486 | 2532104.9635
WeekDay | Wednesday | 3 | 23 | 898643.5434 | 810364.8747 | 246032.7705 | 56199.914 | 1563.0337 | 3435.9935 | 2016240.1298 | 1073300.4275 | 967864.2581 | 293850.7483 | 67122.712 | 1866.8189 | 4103.8 | 2408108.7648
WeekDay | Thursday | 3 | 0 | 826397.9107 | 728407.6511 | 245354.5447 | 55824.1933 | 2248.3379 | 3361.6959 | 1861594.3338 | 987013.4131 | 869978.1455 | 293040.7052 | 66673.9676 | 2685.3162 | 4015.0622 | 2223406.6098
WeekDay | Thursday | 3 | 1 | 771864.9826 | 711523.4799 | 242555.1508 | 55812.9123 | 2801.9827 | 3294.7438 | 1787853.2521 | 921881.6759 | 849812.432 | 289697.232 | 66660.4941 | 3346.5652 | 3935.0975 | 2135333.4967
WeekDay | Thursday | 3 | 2 | 731166.4179 | 695303.759 | 244918.0866 | 55812.5678 | 2585.9262 | 3254.2835 | 1733041.0411 | 873273.0956 | 830440.3089 | 292519.4189 | 66660.0826 | 3088.5168 | 3886.7735 | 2069868.1962
WeekDay | Thursday | 3 | 3 | 700279.8665 | 690330.3293 | 243836.2608 | 55809.8514 | 2491.4015 | 3315.4556 | 1696063.1651 | 836383.5535 | 824500.2626 | 291227.3336 | 66656.8383 | 2975.6206 | 3959.8347 | 2025703.4433
WeekDay | Thursday | 3 | 4 | 686385.9775 | 690216.64 | 245167.7947 | 55813.518 | 2609.5574 | 3468.3859 | 1683661.8735 | 819789.3019 | 824364.4771 | 292817.6593 | 66661.2176 | 3116.7409 | 4142.4879 | 2010891.8846
WeekDay | Thursday | 3 | 5 | 703164.5809 | 718294.3781 | 251278.8844 | 55813.3235 | 3487.2869 | 3845.654 | 1735884.1079 | 839828.9298 | 857899.2959 | 300116.4767 | 66660.9853 | 4165.0625 | 4593.0804 | 2073263.8305
WeekDay | Thursday | 3 | 6 | 710029.4384 | 769503.1049 | 259273.4858 | 183.9007 | 4253.6123 | 4102.1433 | 1747345.6853 | 848028.0144 | 919060.7528 | 309664.8779 | 219.6429 | 5080.3279 | 4899.42 | 2086953.0358
WeekDay | Thursday | 3 | 7 | 582797.8321 | 902018.3021 | 268059.7409 | 165.9902 | 3693.2158 | 4092.6303 | 1760827.7113 | 696068.1651 | 1077331.0912 | 320158.7956 | 198.2514 | 4411.0149 | 4888.0581 | 2103055.3763
WeekDay | Thursday | 3 | 8 | 502378.3532 | 1071215.0135 | 279247.8897 | 163.7807 | 3257.7269 | 4030.9765 | 1860293.7404 | 600018.6672 | 1279412.2212 | 333521.4297 | 195.6124 | 3890.8861 | 4814.4215 | 2221853.2381
WeekDay | Thursday | 3 | 9 | 484926.8859 | 1164898.844 | 287386.781 | 178.7835 | 2761.8941 | 3938.1346 | 1944091.323 | 579175.4002 | 1391304.0787 | 343242.1644 | 213.5312 | 3298.6851 | 4703.5352 | 2321937.3949
WeekDay | Thursday | 3 | 10 | 489134.5454 | 1218759.236 | 292601.6908 | 180.8299 | 3126.0674 | 3964.1448 | 2007766.5144 | 584200.8442 | 1455632.5683 | 349470.624 | 215.9753 | 3733.6378 | 4734.6006 | 2397988.2503
WeekDay | Thursday | 3 | 11 | 502082.684 | 1233903.8154 | 295210.3406 | 176.0259 | 3196.961 | 3816.6333 | 2038386.4602 | 599665.5329 | 1473720.5895 | 352586.2808 | 210.2376 | 3818.31 | 4558.4194 | 2434559.3703
WeekDay | Thursday | 3 | 12 | 511419.6706 | 1241328.8063 | 299470.4042 | 176.8031 | 3848.5064 | 4277.8324 | 2060522.0231 | 610817.2202 | 1482588.673 | 357674.314 | 211.1659 | 4596.4872 | 5109.2554 | 2460997.1156
WeekDay | Thursday | 3 | 13 | 507234.7753 | 1253835.0395 | 299730.8124 | 184.2024 | 4314.3782 | 3915.2553 | 2069214.4631 | 605818.9648 | 1497525.5693 | 357985.334 | 220.0032 | 5152.904 | 4676.2092 | 2471378.9846
WeekDay | Thursday | 3 | 14 | 515103.6333 | 1251917.3261 | 294985.2719 | 182.6274 | 4837.64 | 3700.0692 | 2070726.5679 | 615217.1836 | 1495235.1366 | 352317.4687 | 218.1221 | 5777.865 | 4419.2003 | 2473184.9763
WeekDay | Thursday | 3 | 15 | 556909.8169 | 1198544.6 | 290487.5522 | 168.4124 | 4972.6753 | 4415.2288 | 2055498.2856 | 665148.6554 | 1431489.0938 | 346945.5895 | 201.1444 | 5939.1453 | 5273.3556 | 2454996.984
WeekDay | Thursday | 3 | 16 | 617914.3925 | 1133324.367 | 284087.4943 | 157.724 | 4358.2647 | 4252.6652 | 2044094.9076 | 738009.8444 | 1353592.9084 | 339301.6412 | 188.3786 | 5205.3201 | 5079.1967 | 2441377.2895
WeekDay | Thursday | 3 | 17 | 663685.1851 | 1026314.2306 | 277542.1399 | 55843.4983 | 4746.4912 | 4230.0267 | 2032361.5717 | 792676.4713 | 1225784.6957 | 331484.157 | 66697.0246 | 5669.0008 | 5052.1583 | 2427363.5078
WeekDay | Thursday | 3 | 18 | 730526.6534 | 974332.3503 | 269434.7257 | 56192.6441 | 3882.2652 | 4270.1257 | 2038638.7645 | 872508.9889 | 1163699.8182 | 321801.0171 | 67114.0292 | 4636.8072 | 5100.0508 | 2434860.7114
WeekDay | Thursday | 3 | 19 | 857911.0348 | 960621.7717 | 264673.4166 | 56707.0393 | 2825.6139 | 4243.1522 | 2146982.0285 | 1024651.306 | 1147324.5046 | 316114.3183 | 67728.4002 | 3374.7893 | 5067.8348 | 2564261.1533
WeekDay | Thursday | 3 | 20 | 935128.8979 | 911485.0145 | 259783.8296 | 56423.3362 | 2228.0826 | 3992.5633 | 2169041.7241 | 1116876.9344 | 1088637.7172 | 310274.4101 | 67389.5576 | 2661.1242 | 4768.5425 | 2590608.286
WeekDay | Thursday | 3 | 21 | 988910.769 | 870583.2303 | 253887.6264 | 56111.9142 | 2204.4514 | 3745.587 | 2175443.5784 | 1181111.6421 | 1039786.4204 | 303232.2437 | 67017.6089 | 2632.9001 | 4473.5648 | 2598254.38
WeekDay | Thursday | 3 | 22 | 1005252.9119 | 821467.1081 | 248924.1828 | 56111.3085 | 1816.2249 | 3590.3688 | 2137162.105 | 1200629.9806 | 981124.2787 | 297304.1244 | 67016.8854 | 2169.2194 | 4288.179 | 2552532.6675
WeekDay | Thursday | 3 | 23 | 943190.0908 | 787840.712 | 248261.7051 | 56095.5746 | 1917.5014 | 3441.6532 | 2040747.237 | 1126504.8696 | 940962.3862 | 296512.89 | 66998.0935 | 2290.1796 | 4110.5596 | 2437378.9785
WeekDay | Friday | 3 | 0 | 871438.8626 | 763302.307 | 247199.8783 | 55867.5907 | 2582.5503 | 3379.5177 | 1943770.7067 | 1040808.3502 | 911654.7917 | 295244.6908 | 66725.7996 | 3084.4848 | 4036.3477 | 2321554.4648
WeekDay | Friday | 3 | 1 | 813256.5568 | 744924.2992 | 243812.3223 | 55820.3049 | 3301.6133 | 3332.5549 | 1864447.6515 | 971317.9564 | 889704.9054 | 291198.7424 | 66669.3236 | 3943.3022 | 3980.2574 | 2226814.4873
WeekDay | Friday | 3 | 2 | 770485.9847 | 726110.9152 | 243791.6386 | 55815.8347 | 3041.6704 | 3238.3884 | 1802484.432 | 920234.6613 | 867235.0248 | 291174.0387 | 66663.9845 | 3632.8377 | 3867.789 | 2152808.3361
WeekDay | Friday | 3 | 3 | 737076.2658 | 712967.5899 | 243462.6299 | 55812.8925 | 2717.5856 | 3224.2995 | 1755261.2632 | 880331.5586 | 851537.2136 | 290781.0851 | 66660.4705 | 3245.7651 | 3850.9619 | 2096407.0548
WeekDay | Friday | 3 | 4 | 720698.653 | 713985.1014 | 243997.0161 | 55812.6576 | 2950.5215 | 3296.1888 | 1740740.1385 | 860770.8563 | 852752.4848 | 291419.3326 | 66660.1899 | 3523.9735 | 3936.8233 | 2079063.6605
WeekDay | Friday | 3 | 5 | 725294.2774 | 740680.9886 | 246276.4698 | 55811.1832 | 3402.8898 | 3614.8136 | 1775080.6224 | 866259.6685 | 884636.8814 | 294141.8121 | 66658.429 | 4064.2623 | 4317.3747 | 2120078.4281
WeekDay | Friday | 3 | 6 | 731204.4875 | 782546.0661 | 253828.2403 | 174.2194 | 3916.024 | 3766.1784 | 1775435.2157 | 873318.5641 | 934638.6934 | 303161.3156 | 208.08 | 4677.1273 | 4498.1583 | 2120501.9387
WeekDay | Friday | 3 | 7 | 617078.703 | 912949.1174 | 264907.7651 | 160.4898 | 3018.0392 | 3593.6201 | 1801707.7346 | 737011.7335 | 1090386.3776 | 316394.2139 | 191.682 | 3604.6136 | 4292.0622 | 2151880.6828
WeekDay | Friday | 3 | 8 | 541257.0737 | 1099047.2237 | 274585.2528 | 162.6483 | 2714.2097 | 3516.6733 | 1921283.0815 | 646453.7056 | 1312653.7921 | 327952.5808 | 194.26 | 3241.7331 | 4200.1603 | 2294696.2318
WeekDay | Friday | 3 | 9 | 520391.5139 | 1192040.5365 | 286054.4049 | 164.0839 | 2531.9121 | 3469.2288 | 2004651.68 | 621532.7962 | 1423720.9256 | 341650.8329 | 195.9747 | 3024.0047 | 4143.4947 | 2394268.0287
WeekDay | Friday | 3 | 10 | 515827.6409 | 1228990.8345 | 293228.3889 | 167.0311 | 2779.723 | 3206.3573 | 2044199.9757 | 616081.9065 | 1467852.7407 | 350219.1247 | 199.4946 | 3319.9792 | 3829.5325 | 2441502.7782
WeekDay | Friday | 3 | 11 | 530145.879 | 1256013.7801 | 295855.5021 | 175.4004 | 2920.1386 | 3374.0989 | 2088484.7992 | 633182.9821 | 1500127.7614 | 353356.8334 | 209.4905 | 3487.6854 | 4029.8758 | 2494394.6287
WeekDay | Friday | 3 | 12 | 529272.7084 | 1261895.0686 | 300292.9654 | 173.4529 | 3392.7622 | 3308.5918 | 2098335.5493 | 632140.1054 | 1507152.1144 | 358656.745 | 207.1646 | 4052.1663 | 3951.6369 | 2506159.9326
WeekDay | Friday | 3 | 13 | 524359.6191 | 1270623.9244 | 300299.0849 | 171.8384 | 4094.9458 | 4349.9625 | 2103899.3752 | 626272.127 | 1517577.4769 | 358664.0538 | 205.2363 | 4890.8236 | 5195.4044 | 2512805.1221
WeekDay | Friday | 3 | 14 | 537678.8035 | 1260432.7653 | 296733.9539 | 179.7198 | 4702.6047 | 3973.1761 | 2103701.0233 | 642179.9766 | 1505405.6035 | 354406.0178 | 214.6494 | 5616.5848 | 4745.3872 | 2512568.2193
WeekDay | Friday | 3 | 15 | 569142.3412 | 1220831.4966 | 293727.186 | 179.1692 | 5252.8736 | 4173.7917 | 2093306.8583 | 679758.6458 | 1458107.5854 | 350814.866 | 213.9919 | 6273.8018 | 4984.9937 | 2500153.8846
WeekDay | Friday | 3 | 16 | 616959.3353 | 1143371.7628 | 288379.554 | 209.3827 | 5053.6965 | 4809.1145 | 2058782.8459 | 736869.166 | 1365593.0773 | 344427.889 | 250.0775 | 6035.9134 | 5743.7954 | 2458919.9186
WeekDay | Friday | 3 | 17 | 660382.0829 | 1045172.9771 | 278889.3621 | 55852.2359 | 4412.2788 | 4619.9386 | 2049328.8754 | 788731.3909 | 1248308.7554 | 333093.2201 | 66707.4605 | 5269.8322 | 5517.852 | 2447628.511
WeekDay | Friday | 3 | 18 | 719910.8161 | 995840.2091 | 275918.3158 | 55881.7522 | 2747.9686 | 4428.2339 | 2054727.2956 | 859829.8985 | 1189387.8612 | 329544.7327 | 66742.7134 | 3282.0531 | 5288.8883 | 2454076.1472
WeekDay | Friday | 3 | 19 | 822880.2634 | 984953.7841 | 271360.474 | 56145.7812 | 2531.9121 | 4353.4546 | 2142225.6692 | 982812.0893 | 1176385.5928 | 324101.0463 | 67058.0581 | 3024.0047 | 5199.5752 | 2558580.3665
WeekDay | Friday | 3 | 20 | 855621.7124 | 938280.2408 | 265992.4549 | 56380.1505 | 2639.9403 | 3876.8421 | 2122791.3411 | 1021917.0398 | 1120640.7601 | 317689.7199 | 67337.9786 | 3153.0289 | 4630.3301 | 2535368.8575
WeekDay | Friday | 3 | 21 | 904022.3169 | 898295.8256 | 257378.8405 | 56370.5969 | 1974.8914 | 3505.8357 | 2121548.3071 | 1079724.5986 | 1072885.1286 | 307401.9967 | 67326.5682 | 2358.7237 | 4187.2164 | 2533884.2321
WeekDay | Friday | 3 | 22 | 938853.4889 | 853523.0686 | 249728.0177 | 56359.1668 | 1539.4025 | 3428.8889 | 2103432.0335 | 1121325.4225 | 1019410.5117 | 298264.1895 | 67312.9165 | 1838.5949 | 4095.3145 | 2512246.9496
WeekDay | Friday | 3 | 23 | 916789.8345 | 821520.6797 | 246181.2552 | 56249.3121 | 1509.0196 | 3303.8955 | 2045553.9966 | 1094973.5616 | 981188.2623 | 294028.0919 | 67181.7109 | 1802.3068 | 3946.0279 | 2443119.9614
Saturday | Saturday | 3 | 0 | 870374.6328 | 784821.0183 | 245398.2967 | 55874.8565 | 2764.848 | 3228.1529 | 1962461.8052 | 1039537.2807 | 937355.7966 | 293092.9608 | 66734.4775 | 3302.2132 | 3855.5642 | 2343878.293
Saturday | Saturday | 3 | 1 | 822216.9068 | 758063.7715 | 248383.4681 | 55821.1769 | 3051.798 | 3125.1959 | 1890662.3172 | 982019.8053 | 905398.1147 | 296658.3185 | 66670.365 | 3644.9337 | 3732.5969 | 2258124.1341
Saturday | Saturday | 3 | 2 | 782965.5394 | 744619.6648 | 247973.4806 | 55817.1715 | 2734.465 | 3082.9294 | 1837193.2508 | 935139.694 | 889341.0635 | 296168.6474 | 66665.5811 | 3265.9251 | 3682.1156 | 2194263.0267
Saturday | Saturday | 3 | 3 | 747695.2711 | 728025.029 | 246574.0133 | 55815.6567 | 2042.4091 | 3009.4747 | 1783161.8539 | 893014.4327 | 869521.1584 | 294497.185 | 66663.7719 | 2439.3638 | 3594.3845 | 2129730.2964
Saturday | Saturday | 3 | 4 | 707092.3525 | 727844.6303 | 242547.1348 | 55814.5688 | 2224.7067 | 3031.8723 | 1738555.2656 | 844520.0879 | 869305.6981 | 289687.658 | 66662.4726 | 2657.0921 | 3621.1353 | 2076454.1442
Saturday | Saturday | 3 | 5 | 687539.4204 | 741564.2243 | 254629.1661 | 55815.4021 | 3585.1875 | 3148.4365 | 1746281.8368 | 821166.9235 | 885691.7793 | 304117.9062 | 66663.4678 | 4281.9907 | 3760.3544 | 2085682.4219
Saturday | Saturday | 3 | 6 | 684870.8576 | 743603.3638 | 253991.7151 | 173.4645 | 4348.137 | 3146.269 | 1690133.807 | 817979.7092 | 888127.2381 | 303356.5627 | 207.1783 | 5193.2241 | 3757.7657 | 2018621.6781
Saturday | Saturday | 3 | 7 | 684172.0943 | 779390.3993 | 253396.2196 | 141.7568 | 3639.2016 | 2977.564 | 1723717.2356 | 817145.1369 | 930869.7034 | 302645.3289 | 169.3081 | 4346.5028 | 3556.2719 | 2058732.252
Saturday | Saturday | 3 | 8 | 679128.5854 | 866951.7909 | 259881.3586 | 128.572 | 2666.9474 | 2609.9293 | 1811367.1836 | 811121.3911 | 1035449.1885 | 310390.8945 | 153.5608 | 3185.285 | 3117.1851 | 2163417.505
Saturday | Saturday | 3 | 9 | 651462.3196 | 941682.9501 | 262769.8264 | 135.6589 | 2084.6076 | 2362.8326 | 1860498.1951 | 778078.0168 | 1124704.8069 | 313840.7537 | 162.025 | 2489.7639 | 2822.0636 | 2222097.4299
Saturday | Saturday | 3 | 10 | 633378.9778 | 976271.8251 | 263689.3731 | 134.5768 | 2356.4717 | 2326.7073 | 1878157.9319 | 756480.0667 | 1166016.2419 | 314939.02 | 160.7326 | 2814.4664 | 2778.9172 | 2243189.4448
Saturday | Saturday | 3 | 11 | 637038.6214 | 998309.5906 | 262231.705 | 132.8741 | 2094.6298 | 2204.8448 | 1902012.2656 | 760850.9845 | 1192337.1822 | 313198.0451 | 158.699 | 2501.7339 | 2633.3699 | 2271680.0146
Saturday | Saturday | 3 | 12 | 628947.6955 | 999728.064 | 260583.8748 | 146.4611 | 2964.0251 | 2210.384 | 1894580.5044 | 751187.5375 | 1194031.3446 | 311229.949 | 174.9267 | 3540.1015 | 2639.9857 | 2262803.8451
Saturday | Saturday | 3 | 13 | 618597.9493 | 982866.5674 | 262592.5994 | 152.995 | 3636.9862 | 2432.0727 | 1870279.17 | 738826.2546 | 1173892.7128 | 313629.0816 | 182.7305 | 4343.8568 | 2904.7609 | 2233779.3972
Saturday | Saturday | 3 | 14 | 627348.3023 | 959555.7362 | 259828.7635 | 152.868 | 4038.7163 | 2646.0546 | 1853570.4409 | 749277.2925 | 1146051.2785 | 310328.0772 | 182.5789 | 4823.6655 | 3160.3315 | 2213823.2242
Saturday | Saturday | 3 | 15 | 636305.3873 | 947247.446 | 257621.5063 | 168.1536 | 4088.194 | 3006.8255 | 1848437.5128 | 759975.2419 | 1131350.7966 | 307691.8261 | 200.8353 | 4882.7596 | 3591.2205 | 2207692.68
Saturday | Saturday | 3 | 16 | 646777.5083 | 932789.804 | 250958.4039 | 191.6502 | 4128.7046 | 3440.8102 | 1838286.8813 | 772482.6838 | 1114083.2232 | 299733.7088 | 228.8986 | 4931.1437 | 4109.5528 | 2195569.211
Saturday | Saturday | 3 | 17 | 663792.4726 | 903814.8788 | 246554.1259 | 55827.855 | 3554.8046 | 3790.864 | 1877335.0009 | 792804.6107 | 1079476.8437 | 294473.4324 | 66678.341 | 4245.7026 | 4527.6416 | 2242206.5721
Saturday | Saturday | 3 | 18 | 701595.4369 | 900347.9454 | 248347.9343 | 55945.5976 | 2157.1891 | 3888.0409 | 1912282.1442 | 837954.813 | 1075336.0904 | 296615.8785 | 66818.9677 | 2576.452 | 4643.7055 | 2283945.9071
Saturday | Saturday | 3 | 19 | 801664.2631 | 916059.2409 | 246992.9762 | 56124.3581 | 1677.8137 | 3795.0786 | 2026313.7306 | 957472.6293 | 1094100.9726 | 294997.5759 | 67032.4713 | 2003.9071 | 4532.6754 | 2420140.2316
Saturday | Saturday | 3 | 20 | 826737.6328 | 893328.4037 | 237342.0855 | 56199.1253 | 1441.5019 | 3557.0132 | 2018605.7624 | 987419.1622 | 1066952.2578 | 283470.9754 | 67121.77 | 1721.6667 | 4248.3405 | 2410934.1725
Saturday | Saturday | 3 | 21 | 852598.8255 | 867070.9172 | 229589.5082 | 56167.0501 | 1529.2749 | 3457.6687 | 2010413.2446 | 1018306.6363 | 1035591.4677 | 274211.6372 | 67083.4607 | 1826.4988 | 4129.6878 | 2401149.3887
Saturday | Saturday | 3 | 22 | 878199.9023 | 836176.7391 | 228912.1943 | 56169.9132 | 1228.8213 | 3340.6229 | 2004028.1931 | 1048883.4393 | 998692.8167 | 273402.6832 | 67086.8803 | 1467.6503 | 3989.8934 | 2393523.3632
Saturday | Saturday | 3 | 23 | 863268.5066 | 808342.5666 | 228281.8091 | 56170.2395 | 1360.4808 | 3274.5136 | 1960698.1163 | 1031050.0353 | 965448.902 | 272649.7788 | 67087.2701 | 1624.8985 | 3910.9355 | 2341771.8202
Sunday | Sunday | 3 | 0 | 827330.0658 | 780401.8744 | 226247.5207 | 56155.4493 | 2086.2956 | 3173.8446 | 1895395.0503 | 988126.7381 | 932077.765 | 270220.1139 | 67069.6053 | 2491.7799 | 3790.7008 | 2263776.7029
Sunday | Sunday | 3 | 1 | 782252.6296 | 749276.8039 | 226148.8967 | 55890.6415 | 2548.7915 | 3089.1911 | 1819206.9543 | 934288.2258 | 894903.346 | 270102.3218 | 66753.3304 | 3044.1647 | 3689.5943 | 2172780.9831
Sunday | Sunday | 3 | 2 | 743008.3657 | 722613.5921 | 225124.7835 | 55825.2507 | 2565.6709 | 3028.7415 | 1752166.4044 | 887416.5985 | 863057.9756 | 268879.1659 | 66675.2305 | 3064.3248 | 3617.396 | 2092710.6912
Sunday | Sunday | 3 | 3 | 708855.1199 | 719930.1309 | 223864.3452 | 55819.5953 | 1924.2532 | 3050.6575 | 1713444.102 | 846625.4599 | 859852.9672 | 267373.7537 | 66668.476 | 2298.2436 | 3643.5715 | 2046462.4719
Sunday | Sunday | 3 | 4 | 669943.3577 | 712286.9115 | 222066.0802 | 55813.8963 | 1300.6643 | 3036.3278 | 1664447.2379 | 800150.9581 | 850724.2413 | 265225.9848 | 66661.6694 | 1553.4564 | 3626.4567 | 1987942.7667
Sunday | Sunday | 3 | 5 | 652374.5203 | 713973.9418 | 222519.5709 | 55811.6678 | 3031.5427 | 3149.6407 | 1650860.8842 | 779167.5093 | 852739.1562 | 265767.6142 | 66659.0078 | 3620.7416 | 3761.7927 | 1971715.8218
Sunday | Sunday | 3 | 6 | 646821.55 | 708460.0295 | 219356.4705 | 173.045 | 4037.5558 | 3055.715 | 1581904.3657 | 772535.2852 | 846153.5812 | 261989.7458 | 206.6773 | 4822.2795 | 3649.612 | 1889357.1811
Sunday | Sunday | 3 | 7 | 661395.9502 | 708727.4168 | 209886.3451 | 145.4721 | 2994.408 | 2923.8578 | 1586073.45 | 789942.3095 | 846472.9369 | 250679.0435 | 173.7455 | 3576.3896 | 3492.1275 | 1894336.5526
Sunday | Sunday | 3 | 8 | 681916.5731 | 745861.4803 | 207765.9904 | 122.1939 | 2187.572 | 2499.7473 | 1640353.557 | 814451.2413 | 890824.2334 | 248146.5848 | 145.943 | 2612.7401 | 2985.5885 | 1959166.3312
Sunday | Sunday | 3 | 9 | 676401.5015 | 774157.0265 | 212573.0356 | 129.9005 | 1714.9484 | 2309.7285 | 1667286.141 | 807864.2817 | 924619.1926 | 253887.9087 | 155.1475 | 2048.2592 | 2758.6384 | 1991333.4281
Sunday | Sunday | 3 | 10 | 656277.8716 | 808498.4942 | 215486.8715 | 145.318 | 1660.9343 | 2200.871 | 1684270.3606 | 783829.5009 | 965635.1351 | 257368.0666 | 173.5614 | 1983.7471 | 2628.6238 | 2011618.6349
Sunday | Sunday | 3 | 11 | 633783.4698 | 831091.9219 | 216194.51 | 140.3978 | 1995.1467 | 1922.4657 | 1685127.912 | 756963.1742 | 992619.7341 | 258213.239 | 167.685 | 2382.9157 | 2296.1087 | 2012642.8567
Sunday | Sunday | 3 | 12 | 623399.1206 | 859734.3332 | 217405.2435 | 139.3099 | 2437.3874 | 2019.2814 | 1705134.676 | 744560.5631 | 1026828.9737 | 259659.2859 | 166.3856 | 2911.1085 | 2411.7411 | 2036538.0579
Sunday | Sunday | 3 | 13 | 614086.0187 | 856950.3251 | 214231.575 | 137.2578 | 2970.7768 | 2192.4418 | 1690568.3953 | 733437.4027 | 1023503.8765 | 255868.7955 | 163.9347 | 3548.1655 | 2618.5563 | 2019140.7312
Sunday | Sunday | 3 | 14 | 603546.159 | 858261.7668 | 211381.7889 | 154.8246 | 3841.7546 | 2531.2967 | 1679717.5906 | 720849.0566 | 1025070.205 | 252465.136 | 184.9157 | 4588.4232 | 3023.2697 | 2006181.0062
Sunday | Sunday | 3 | 15 | 599237.9365 | 857170.3957 | 212488.2232 | 206.7339 | 4273.8676 | 2973.3494 | 1676350.5064 | 715703.5046 | 1023766.7192 | 253786.6126 | 246.9139 | 5104.52 | 3551.2381 | 2002159.5084
Sunday | Sunday | 3 | 16 | 604446.014 | 844848.5484 | 211302.3687 | 229.258 | 3865.3858 | 3458.03 | 1668149.6048 | 721923.8039 | 1009050.0453 | 252370.28 | 273.8157 | 4616.6472 | 4130.1193 | 1992364.7113
Sunday | Sunday | 3 | 17 | 619960.4311 | 840562.927 | 212134.6266 | 55863.0711 | 4722.86 | 3922.7212 | 1737166.6369 | 740453.5431 | 1003931.4871 | 253364.2923 | 66720.4015 | 5640.7768 | 4685.1261 | 2074795.6269
Sunday | Sunday | 3 | 18 | 663691.4664 | 859517.901 | 215970.6779 | 55872.4582 | 3156.4504 | 4089.7403 | 1802298.6941 | 792683.9733 | 1026570.4765 | 257945.9037 | 66731.6131 | 3769.9259 | 4884.6064 | 2152586.4989
Sunday | Sunday | 3 | 19 | 774097.6118 | 870445.8737 | 220612.4412 | 56186.6872 | 1985.0191 | 4029.7723 | 1927357.4054 | 924548.2303 | 1039622.3678 | 263489.8222 | 67106.9144 | 2370.8197 | 4812.9833 | 2301951.1377
Sunday | Sunday | 3 | 20 | 832984.6095 | 845719.6873 | 221233.6317 | 56176.705 | 1377.3602 | 3751.2466 | 1961243.2403 | 994880.2771 | 1010090.4954 | 264231.7449 | 67094.9922 | 1645.0586 | 4480.3244 | 2342422.8925
Sunday | Sunday | 3 | 21 | 883906.0407 | 820175.3199 | 218497.3093 | 55869.7797 | 1269.3319 | 3583.0233 | 1983300.8047 | 1055698.6007 | 979581.4235 | 260963.6014 | 66728.414 | 1516.0344 | 4279.4059 | 2368767.4798
Sunday | Sunday | 3 | 22 | 899278.7745 | 800996.1279 | 218078.0762 | 55850.478 | 1073.5307 | 3501.9823 | 1978778.9697 | 1074059.1197 | 956674.6379 | 260462.8878 | 66705.3609 | 1282.178 | 4182.6141 | 2363366.7984
Sunday | Sunday | 3 | 23 | 869787.5467 | 780703.8743 | 220856.4928 | 55848.3624 | 1238.949 | 3441.4123 | 1931876.6376 | 1038836.0909 | 932438.4604 | 263781.3067 | 66702.8342 | 1479.7463 | 4110.2719 | 2307348.7104
WeekDay | Monday | 3 | 0 | 810400.0193 | 764412.76 | 222558.2382 | 55837.4589 | 1458.3814 | 3349.0521 | 1858015.9098 | 967906.2333 | 912981.0681 | 265813.7967 | 66689.8115 | 1741.8267 | 3999.9609 | 2219132.6972
WeekDay | Monday | 3 | 1 | 755533.4267 | 751001.9033 | 219136.9081 | 55817.2168 | 1367.2325 | 3297.0317 | 1786153.7192 | 902375.9819 | 896963.7292 | 261727.5102 | 66665.6353 | 1632.9625 | 3937.8301 | 2133303.6492
WeekDay | Monday | 3 | 2 | 709763.9063 | 728797.1348 | 220905.4022 | 55817.5613 | 1124.169 | 3242.1213 | 1719650.295 | 847710.8745 | 870443.3278 | 263839.722 | 66666.0467 | 1342.6581 | 3872.2475 | 2053874.8765
WeekDay | Monday | 3 | 3 | 677574.6354 | 721824.9747 | 221302.6001 | 55817.6231 | 966.4519 | 3285.8329 | 1680772.1181 | 809265.4214 | 862116.0855 | 264314.1177 | 66666.1205 | 1154.2878 | 3924.4547 | 2007440.4876
WeekDay | Monday | 3 | 4 | 647519.6802 | 722602.3528 | 222660.6766 | 55816.2757 | 1303.0907 | 3330.6282 | 1653232.7042 | 773369.1013 | 863044.5518 | 265936.1447 | 66664.5112 | 1556.3544 | 3977.9562 | 1974548.6196
WeekDay | Monday | 3 | 5 | 634452.8036 | 752021.1702 | 231730.2722 | 55813.1373 | 2147.0614 | 3682.0065 | 1679846.4513 | 757762.5971 | 898181.0968 | 276768.4719 | 66660.7628 | 2564.356 | 4397.6271 | 2006334.9117
WeekDay | Monday | 3 | 6 | 629473.1905 | 789420.7756 | 243478.4843 | 171.8705 | 2403.6285 | 3920.1924 | 1668868.1419 | 751815.1656 | 942849.5449 | 290800.021 | 205.2746 | 2870.7885 | 4682.1058 | 1993222.9005
WeekDay | Monday | 3 | 7 | 617388.6759 | 874128.1462 | 258251.7115 | 149.6506 | 2423.8838 | 4007.6155 | 1756349.6835 | 737381.9515 | 1044020.3125 | 308444.5155 | 178.7361 | 2894.9805 | 4786.5202 | 2097707.0163
WeekDay | Monday | 3 | 8 | 612337.3532 | 991729.8945 | 271427.3341 | 130.4041 | 2079.5438 | 4094.3161 | 1881798.8458 | 731348.8733 | 1184478.6818 | 324180.9012 | 155.7489 | 2483.7159 | 4890.0716 | 2247537.9927
WeekDay | Monday | 3 | 9 | 606279.5046 | 1069980.192 | 279523.6021 | 128.6998 | 1876.9908 | 3467.5429 | 1961256.5322 | 724113.6446 | 1277937.4045 | 333850.7285 | 153.7133 | 2241.7955 | 4141.4812 | 2342438.7677
WeekDay | Monday | 3 | 10 | 604211.0124 | 1124771.9374 | 288591.0473 | 130.5343 | 1883.7426 | 3185.8864 | 2022774.1604 | 721643.1283 | 1343378.2617 | 344680.4873 | 155.9045 | 2249.8595 | 3805.0829 | 2415912.7242
WeekDay | Monday | 3 | 11 | 621635.44 | 1142498.5021 | 295000.9152 | 133.2788 | 2261.8415 | 3151.3265 | 2064681.304 | 742454.1003 | 1364550.0929 | 352336.1523 | 159.1823 | 2701.4442 | 3763.8062 | 2465964.7783
WeekDay | Monday | 3 | 12 | 609880.0802 | 1142188.407 | 299534.5901 | 133.3109 | 3088.9327 | 3036.087 | 2057861.4078 | 728414.0142 | 1364179.729 | 357750.9747 | 159.2207 | 3689.2858 | 3626.1691 | 2457819.3934
WeekDay | Monday | 3 | 13 | 596294.4322 | 1140412.0367 | 302784.2536 | 138.6934 | 3386.0104 | 3145.5465 | 2046160.973 | 712187.9123 | 1362058.1103 | 361632.2303 | 165.6494 | 4044.1023 | 3756.9027 | 2443844.9073
WeekDay | Monday | 3 | 14 | 597788.205 | 1134228.571 | 299644.0304 | 142.3354 | 4253.6123 | 3382.8894 | 2039439.6435 | 713972.0089 | 1354672.8501 | 357881.6854 | 169.9991 | 5080.3279 | 4040.3747 | 2435817.2462
WeekDay | Monday | 3 | 15 | 610261.6943 | 1114755.0945 | 295729.7567 | 139.0346 | 3642.472 | 3677.5511 | 2028205.6032 | 728869.7973 | 1331414.584 | 353206.6486 | 166.0569 | 4350.4088 | 4392.3057 | 2422399.8013
WeekDay | Monday | 3 | 16 | 636457.9259 | 1081452.0236 | 290588.7663 | 145.074 | 3488.7639 | 4021.2227 | 2016153.7764 | 760157.4273 | 1291638.857 | 347066.4753 | 173.2701 | 4166.8265 | 4802.772 | 2408005.6281
WeekDay | Monday | 3 | 17 | 664636.3361 | 1013580.2677 | 283881.4324 | 55774.7342 | 3215.2118 | 4300.8322 | 2025388.8145 | 793812.4843 | 1210575.809 | 339055.5299 | 66614.8959 | 3840.108 | 5136.7253 | 2419035.5524
WeekDay | Monday | 3 | 18 | 720001.2638 | 971785.8508 | 278290.9426 | 55791.1555 | 2214.5791 | 4319.8581 | 2032403.6498 | 859937.9252 | 1160658.3909 | 332378.494 | 66634.5087 | 2644.9961 | 5159.4491 | 2427413.764
WeekDay | Monday | 3 | 19 | 847969.5555 | 979409.7825 | 275000.4604 | 56151.6953 | 1303.0907 | 4283.4921 | 2164118.0765 | 1012777.6392 | 1169764.0805 | 328448.4865 | 67065.1216 | 1556.3544 | 5116.015 | 2584727.6974
WeekDay | Monday | 3 | 20 | 885357.2311 | 931216.8602 | 271538.6196 | 56197.8627 | 1255.8284 | 4117.5567 | 2149683.9587 | 1057431.839 | 1112204.5682 | 324313.8157 | 67120.262 | 1499.9063 | 4917.8291 | 2567488.2202
WeekDay | Monday | 3 | 21 | 940787.209 | 881283.552 | 267479.0749 | 55747.8998 | 1424.6225 | 3981.7257 | 2150704.084 | 1123634.973 | 1052566.4153 | 319465.2736 | 66582.846 | 1701.5067 | 4755.5986 | 2568706.6131
WeekDay | Monday | 3 | 22 | 938513.1528 | 832204.8101 | 264000.5083 | 55767.4199 | 1387.4878 | 3817.4763 | 2095690.8552 | 1120918.9401 | 993948.9189 | 315310.6262 | 66606.1599 | 1657.1546 | 4559.4262 | 2503001.2259
WeekDay | Monday | 3 | 23 | 874105.7029 | 799037.4147 | 260820.6654 | 55809.4072 | 1637.3031 | 3697.9017 | 1995108.3949 | 1043993.5072 | 954335.2368 | 311512.7613 | 66656.3077 | 1955.5231 | 4416.6115 | 2382869.9476
WeekDay | Tuesday | 3 | 0 | 797099.288 | 783743.2915 | 257270.1991 | 55811.034 | 2417.1321 | 3591.3321 | 1899932.2768 | 952020.4232 | 936068.607 | 307272.2401 | 66658.2508 | 2886.9165 | 4289.3296 | 2269195.7672
WeekDay | Tuesday | 3 | 1 | 740589.6359 | 756999.6489 | 254006.067 | 55808.8583 | 3065.3016 | 3550.631 | 1814020.1428 | 884527.7738 | 904127.1734 | 303373.704 | 66655.6522 | 3661.0617 | 4240.7179 | 2166586.083
WeekDay | Tuesday | 3 | 2 | 700825.3144 | 738207.0005 | 253512.8257 | 55807.0287 | 3099.0604 | 3464.5325 | 1754915.7621 | 837035.0125 | 881682.0585 | 302784.5982 | 66653.4669 | 3701.3818 | 4137.8856 | 2095994.4035
WeekDay | Tuesday | 3 | 3 | 669984.1807 | 721538.2124 | 252472.3046 | 55806.6256 | 2626.4368 | 3476.213 | 1705903.9732 | 800199.7153 | 861773.5893 | 301541.8454 | 66652.9856 | 3136.9009 | 4151.8363 | 2037456.8728
WeekDay | Tuesday | 3 | 4 | 665432.7248 | 731974.5398 | 250231.3575 | 55809.6346 | 2076.1679 | 3581.5783 | 1709106.0029 | 794763.656 | 874238.2808 | 298865.3565 | 66656.5794 | 2479.6839 | 4277.68 | 2041281.2367
WeekDay | Tuesday | 3 | 5 | 682844.2923 | 768437.8107 | 254507.2087 | 55810.1893 | 2889.7557 | 3806.157 | 1768295.4136 | 815559.2685 | 917788.4121 | 303972.2456 | 66657.2419 | 3451.3974 | 4545.907 | 2111974.4723
WeekDay | Tuesday | 3 | 6 | 688360.7995 | 830117.2938 | 262005.5419 | 174.8218 | 3220.5922 | 3999.9088 | 1787878.958 | 822147.9426 | 991455.681 | 312927.9258 | 208.7995 | 3846.534 | 4777.3156 | 2135364.1986
WeekDay | Tuesday | 3 | 7 | 561551.821 | 964091.7916 | 272330.4795 | 152.5236 | 2714.2097 | 4133.3314 | 1804974.1569 | 670692.8615 | 1151468.9441 | 325259.5785 | 182.1674 | 3241.7331 | 4936.6697 | 2155781.9543
WeekDay | Tuesday | 3 | 8 | 488040.2148 | 1149412.7904 | 283453.5643 | 156.9938 | 1941.1326 | 4045.9083 | 1927050.6041 | 582893.8237 | 1372808.2156 | 338544.503 | 187.5065 | 2318.4036 | 4832.2554 | 2301584.7078
WeekDay | Tuesday | 3 | 9 | 468103.5596 | 1249450.8258 | 294378.7615 | 181.4785 | 1991.7708 | 3832.6489 | 2017939.0452 | 559082.3574 | 1492289.2568 | 351593.0793 | 216.75 | 2378.8837 | 4577.5477 | 2410137.8748
WeekDay | Tuesday | 3 | 10 | 469700.4772 | 1306618.2512 | 302722.6055 | 184.7966 | 2325.9832 | 3985.3383 | 2085537.4519 | 560989.6456 | 1560567.5219 | 361558.6005 | 220.7129 | 2778.0523 | 4759.9132 | 2490874.4464
WeekDay | Tuesday | 3 | 11 | 485115.3898 | 1317412.5839 | 301582.8835 | 182.9908 | 2535.288 | 3879.6117 | 2110708.7476 | 579400.5411 | 1573459.7993 | 360197.3665 | 218.5562 | 3028.0367 | 4633.638 | 2520937.9378
WeekDay | Tuesday | 3 | 12 | 491936.1049 | 1287170.0516 | 305756.8964 | 183.3881 | 2933.6421 | 3870.46 | 2091850.5431 | 587546.904 | 1537339.4454 | 365182.6245 | 219.0307 | 3503.8135 | 4622.7076 | 2498414.5256
WeekDay | Tuesday | 3 | 13 | 494632.4601 | 1291485.9992 | 306397.3265 | 184.5979 | 3524.4216 | 3762.4454 | 2099987.2508 | 590767.3124 | 1542494.2239 | 365947.526 | 220.4757 | 4209.4146 | 4493.6998 | 2508132.6524
WeekDay | Tuesday | 3 | 14 | 502450.2546 | 1283971.2721 | 304414.6341 | 188.2374 | 4258.8871 | 3881.5384 | 2099164.8237 | 600104.5431 | 1533518.9635 | 363579.4853 | 224.8225 | 5086.6279 | 4635.9392 | 2507150.3815
WeekDay | Tuesday | 3 | 15 | 542174.1027 | 1229543.1519 | 299765.078 | 183.0617 | 5127.4384 | 4210.2782 | 2081003.111 | 647548.9648 | 1468512.4044 | 358026.2594 | 218.6409 | 6123.9876 | 5028.5716 | 2485458.8285
WeekDay | Tuesday | 3 | 16 | 599909.2504 | 1151273.0119 | 291422.4511 | 156.4243 | 4907.9006 | 4299.5076 | 2051968.5458 | 716505.2925 | 1375029.9826 | 348062.1918 | 186.8263 | 5861.7811 | 5135.1433 | 2450781.2175
WeekDay | Tuesday | 3 | 17 | 642919.2527 | 1049003.1631 | 279666.3327 | 55788.4061 | 4776.8741 | 4591.2792 | 2036745.3079 | 767874.5525 | 1252883.3614 | 334021.1997 | 66631.225 | 5705.2889 | 5483.6225 | 2432599.25
WeekDay | Tuesday | 3 | 18 | 717698.9204 | 995430.1659 | 270905.9556 | 55818.3913 | 3234.0957 | 4672.6815 | 2047760.2104 | 857188.1073 | 1188898.1237 | 323558.1895 | 66667.0379 | 3862.662 | 5580.8458 | 2445754.9663
WeekDay | Tuesday | 3 | 19 | 846679.481 | 986548.5312 | 267213.1842 | 56346.0331 | 1758.8349 | 4505.542 | 2163051.6062 | 1011236.8308 | 1178290.2888 | 319147.7053 | 67297.2302 | 2100.6753 | 5381.2217 | 2583453.9521
WeekDay | Tuesday | 3 | 20 | 913628.5459 | 892966.4476 | 262100.6179 | 56749.8228 | 1603.5443 | 4120.5672 | 2131169.5456 | 1091197.8571 | 1066519.9533 | 313041.4805 | 67779.4989 | 1915.203 | 4921.4246 | 2545375.4174
WeekDay | Tuesday | 3 | 21 | 840244.8206 | 856490.4939 | 255887.7431 | 56648.2912 | 2241.5862 | 3914.4124 | 2015427.3474 | 1003551.5548 | 1022954.6743 | 305621.0954 | 67658.2341 | 2677.2522 | 4675.2024 | 2407138.0131
WeekDay | Tuesday | 3 | 22 | 786010.3771 | 826253.5143 | 253792.829 | 55926.7781 | 2818.8621 | 3726.9223 | 1928529.2829 | 938776.3145 | 986840.9522 | 303119.0219 | 66796.4904 | 3366.7253 | 4451.2725 | 2303350.7768
WeekDay | Tuesday | 3 | 23 | 743055.6533 | 794196.4879 | 254364.2092 | 55837.5891 | 3001.1598 | 3604.5781 | 1854059.6773 | 887473.0767 | 948553.4462 | 303801.4532 | 66689.967 | 3584.4536 | 4305.1499 | 2214407.5466
WeekDay | Wednesday | 3 | 0 | 706697.9749 | 763019.0953 | 253285.8084 | 55827.2493 | 3075.4292 | 3556.1702 | 1785461.7273 | 844049.0606 | 911316.5361 | 302513.4587 | 66677.6175 | 3673.1577 | 4247.3337 | 2132477.1644
WeekDay | Wednesday | 3 | 1 | 686026.5271 | 745736.0905 | 250484.6238 | 55807.0666 | 2943.7698 | 3512.3383 | 1744510.416 | 819359.99 | 890674.4734 | 299167.8467 | 66653.5122 | 3515.9095 | 4194.9827 | 2083566.7146
WeekDay | Wednesday | 3 | 2 | 697608.8711 | 736789.7689 | 250515.2902 | 55799.5948 | 3534.5493 | 3483.5585 | 1747731.6328 | 833193.4337 | 879989.3793 | 299204.4733 | 66644.5883 | 4221.5106 | 4160.6094 | 2087413.9945
WeekDay | Wednesday | 3 | 3 | 698077.7198 | 744687.5706 | 250497.5481 | 55789.3267 | 4631.7112 | 3491.0244 | 1757174.9007 | 833753.406 | 889422.1672 | 299183.2828 | 66632.3245 | 5531.9126 | 4169.5263 | 2098692.6195
WeekDay | Wednesday | 3 | 4 | 681367.7424 | 726418.6542 | 251677.8435 | 55794.9639 | 3342.1239 | 3685.1374 | 1722286.4653 | 813795.742 | 867602.5748 | 300592.9759 | 66639.0573 | 3991.6862 | 4401.3664 | 2057023.4027
WeekDay | Wednesday | 3 | 5 | 694424.9792 | 756422.9311 | 256001.9666 | 55800.9134 | 3649.3293 | 3914.0511 | 1770214.1707 | 829390.7328 | 903438.367 | 305757.5189 | 66646.1632 | 4358.5988 | 4674.7709 | 2114266.1516
WeekDay | Wednesday | 3 | 6 | 695814.2088 | 797406.3049 | 266149.6183 | 174.4914 | 4051.0593 | 4158.017 | 1767753.6997 | 831049.9678 | 952387.1108 | 317877.429 | 208.4048 | 4838.4075 | 4966.1531 | 2111327.473
WeekDay | Wednesday | 3 | 7 | 569441.6194 | 922008.9707 | 280474.0454 | 149.6646 | 3699.9675 | 4122.7347 | 1779897.0022 | 680116.0905 | 1101207.0689 | 334985.8963 | 178.7528 | 4419.0789 | 4924.0134 | 2125830.9008
WeekDay | Wednesday | 3 | 8 | 490024.3881 | 1112060.8846 | 289985.6196 | 156.4836 | 2079.5438 | 3602.0493 | 1897908.969 | 585263.6333 | 1328196.7378 | 346346.1033 | 186.8972 | 2483.7159 | 4302.1297 | 2266779.2171
WeekDay | Wednesday | 3 | 9 | 471010.2265 | 1217059.1186 | 290154.5109 | 177.1674 | 1998.5226 | 3174.2059 | 1983573.7518 | 562553.9527 | 1453602.0226 | 346547.8196 | 211.6009 | 2386.9477 | 3791.1322 | 2369093.4758
WeekDay | Wednesday | 3 | 10 | 478423.9404 | 1264547.3336 | 296444.8746 | 185.5861 | 2410.3803 | 3089.0707 | 2045101.1857 | 571408.5675 | 1510319.8635 | 354060.7541 | 221.6559 | 2878.8525 | 3689.4505 | 2442579.1439
WeekDay | Wednesday | 3 | 11 | 492381.3631 | 1286462.6591 | 299954.1911 | 188.2811 | 2845.8692 | 3262.1106 | 2085094.4742 | 588078.7008 | 1536494.5668 | 358252.1278 | 224.8747 | 3398.9813 | 3896.1219 | 2490345.3732
WeekDay | Wednesday | 3 | 12 | 500728.6431 | 1281928.498 | 305340.5941 | 183.0782 | 3413.0175 | 2942.7634 | 2094536.5943 | 598048.3259 | 1531079.1638 | 364685.4112 | 218.6606 | 4076.3584 | 3514.7075 | 2501622.6274
WeekDay | Wednesday | 3 | 13 | 500052.4632 | 1302811.9291 | 305718.002 | 178.0393 | 3362.3792 | 3160.7191 | 2115283.5319 | 597240.7262 | 1556021.4177 | 365136.1707 | 212.6424 | 4015.8783 | 3775.0242 | 2526401.8595
WeekDay | Wednesday | 3 | 14 | 506330.5538 | 1294095.5466 | 303476.283 | 186.8635 | 4062.3474 | 3325.5707 | 2111477.1652 | 604739.0023 | 1545610.9529 | 362458.7599 | 223.1816 | 4851.8896 | 3971.9157 | 2521855.702
WeekDay | Wednesday | 3 | 15 | 551507.0596 | 1236528.2185 | 300829.7724 | 193.1576 | 5261.5243 | 3740.8907 | 2098060.6231 | 658695.839 | 1476855.0615 | 359297.8837 | 230.699 | 6284.1338 | 4467.9558 | 2505831.5728
WeekDay | Wednesday | 3 | 16 | 609133.7194 | 1156609.4431 | 294182.1325 | 160.1857 | 5129.0209 | 4173.1896 | 2069387.6912 | 727522.5936 | 1381403.5819 | 351358.2342 | 191.3188 | 6125.8776 | 4984.2746 | 2471585.8806
WeekDay | Wednesday | 3 | 17 | 655400.8813 | 1059031.1455 | 284231.8248 | 55782.117 | 4044.4131 | 4446.5374 | 2062936.919 | 782782.0623 | 1264860.3437 | 339474.0231 | 66623.7135 | 4830.4695 | 5310.7492 | 2463881.3613
WeekDay | Wednesday | 3 | 18 | 726839.6983 | 1001086.2732 | 275177.4337 | 55807.505 | 2869.3949 | 4457.7362 | 2066238.0413 | 868105.4514 | 1195653.5302 | 328659.8556 | 66654.0359 | 3427.0793 | 5324.1246 | 2467824.077
WeekDay | Wednesday | 3 | 19 | 852701.3528 | 988297.5701 | 268398.3787 | 55819.7874 | 1671.062 | 4397.2866 | 2171285.4376 | 1018429.0904 | 1180379.2641 | 320563.2498 | 66668.7054 | 1995.8431 | 5251.9262 | 2593288.079
WeekDay | Wednesday | 3 | 20 | 925529.7491 | 943983.8634 | 263026.1951 | 55891.5192 | 1627.1755 | 4226.655 | 2194285.1572 | 1105412.1321 | 1127452.9168 | 314146.9492 | 66754.3787 | 1943.427 | 5048.1313 | 2620757.9352
WeekDay | Wednesday | 3 | 21 | 979767.3346 | 889505.1197 | 259393.3738 | 56148.9863 | 1603.5443 | 3950.5376 | 2190368.8963 | 1170191.125 | 1062385.8951 | 309808.0669 | 67061.8861 | 1915.203 | 4718.3488 | 2616080.5249
WeekDay | Wednesday | 3 | 22 | 985474.3434 | 834629.6338 | 255514.0341 | 56205.8158 | 1576.5373 | 3778.5814 | 2137178.9456 | 1177007.326 | 996845.0219 | 305174.7537 | 67129.7608 | 1882.9469 | 4512.9719 | 2552552.7811
WeekDay | Wednesday | 3 | 23 | 927394.9047 | 805212.3739 | 254865.7756 | 56094.0482 | 1735.2037 | 3681.5249 | 2048983.831 | 1107639.7922 | 961710.3372 | 304400.5021 | 66996.2705 | 2072.4512 | 4397.0518 | 2447216.4051
WeekDay | Thursday | 3 | 0 | 851613.246 | 726070.3291 | 256376.8892 | 55833.6381 | 2420.5079 | 3618.6669 | 1895933.2773 | 1017129.5034 | 867186.5506 | 306205.31 | 66685.2481 | 2890.9485 | 4321.977 | 2264419.5377
WeekDay | Thursday | 3 | 1 | 787035.8915 | 707124.2857 | 253405.6368 | 55833.8466 | 2970.7768 | 3585.5521 | 1809955.9896 | 940001.1439 | 844558.2275 | 302656.5765 | 66685.4971 | 3548.1655 | 4282.4261 | 2161732.0367
WeekDay | Thursday | 3 | 2 | 739371.8704 | 689475.4531 | 252158.6206 | 55836.1954 | 3183.4575 | 3505.8357 | 1743531.4327 | 883073.3281 | 823479.236 | 301167.195 | 66688.3025 | 3802.1819 | 4187.2164 | 2082397.4599
WeekDay | Thursday | 3 | 3 | 702269.3245 | 684862.0735 | 252379.7303 | 55832.9623 | 2845.8692 | 3610.3581 | 1701800.3179 | 838759.6748 | 817969.2178 | 301431.2788 | 66684.4409 | 3398.9813 | 4312.0534 | 2032555.647
WeekDay | Thursday | 3 | 4 | 668266.1823 | 683662.6212 | 252978.0458 | 55834.0254 | 2444.1391 | 3711.268 | 1666896.2818 | 798147.8134 | 816536.6446 | 302145.8805 | 66685.7107 | 2919.1726 | 4432.5757 | 1990867.7974
WeekDay | Thursday | 3 | 5 | 676293.9086 | 711539.0554 | 258770.0169 | 55832.284 | 3196.961 | 3967.8777 | 1709600.1036 | 807735.7775 | 849831.0347 | 309063.5568 | 66683.6308 | 3818.31 | 4739.0591 | 2041871.3688
WeekDay | Thursday | 3 | 6 | 689352.0128 | 753162.2159 | 267574.3531 | 207.2556 | 3946.407 | 4188.4826 | 1718430.727 | 823331.8044 | 899543.9118 | 319579.0697 | 247.537 | 4713.4154 | 5002.5399 | 2052418.278
WeekDay | Thursday | 3 | 7 | 558929.6484 | 881023.8701 | 278774.8005 | 168.4042 | 3099.0604 | 4438.7102 | 1726434.4939 | 667561.0536 | 1052256.2627 | 332956.3927 | 201.1345 | 3701.3818 | 5301.4008 | 2061977.6261
WeekDay | Thursday | 3 | 8 | 489830.7305 | 1060507.9178 | 288177.2952 | 160.8582 | 2410.3803 | 4575.9862 | 1845663.1681 | 585032.3371 | 1266624.1357 | 344186.3199 | 192.122 | 2878.8525 | 5465.3572 | 2204379.1244
WeekDay | Thursday | 3 | 9 | 473574.2839 | 1152530.3705 | 293146.5289 | 168.5863 | 2139.2547 | 3762.2046 | 1925321.2289 | 565616.3504 | 1376531.7165 | 350121.3547 | 201.3521 | 2555.032 | 4493.4121 | 2299519.2178
WeekDay | Thursday | 3 | 10 | 475816.4942 | 1203439.1374 | 297409.3701 | 215.3158 | 2049.2663 | 3457.6687 | 1982387.2525 | 568294.348 | 1437334.9145 | 355212.7052 | 257.1637 | 2447.5538 | 4129.6878 | 2367676.3731
WeekDay | Thursday | 3 | 11 | 489025.5423 | 1221343.6422 | 298969.6379 | 220.3909 | 2662.411 | 4222.1995 | 2016443.8239 | 584070.6557 | 1458719.2697 | 357076.2206 | 263.2252 | 3179.867 | 5042.8099 | 2408352.0481
WeekDay | Thursday | 3 | 12 | 492206.6953 | 1237684.5997 | 302117.0373 | 217.4025 | 3061.9257 | 4582.1275 | 2039869.788 | 587870.0852 | 1478236.1924 | 360835.3364 | 259.6561 | 3657.0297 | 5472.6921 | 2436330.9919
WeekDay | Thursday | 3 | 13 | 491652.9917 | 1244714.5391 | 300149.5083 | 211.1291 | 3507.5422 | 4764.6805 | 2045000.3909 | 587208.766 | 1486632.4437 | 358485.4061 | 252.1633 | 4189.2545 | 5690.7253 | 2442458.7589
WeekDay | Thursday | 3 | 14 | 499392.0364 | 1240289.8678 | 300038.7186 | 212.2648 | 4209.7258 | 4855.8365 | 2048998.45 | 596451.9415 | 1481347.8104 | 358353.0838 | 253.5197 | 5027.9118 | 5799.5981 | 2447233.8654
WeekDay | Thursday | 3 | 15 | 536104.9887 | 1186225.3909 | 295395.4128 | 234.001 | 5141.4695 | 4788.6436 | 2027889.9064 | 640300.2812 | 1416775.5709 | 352807.3229 | 279.4805 | 6140.7456 | 5719.3458 | 2422022.7469
WeekDay | Thursday | 3 | 16 | 595108.1299 | 1125144.9397 | 289454.8518 | 203.6499 | 5104.3347 | 4748.9058 | 2019764.8118 | 710771.0448 | 1343823.7594 | 345712.1775 | 243.2305 | 6096.3935 | 5671.8847 | 2412318.4904
WeekDay | Thursday | 3 | 17 | 639314.2332 | 1029824.807 | 280115.152 | 55949.3014 | 5114.6734 | 4693.3933 | 2015011.5604 | 763568.8754 | 1229977.5742 | 334557.2498 | 66823.3913 | 6108.7415 | 5605.5831 | 2406641.4153
WeekDay | Thursday | 3 | 18 | 698535.8941 | 978206.7416 | 271892.8678 | 56301.4604 | 3681.5057 | 4552.1435 | 2013170.6131 | 834300.6293 | 1168327.2212 | 324736.9142 | 67243.9945 | 4397.0289 | 5436.8806 | 2404442.6687
WeekDay | Thursday | 3 | 19 | 824341.4079 | 966287.4677 | 268232.5867 | 56977.4234 | 2390.125 | 4395.7212 | 2122624.7319 | 984557.2163 | 1154091.3634 | 320365.235 | 68051.3351 | 2854.6605 | 5250.0566 | 2535169.8668
WeekDay | Thursday | 3 | 20 | 904547.1553 | 919309.1799 | 261905.9523 | 57103.8617 | 2309.1038 | 4158.9803 | 2149334.2333 | 1080351.4425 | 1097982.5572 | 312808.9804 | 68202.3474 | 2757.8923 | 4967.3037 | 2567070.5235
WeekDay | Thursday | 3 | 21 | 971263.1549 | 877042.1814 | 256392.1912 | 56885.4108 | 1887.1185 | 3923.6845 | 2167393.7413 | 1160034.1059 | 1047500.7083 | 306223.586 | 67941.4393 | 2253.8915 | 4686.2767 | 2588640.0077
WeekDay | Thursday | 3 | 22 | 993480.9351 | 824669.0924 | 251492.305 | 56611.3436 | 1812.849 | 3754.6183 | 2131821.1434 | 1186570.0479 | 984948.5882 | 300371.3769 | 67614.1055 | 2165.1874 | 4484.3514 | 2546153.6572
WeekDay | Thursday | 3 | 23 | 933230.384 | 786556.6843 | 249634.0001 | 56103.6488 | 2093.0473 | 3603.6147 | 2031221.3793 | 1114609.4327 | 939428.7998 | 298151.8991 | 67007.737 | 2499.8439 | 4303.9994 | 2426001.7119
WeekDay | Friday | 3 | 0 | 860875.8278 | 763564.9105 | 247057.307 | 55896.8646 | 3105.8121 | 3568.8141 | 1934069.5362 | 1028192.3247 | 911968.4338 | 295074.4099 | 66760.7631 | 3709.4458 | 4262.435 | 2309967.8123
WeekDay | Friday | 3 | 1 | 804100.8577 | 744726.3442 | 243943.3269 | 55864.3394 | 3760.7334 | 3526.7884 | 1855922.3899 | 960382.791 | 889468.4766 | 291355.2086 | 66721.9164 | 4491.655 | 4212.2413 | 2216632.2889
WeekDay | Friday | 3 | 2 | 759654.5697 | 724086.461 | 246393.2054 | 55853.1145 | 3419.7692 | 3499.6944 | 1792906.8141 | 907298.0943 | 864817.1055 | 294281.236 | 66708.5098 | 4084.4224 | 4179.8815 | 2141369.2494
WeekDay | Friday | 3 | 3 | 723391.5348 | 710912.6481 | 246998.1705 | 55851.7472 | 3797.8681 | 3551.7148 | 1744503.6835 | 863987.1161 | 849082.8813 | 295003.7798 | 66706.8768 | 4536.0071 | 4242.0123 | 2083558.6736
WeekDay | Friday | 3 | 4 | 704711.7787 | 716645.978 | 246884.9476 | 55853.5768 | 1502.2678 | 3675.8652 | 1729274.4143 | 841676.8349 | 855930.5191 | 294868.5514 | 66709.062 | 1794.2428 | 4390.2922 | 2065369.5025
WeekDay | Friday | 3 | 5 | 711601.6625 | 738769.6674 | 250758.3105 | 55852.3975 | 1792.5938 | 4132.8497 | 1762907.4815 | 849905.8099 | 882354.0832 | 299494.7261 | 66707.6535 | 2140.9953 | 4936.0944 | 2105539.3625
WeekDay | Friday | 3 | 6 | 718797.4047 | 776294.68 | 254849.5591 | 220.0588 | 2109.9267 | 4346.8317 | 1756618.461 | 858500.0888 | 927172.3121 | 304381.1339 | 262.8286 | 2520.0039 | 5191.6651 | 2098028.0323
WeekDay | Friday | 3 | 7 | 603203.6585 | 910476.1407 | 263394.4987 | 198.8896 | 2417.1321 | 4544.196 | 1784234.5155 | 720439.989 | 1087432.7626 | 314586.835 | 237.545 | 2886.9165 | 5427.3883 | 2131011.4365
WeekDay | Friday | 3 | 8 | 529943.0716 | 1095461.6684 | 275531.6371 | 199.9742 | 2251.7138 | 4419.5639 | 1907807.6289 | 632940.7577 | 1308371.3622 | 329082.9007 | 238.8404 | 2689.3482 | 5278.5332 | 2278601.7423
WeekDay | Friday | 3 | 9 | 508801.8868 | 1186436.7939 | 283411.781 | 207.4262 | 2391.0745 | 4159.9437 | 1985408.906 | 607690.654 | 1417028.0612 | 338494.5988 | 247.7407 | 2855.7945 | 4968.4542 | 2371285.3035
WeekDay | Friday | 3 | 10 | 510101.1922 | 1231356.5106 | 285812.0586 | 210.5365 | 2848.4011 | 3849.0256 | 2034177.7246 | 609242.4874 | 1470678.2004 | 341361.3851 | 251.4556 | 3402.0053 | 4597.1074 | 2429532.6412
WeekDay | Friday | 3 | 11 | 518408.5554 | 1250820.7041 | 290655.9444 | 212.2104 | 2890.5996 | 3850.7115 | 2066838.7255 | 619164.4376 | 1493925.3793 | 347146.7099 | 253.4548 | 3452.4054 | 4599.1209 | 2468541.5078
WeekDay | Friday | 3 | 12 | 516407.3208 | 1246950.8145 | 295798.136 | 217.9094 | 3848.5064 | 4080.8294 | 2067303.5165 | 616774.2508 | 1489303.3529 | 353288.3179 | 260.2614 | 4596.4872 | 4873.9636 | 2469096.6338
WeekDay | Friday | 3 | 13 | 514313.104 | 1257551.6755 | 296316.4602 | 240.1862 | 4520.307 | 3999.5475 | 2076941.2806 | 614273.0101 | 1501964.5563 | 353907.3816 | 286.8679 | 5398.8564 | 4776.8841 | 2480607.5565
WeekDay | Friday | 3 | 14 | 527146.224 | 1256312.0153 | 290906.8755 | 226.0166 | 5046.9447 | 3989.3121 | 2083627.3883 | 629600.3257 | 1500483.9606 | 347446.4109 | 269.9443 | 6027.8494 | 4764.6593 | 2488593.1502
WeekDay | Friday | 3 | 15 | 562387.6871 | 1210472.2083 | 283803.1255 | 232.0535 | 5181.9801 | 4093.714 | 2066170.7685 | 671691.1833 | 1445734.9059 | 338962.0035 | 277.1545 | 6189.1297 | 4889.3525 | 2467743.7293
WeekDay | Friday | 3 | 16 | 600783.4706 | 1137675.0105 | 278612.0526 | 197.1811 | 4078.0664 | 4238.4559 | 2025584.2371 | 717549.4228 | 1358789.1262 | 332762.0138 | 235.5045 | 4870.6636 | 5062.2258 | 2419268.9567
WeekDay | Friday | 3 | 17 | 640952.4636 | 1039459.3711 | 268232.8199 | 55813.6359 | 4240.1088 | 4204.4982 | 2012902.8974 | 765525.5059 | 1241484.675 | 320365.5135 | 66661.3583 | 5064.1999 | 5021.6682 | 2404122.9207
WeekDay | Friday | 3 | 18 | 696113.0809 | 980792.4725 | 262875.0332 | 55818.6715 | 3132.8192 | 4189.446 | 2002921.5233 | 831406.9275 | 1171415.5048 | 313966.4081 | 66667.3726 | 3741.7018 | 5003.6905 | 2392201.6054
WeekDay | Friday | 3 | 19 | 792242.7855 | 982248.1639 | 257748.8892 | 55889.2808 | 2359.7421 | 4216.4195 | 2094705.2809 | 946220.0297 | 1173154.1188 | 307843.9666 | 66751.7053 | 2818.3724 | 5035.9065 | 2501824.0993
WeekDay | Friday | 3 | 20 | 832725.8288 | 943092.5517 | 251480.4658 | 55998.9154 | 2464.3944 | 4014.4793 | 2089776.6354 | 994571.2008 | 1126388.3732 | 300357.2366 | 66882.6481 | 2943.3646 | 4794.718 | 2495937.5413
WeekDay | Friday | 3 | 21 | 878450.8589 | 903023.4648 | 244637.4212 | 55966.8229 | 2704.0821 | 3856.1303 | 2088638.7802 | 1049183.171 | 1078531.6135 | 292184.2043 | 66844.3182 | 3229.637 | 4605.5928 | 2494578.5369
WeekDay | Friday | 3 | 22 | 912742.6634 | 856446.6125 | 241094.9196 | 55883.6559 | 2629.8127 | 3632.6354 | 2072430.2994 | 1090139.798 | 1022902.2642 | 287953.1958 | 66744.9872 | 3140.9329 | 4338.6603 | 2475219.8385
WeekDay | Friday | 3 | 23 | 888427.6455 | 820232.7449 | 240059.7891 | 55886.4622 | 2325.9832 | 3532.0867 | 2010464.7116 | 1061099.0072 | 979650.0094 | 286716.8815 | 66748.3389 | 2778.0523 | 4218.5694 | 2401210.8586
Saturday | Saturday | 3 | 0 | 838964.5154 | 787994.4008 | 237016.3669 | 55869.2786 | 2937.018 | 3393.2453 | 1926174.825 | 1002022.4144 | 941145.9454 | 283081.9514 | 66727.8155 | 3507.8455 | 4052.7434 | 2300538.7156
Saturday | Saturday | 3 | 1 | 787108.7004 | 759844.827 | 235396.7262 | 55854.9631 | 3750.6058 | 3367.2351 | 1845323.0576 | 940088.1038 | 907525.3293 | 281147.5237 | 66710.7177 | 4479.559 | 4021.6779 | 2203972.9113
Saturday | Saturday | 3 | 2 | 740962.092 | 741570.684 | 236286.6215 | 55853.7886 | 3828.2511 | 3299.0788 | 1781800.5161 | 884972.619 | 885699.4945 | 282210.3756 | 66709.315 | 4572.2951 | 3940.275 | 2128104.3743
Saturday | Saturday | 3 | 3 | 703152.1651 | 723556.0064 | 232911.8668 | 55851.8972 | 3551.4287 | 3295.8275 | 1722319.1917 | 839814.1009 | 864183.5539 | 278179.7165 | 66707.056 | 4241.6706 | 3936.3918 | 2057062.4897
Saturday | Saturday | 3 | 4 | 660647.3873 | 718358.9698 | 230214.9961 | 55851.359 | 3136.1951 | 3334.602 | 1671543.5093 | 789048.2588 | 857976.4413 | 274958.6925 | 66706.4132 | 3745.7338 | 3982.7023 | 1996418.242
Saturday | Saturday | 3 | 5 | 641016.3744 | 730672.7992 | 230220.5163 | 55850.2588 | 3264.4786 | 3370.9681 | 1664395.3954 | 765601.8382 | 872683.5389 | 274965.2856 | 66705.0991 | 3898.9501 | 4026.1364 | 1987880.8483
Saturday | Saturday | 3 | 6 | 638418.4007 | 731236.0146 | 227782.3341 | 594.3018 | 3507.5422 | 3338.4554 | 1604877.0487 | 762498.9323 | 873356.2187 | 272053.2278 | 709.808 | 4189.2545 | 3987.3046 | 1916794.7459
Saturday | Saturday | 3 | 7 | 648073.3872 | 765066.6451 | 233517.4123 | 288.0893 | 3123.641 | 3161.0803 | 1653230.2553 | 774030.4246 | 913762.0398 | 278902.9536 | 344.0813 | 3730.7398 | 3775.4557 | 1974545.6947
Saturday | Saturday | 3 | 8 | 645545.6333 | 848754.261 | 237063.0602 | 171.803 | 2461.0185 | 2687.2374 | 1736683.0134 | 771011.3863 | 1013714.857 | 283137.7199 | 205.1939 | 2939.3326 | 3209.5185 | 2074218.0082
Saturday | Saturday | 3 | 9 | 622716.8901 | 937190.1269 | 239264.956 | 172.745 | 2440.7632 | 2383.424 | 1804168.9053 | 743745.7369 | 1119338.776 | 285767.5676 | 206.319 | 2915.1405 | 2846.6571 | 2154820.1971
Saturday | Saturday | 3 | 10 | 611954.0005 | 969516.4137 | 241998.6635 | 166.9677 | 2410.3803 | 3125.5572 | 1829171.9828 | 730891.0136 | 1157947.8748 | 289032.588 | 199.4188 | 2878.8525 | 3733.0284 | 2184682.7761
Saturday | Saturday | 3 | 11 | 617757.0138 | 997903.1341 | 243583.7638 | 179.8722 | 2710.8339 | 2682.5411 | 1864817.1588 | 737821.8782 | 1191851.7284 | 290925.7622 | 214.8315 | 3237.7011 | 3203.9094 | 2227255.8107
Saturday | Saturday | 3 | 12 | 603183.6433 | 1004463.0529 | 247140.7705 | 186.6418 | 2798.6068 | 2645.9342 | 1860418.6496 | 720416.0838 | 1199686.6076 | 295174.095 | 222.9168 | 3342.5332 | 3160.1877 | 2222002.4242
Saturday | Saturday | 3 | 13 | 601021.9278 | 983519.634 | 242998.1997 | 191.759 | 3764.1093 | 2619.924 | 1834115.5538 | 717834.2256 | 1174672.7069 | 290226.3901 | 229.0286 | 4495.687 | 3129.1223 | 2190587.1604
Saturday | Saturday | 3 | 14 | 606429.9722 | 957478.3826 | 238142.8921 | 193.8557 | 4013.9246 | 2703.4938 | 1808962.521 | 724293.3566 | 1143570.1785 | 284427.4238 | 231.5327 | 4794.0555 | 3228.9344 | 2160545.4814
Saturday | Saturday | 3 | 15 | 616840.8824 | 946715.0092 | 236865.2369 | 194.6592 | 6704.5032 | 3238.7496 | 1810559.0405 | 736727.691 | 1130714.8775 | 282901.4484 | 232.4924 | 8007.5645 | 3868.2205 | 2162452.2943
Saturday | Saturday | 3 | 16 | 634624.4979 | 932786.5282 | 232166.7037 | 193.2301 | 4577.697 | 3310.1572 | 1807658.8142 | 757967.6613 | 1114079.3108 | 277289.7264 | 230.7856 | 5467.4005 | 3953.5066 | 2158988.3912
Saturday | Saturday | 3 | 17 | 655481.6983 | 897253.4931 | 227661.7109 | 55832.1934 | 5019.9377 | 3751.367 | 1845000.4004 | 782878.5865 | 1071640.2124 | 271909.1607 | 66683.5226 | 5995.5934 | 4480.4682 | 2203587.5437
Saturday | Saturday | 3 | 18 | 701599.3342 | 898513.1826 | 226699.1941 | 55847.5935 | 3963.2864 | 3892.8576 | 1890515.4483 | 837959.4677 | 1073144.7303 | 270759.5728 | 66701.9158 | 4733.5754 | 4649.4584 | 2257948.7204
Saturday | Saturday | 3 | 19 | 784566.6591 | 916039.3376 | 227798.5673 | 56192.4167 | 2805.3586 | 3907.7894 | 1991310.1287 | 937052.0011 | 1094077.201 | 272072.616 | 67113.7575 | 3350.5972 | 4667.2922 | 2378333.4651
Saturday | Saturday | 3 | 20 | 818496.6212 | 891916.4092 | 227088.0077 | 56338.211 | 2913.3868 | 3826.5076 | 2000579.1435 | 977576.4594 | 1065265.8335 | 271223.9547 | 67287.8879 | 3479.6214 | 4570.2128 | 2389403.9698
Saturday | Saturday | 3 | 21 | 852940.9445 | 870371.3111 | 225090.5188 | 56331.5049 | 2255.0897 | 3703.9225 | 2010693.2915 | 1018715.2482 | 1039533.3135 | 268838.2416 | 67279.8783 | 2693.3802 | 4423.8026 | 2401483.8645
Saturday | Saturday | 3 | 22 | 887441.6721 | 838865.5764 | 223039.1232 | 56332.395 | 1728.452 | 3581.5783 | 2010988.7969 | 1059921.4039 | 1001904.2459 | 266388.1447 | 67280.9414 | 2064.3872 | 4277.68 | 2401836.8032
Saturday | Saturday | 3 | 23 | 879984.5385 | 811051.6462 | 225352.2418 | 56282.5502 | 1687.9414 | 3454.6583 | 1977813.5763 | 1051014.9306 | 968684.5078 | 269150.832 | 67221.409 | 2016.0031 | 4126.0923 | 2362213.7749
Sunday | Sunday | 3 | 0 | 843128.4791 | 783776.8721 | 220848.0025 | 55895.8699 | 2737.8409 | 3417.5697 | 1909804.6342 | 1006995.6699 | 936108.7141 | 263771.1663 | 66759.575 | 3269.9571 | 4081.7953 | 2280986.8778
Sunday | Sunday | 3 | 1 | 798167.7585 | 752463.4091 | 218251.051 | 55820.3363 | 2933.6421 | 3406.3708 | 1831042.5679 | 953296.5576 | 898709.2876 | 260669.4813 | 66669.361 | 3503.8135 | 4068.4199 | 2186916.9209
Sunday | Sunday | 3 | 2 | 760245.0204 | 722517.4659 | 215775.5689 | 55805.6375 | 3254.351 | 3315.0944 | 1760913.1381 | 908003.3028 | 862943.1667 | 257712.8741 | 66651.8054 | 3886.8541 | 3959.4033 | 2103157.4063
Sunday | Sunday | 3 | 3 | 725233.0676 | 722876.2668 | 217567.4165 | 55806.8688 | 2788.4792 | 3336.5287 | 1727608.6274 | 866186.5621 | 863371.7027 | 259852.9782 | 66653.276 | 3330.4372 | 3985.0035 | 2063379.9597
Sunday | Sunday | 3 | 4 | 685186.7808 | 716304.0937 | 218504.7818 | 55804.9155 | 2049.1608 | 3347.4867 | 1681197.2194 | 818357.034 | 855522.1875 | 260972.5263 | 66650.9431 | 2447.4278 | 3998.0912 | 2007948.2099
Sunday | Sunday | 3 | 5 | 660733.7425 | 720285.5545 | 217108.9782 | 55801.9098 | 2957.2733 | 3353.1463 | 1660240.6046 | 789151.3977 | 860277.4695 | 259305.4396 | 66647.3533 | 3532.0375 | 4004.8508 | 1982918.5484
Sunday | Sunday | 3 | 6 | 652622.6127 | 708889.5031 | 216107.1645 | 163.6735 | 4392.0235 | 3228.755 | 1585403.7324 | 779463.8201 | 846666.5257 | 258108.9173 | 195.4845 | 5245.6402 | 3856.2833 | 1893536.6711
Sunday | Sunday | 3 | 7 | 664492.8084 | 711844.2802 | 216796.8177 | 135.1768 | 3720.2228 | 3099.9082 | 1600089.2141 | 793641.0611 | 850195.5818 | 258932.6089 | 161.4492 | 4443.2709 | 3702.3944 | 1911076.3663
Sunday | Sunday | 3 | 8 | 682794.0535 | 748779.2376 | 220233.0345 | 120.9725 | 3210.4645 | 2597.6468 | 1657735.4094 | 815499.2654 | 894309.0747 | 263036.6755 | 144.4842 | 3834.438 | 3102.5153 | 1979926.4532
Sunday | Sunday | 3 | 9 | 671141.8574 | 782805.7009 | 222824.9196 | 128.1748 | 2639.9403 | 2554.4169 | 1682095.0099 | 801582.3936 | 934948.7898 | 266132.3093 | 153.0863 | 3153.0289 | 3050.8835 | 2009020.4915
Sunday | Sunday | 3 | 10 | 648256.1877 | 805604.3767 | 220641.5131 | 132.3475 | 2407.0044 | 2394.7432 | 1679436.1727 | 774248.7536 | 962178.5282 | 263524.5444 | 158.07 | 2874.8205 | 2860.1763 | 2005844.8929
Sunday | Sunday | 3 | 11 | 630624.8598 | 823269.0626 | 218422.2106 | 132.7538 | 3011.2874 | 2309.7285 | 1677769.9026 | 753190.6689 | 983276.4541 | 260873.9068 | 158.5553 | 3596.5496 | 2758.6384 | 2003854.7731
Sunday | Sunday | 3 | 12 | 610378.4493 | 849023.0647 | 220418.9605 | 149.3885 | 3355.6275 | 3462.4854 | 1686787.9758 | 729009.2444 | 1014035.9044 | 263258.7373 | 178.423 | 4007.8143 | 4135.4407 | 2014625.5641
Sunday | Sunday | 3 | 13 | 607044.2364 | 848945.6785 | 219486.8499 | 149.1907 | 3436.6487 | 3438.1611 | 1682500.7652 | 725027.0068 | 1013943.4778 | 262145.4654 | 178.1868 | 4104.5824 | 4106.3887 | 2009505.1078
Sunday | Sunday | 3 | 14 | 595585.2369 | 849516.0879 | 213396.8256 | 154.0491 | 4162.4635 | 3274.6341 | 1666089.2971 | 711340.8805 | 1014624.7498 | 254871.8075 | 183.9894 | 4971.4638 | 3911.0793 | 1989903.9702
Sunday | Sunday | 3 | 15 | 591809.5501 | 846593.3444 | 213949.6955 | 157.9127 | 4017.3005 | 2947.7005 | 1659475.5037 | 706831.3658 | 1011133.9531 | 255532.131 | 188.604 | 4798.0875 | 3520.6042 | 1982004.7456
Sunday | Sunday | 3 | 16 | 604352.8856 | 835306.9461 | 210624.8349 | 188.5094 | 4148.9599 | 3257.896 | 1657880.0319 | 721812.5755 | 997653.9741 | 251561.0633 | 225.1473 | 4955.3357 | 3891.0881 | 1980099.184
Sunday | Sunday | 3 | 17 | 629031.5353 | 830898.6483 | 207520.5168 | 55849.1223 | 4172.5911 | 3677.6715 | 1731150.0853 | 751287.6721 | 992388.8966 | 247853.4019 | 66703.7417 | 4983.5598 | 4392.4495 | 2067609.7216
Sunday | Sunday | 3 | 18 | 679237.4387 | 851123.566 | 211713.3983 | 56057.9981 | 2170.6926 | 3795.199 | 1804098.2928 | 811251.4008 | 1016544.651 | 252861.1957 | 66953.2139 | 2592.58 | 4532.8192 | 2154735.8607
Sunday | Sunday | 3 | 19 | 781159.8625 | 868470.7823 | 215765.6943 | 56595.6888 | 1596.7926 | 3751.4874 | 1927340.308 | 932983.0727 | 1037263.4052 | 257701.0803 | 67595.4081 | 1907.139 | 4480.612 | 2301930.7173
Sunday | Sunday | 3 | 20 | 863510.0361 | 851409.8085 | 217039.6337 | 56632.4123 | 1573.1614 | 3646.7242 | 1993811.7762 | 1031338.5076 | 1016886.5265 | 259222.6176 | 67639.2689 | 1878.9149 | 4355.4874 | 2381321.323
Sunday | Sunday | 3 | 21 | 912706.1422 | 825400.9244 | 217755.2226 | 56101.7359 | 1427.9984 | 3535.2176 | 2016927.2412 | 1090096.1786 | 985822.6563 | 260077.2856 | 67005.4524 | 1705.5387 | 4222.3088 | 2408929.4205
Sunday | Sunday | 3 | 22 | 924925.164 | 806462.182 | 215398.8757 | 55858.1443 | 1529.2749 | 3420.7005 | 2007594.3414 | 1104690.0422 | 963203.0532 | 257262.9682 | 66714.5172 | 1826.4988 | 4085.5346 | 2397782.6143
Sunday | Sunday | 3 | 23 | 883309.8185 | 781931.5442 | 218380.0128 | 55849.953 | 1745.3314 | 3394.6903 | 1944611.3503 | 1054986.4991 | 933904.7355 | 260823.5076 | 66704.7339 | 2084.5473 | 4054.4692 | 2322558.4926
WeekDay | Monday | 3 | 0 | 811483.1159 | 762963.7817 | 219323.2672 | 55821.9969 | 2758.0962 | 3337.492 | 1855687.75 | 969199.8364 | 911250.472 | 261950.0893 | 66671.3444 | 3294.1491 | 3986.1541 | 2216352.0452
WeekDay | Monday | 3 | 1 | 752689.571 | 747851.9159 | 217107.021 | 55808.119 | 3166.578 | 3290.0475 | 1779913.2525 | 898979.4054 | 893201.5224 | 259303.102 | 66654.7692 | 3782.0219 | 3929.4884 | 2125850.3094
WeekDay | Monday | 3 | 2 | 709990.9061 | 726976.8904 | 217918.6905 | 55806.8473 | 3284.7339 | 3226.8283 | 1717204.8966 | 847981.9931 | 868269.3077 | 260272.5245 | 66653.2504 | 3923.1421 | 3853.9822 | 2050954.2
WeekDay | Monday | 3 | 3 | 679427.3777 | 719477.4455 | 220544.1163 | 55806.8778 | 2717.5856 | 3309.1939 | 1681282.5969 | 811478.2555 | 859312.2996 | 263408.218 | 66653.2868 | 3245.7651 | 3952.356 | 2008050.181
WeekDay | Monday | 3 | 4 | 668368.7354 | 719578.4407 | 225410.8943 | 55809.1748 | 1849.9838 | 3411.7896 | 1674429.0185 | 798270.2982 | 859432.9239 | 269220.884 | 66656.0301 | 2209.5394 | 4074.8919 | 1999864.5676
WeekDay | Monday | 3 | 5 | 675758.3524 | 754064.9901 | 233379.455 | 55807.4704 | 2653.4439 | 3700.5508 | 1725364.2626 | 807096.1327 | 900622.1456 | 278738.1834 | 66653.9945 | 3169.1569 | 4419.7756 | 2060699.3888
WeekDay | Monday | 3 | 6 | 691849.3968 | 806373.2212 | 245602.6397 | 171.1758 | 3868.7617 | 3928.9829 | 1751794.178 | 826314.5702 | 963096.8023 | 293337.019 | 204.4448 | 4620.6792 | 4692.6048 | 2092266.1204
WeekDay | Monday | 3 | 7 | 597662.0982 | 940052.0496 | 262351.6076 | 148.4506 | 2977.5286 | 4145.9752 | 1807337.7098 | 713821.3925 | 1122756.9309 | 313341.2515 | 177.3029 | 3556.2295 | 4951.771 | 2158604.8783
WeekDay | Monday | 3 | 8 | 538281.7672 | 1121550.8347 | 276628.6263 | 146.4619 | 1650.8067 | 4047.835 | 1942306.3317 | 642900.1299 | 1339531.118 | 330393.0964 | 174.9277 | 1971.6511 | 4834.5565 | 2319805.4796
WeekDay | Monday | 3 | 9 | 521787.2543 | 1220745.9688 | 287954.7338 | 165.9202 | 1390.8637 | 3704.2838 | 2035749.0244 | 623199.8073 | 1458005.4347 | 343920.5023 | 198.1678 | 1661.1866 | 4424.2341 | 2431409.3327
WeekDay | Monday | 3 | 10 | 522640.1384 | 1266432.5392 | 294173.9346 | 194.037 | 1600.1684 | 4119.8446 | 2089160.6622 | 624218.4546 | 1512571.4703 | 351348.443 | 231.7492 | 1911.171 | 4920.5617 | 2495201.8499
WeekDay | Monday | 3 | 11 | 540143.4975 | 1278066.7415 | 297093.533 | 208.5577 | 1964.7638 | 4245.0789 | 2121722.1724 | 645123.6989 | 1526466.8512 | 354835.4833 | 249.0922 | 2346.6277 | 5070.136 | 2534091.8892
WeekDay | Monday | 3 | 12 | 530421.7561 | 1281627.1253 | 302816.8711 | 197.9929 | 2596.0539 | 3734.7494 | 2121394.5486 | 633512.4775 | 1530719.2174 | 361671.1872 | 236.474 | 3100.6128 | 4460.6209 | 2533700.5898
WeekDay | Monday | 3 | 13 | 526312.444 | 1293417.703 | 303831.9877 | 197.1844 | 3139.571 | 3490.4223 | 2130389.3124 | 628604.4954 | 1544801.3662 | 362883.5979 | 235.5084 | 3749.7659 | 4168.8072 | 2544443.5411
WeekDay | Monday | 3 | 14 | 532290.9828 | 1288208.5832 | 298427.195 | 186.3353 | 3770.8611 | 3984.7362 | 2126868.6934 | 635744.9999 | 1538579.822 | 356428.3506 | 222.5507 | 4503.751 | 4759.1941 | 2540238.6682
WeekDay | Monday | 3 | 15 | 567175.963 | 1236321.6291 | 296951.3323 | 170.4003 | 4236.7329 | 3989.0712 | 2108845.1288 | 677410.0899 | 1476608.3202 | 354665.645 | 203.5186 | 5060.1679 | 4764.3717 | 2518712.1132
WeekDay | Monday | 3 | 16 | 616549.0314 | 1162174.701 | 291140.3725 | 144.5548 | 4759.9947 | 4964.4531 | 2079733.1075 | 736379.117 | 1388050.4818 | 347725.2895 | 172.6499 | 5685.1289 | 5929.3251 | 2483941.9921
WeekDay | Monday | 3 | 17 | 652949.8105 | 1055301.4295 | 286054.5877 | 55771.45 | 4591.2006 | 4537.9343 | 2059206.4125 | 779854.6108 | 1260405.7346 | 341651.0512 | 66610.9733 | 5483.5286 | 5419.9096 | 2459425.8081
WeekDay | Monday | 3 | 18 | 719380.3853 | 988212.1291 | 276337.3585 | 55772.8848 | 3004.5357 | 4317.0885 | 2047024.3819 | 859196.3752 | 1180277.2172 | 330045.2189 | 66612.687 | 3588.4856 | 5156.1412 | 2444876.1251
WeekDay | Monday | 3 | 19 | 833836.3719 | 986080.1096 | 273151.0659 | 55784.0743 | 2187.572 | 4270.7278 | 2155309.9216 | 995897.5848 | 1177730.8265 | 326239.6508 | 66626.0513 | 2612.7401 | 5100.7699 | 2574207.6235
WeekDay | Monday | 3 | 20 | 899688.3299 | 936947.1052 | 266082.8454 | 55824.19 | 1985.0191 | 3977.6316 | 2164505.1211 | 1074548.2747 | 1119048.5214 | 317797.6783 | 66673.9637 | 2370.8197 | 4750.7086 | 2585189.9664
WeekDay | Monday | 3 | 21 | 959274.5317 | 887682.5447 | 260222.125 | 55839.68 | 1515.7714 | 3813.9841 | 2168348.6369 | 1145715.4202 | 1060209.0915 | 310797.891 | 66692.4642 | 1810.3708 | 4555.2554 | 2589780.4931
WeekDay | Monday | 3 | 22 | 974030.6219 | 834359.4287 | 257336.1075 | 55836.3248 | 1117.4172 | 3670.326 | 2126350.2261 | 1163339.447 | 996522.3008 | 307350.9582 | 66688.457 | 1334.5941 | 4383.6764 | 2539619.4336
WeekDay | Monday | 3 | 23 | 915581.5425 | 800041.2199 | 256887.5926 | 55826.9097 | 1309.8425 | 3614.4523 | 2033261.5595 | 1093530.4306 | 955534.1376 | 306815.2718 | 66677.212 | 1564.4184 | 4316.9433 | 2428438.4137
WeekDay | Tuesday | 3 | 0 | 836873.833 | 784550.9351 | 253041.2607 | 55816.377 | 2572.4227 | 3550.0289 | 1936404.8575 | 999525.3951 | 937033.221 | 302221.3817 | 66664.6322 | 3072.3888 | 4239.9988 | 2312757.0177
WeekDay | Tuesday | 3 | 1 | 778069.4517 | 758098.218 | 250434.5671 | 55806.6372 | 2869.5004 | 3497.6473 | 1848776.0217 | 929292.0216 | 905439.2562 | 299108.0611 | 66652.9994 | 3427.2053 | 4177.4365 | 2208096.9801
WeekDay | Tuesday | 3 | 2 | 732994.1421 | 738324.5438 | 249698.0381 | 55806.3586 | 2737.8409 | 3427.9256 | 1782988.8492 | 875456.0492 | 881822.447 | 298228.3833 | 66652.6667 | 3269.9571 | 4094.1639 | 2129523.6672
WeekDay | Tuesday | 3 | 3 | 696243.0028 | 721072.3969 | 248630.3467 | 55806.6924 | 2974.1527 | 3428.046 | 1728154.6375 | 831562.1005 | 861217.2396 | 296953.1795 | 66653.0653 | 3552.1975 | 4094.3077 | 2064032.0901
WeekDay | Tuesday | 3 | 4 | 638074.6539 | 734502.8152 | 248299.2012 | 55806.7517 | 2288.8485 | 3574.1124 | 1682546.383 | 762088.3763 | 877257.9421 | 296557.6737 | 66653.1362 | 2733.7003 | 4268.7631 | 2009559.5917
WeekDay | Tuesday | 3 | 5 | 660254.3791 | 766158.7426 | 253426.4596 | 55804.2496 | 2883.0039 | 3841.3189 | 1742368.1537 | 788578.867 | 915066.3931 | 302681.4463 | 66650.1478 | 3443.3334 | 4587.9028 | 2081008.0904
WeekDay | Tuesday | 3 | 6 | 677437.55 | 836771.7026 | 263367.4066 | 165.2823 | 4415.6547 | 4063.8505 | 1786221.4466 | 809101.6926 | 999403.415 | 314554.4773 | 197.4059 | 5273.8642 | 4853.6848 | 2133384.5397
WeekDay | Tuesday | 3 | 7 | 564665.8002 | 954788.162 | 276151.3626 | 135.0391 | 3855.2581 | 4228.2204 | 1803823.8424 | 674412.0616 | 1140357.097 | 329823.0735 | 161.2848 | 4604.5512 | 5050.001 | 2154408.0691
WeekDay | Tuesday | 3 | 8 | 484628.7566 | 1122640.7488 | 288325.6383 | 136.2556 | 2369.8697 | 4074.4472 | 1902175.7163 | 578819.3277 | 1340832.8635 | 344363.4945 | 162.7377 | 2830.4684 | 4866.3411 | 2271875.2329
WeekDay | Tuesday | 3 | 9 | 469968.4273 | 1218054.0157 | 295836.8814 | 149.4956 | 2319.2315 | 3888.643 | 1990216.6945 | 561309.6735 | 1454790.2841 | 353334.5937 | 178.551 | 2769.9883 | 4644.4246 | 2377027.5152
WeekDay | Tuesday | 3 | 10 | 474884.981 | 1270059.604 | 300631.9477 | 165.5229 | 2410.3803 | 4195.7077 | 2052348.1436 | 567181.7896 | 1516903.4774 | 359061.6105 | 197.6933 | 2878.8525 | 5011.1692 | 2451234.5925
WeekDay | Tuesday | 3 | 11 | 473740.2337 | 1273183.4581 | 302266.2275 | 160.8219 | 2680.4509 | 3867.4495 | 2055898.6417 | 565814.5536 | 1520634.4717 | 361013.5226 | 192.0787 | 3201.413 | 4619.1121 | 2455475.1517
WeekDay | Tuesday | 3 | 12 | 477233.1509 | 1278011.2373 | 303971.2552 | 160.6835 | 3591.9393 | 3641.0646 | 2066609.3308 | 569986.3407 | 1526400.5594 | 363049.9329 | 191.9133 | 4290.0547 | 4348.7278 | 2468267.5288
WeekDay | Tuesday | 3 | 13 | 475045.8696 | 1292748.267 | 303896.763 | 164.2389 | 4027.4281 | 4104.3108 | 2079986.8774 | 567373.9478 | 1544001.8211 | 362960.9627 | 196.1597 | 4810.1835 | 4902.0088 | 2484245.0837
WeekDay | Tuesday | 3 | 14 | 482301.7163 | 1284509.1926 | 306070.8145 | 168.3803 | 4338.0094 | 3988.2283 | 2081376.3412 | 576040.0128 | 1534161.4321 | 365557.5544 | 201.106 | 5181.1281 | 4763.3649 | 2485904.5983
WeekDay | Tuesday | 3 | 15 | 525434.251 | 1228052.5329 | 300134.5529 | 183.5117 | 4419.0305 | 4654.4984 | 2062878.3774 | 627555.6202 | 1466732.0743 | 358467.544 | 219.1783 | 5277.8962 | 5559.1288 | 2463811.4418
WeekDay | Tuesday | 3 | 16 | 589513.5392 | 1158070.5553 | 296584.8229 | 151.5148 | 4824.1365 | 4387.894 | 2053532.4628 | 704089.1111 | 1383148.6702 | 354227.9022 | 180.9626 | 5761.737 | 5240.7082 | 2452649.0913
WeekDay | Tuesday | 3 | 17 | 632900.4757 | 1063791.83 | 287827.4665 | 55776.296 | 5063.8242 | 4751.555 | 2050111.4473 | 755908.5648 | 1270546.2965 | 343768.4998 | 66616.7612 | 6048.0094 | 5675.0488 | 2448563.1805
WeekDay | Tuesday | 3 | 18 | 708941.0106 | 1018194.604 | 280209.8007 | 55774.4672 | 3355.6275 | 4640.8913 | 2071116.4012 | 846728.044 | 1216086.9699 | 334670.2941 | 66614.577 | 4007.8143 | 5542.8769 | 2473650.5761
WeekDay | Tuesday | 3 | 19 | 848431.5557 | 996190.2735 | 279214.9921 | 56169.2291 | 1975.8409 | 4491.3327 | 2186473.2239 | 1013329.432 | 1189805.9628 | 333482.1383 | 67086.0633 | 2359.8577 | 5364.2508 | 2611427.7048
WeekDay | Tuesday | 3 | 20 | 900242.5015 | 940365.621 | 272756.4865 | 56517.8525 | 1762.2108 | 4234.4821 | 2175879.1545 | 1075210.1529 | 1123131.4468 | 325768.3825 | 67502.4438 | 2104.7073 | 5057.4797 | 2598774.6129
WeekDay | Tuesday | 3 | 21 | 937398.0489 | 888154.5543 | 265816.3492 | 56516.777 | 1630.5514 | 4064.3322 | 2153580.613 | 1119587.1088 | 1060772.8391 | 317479.3869 | 67501.1592 | 1947.459 | 4854.2601 | 2572142.2132
WeekDay | Tuesday | 3 | 22 | 941645.3845 | 842782.4615 | 257639.53 | 56198.2978 | 1542.7784 | 3790.6231 | 2103599.0755 | 1124659.9401 | 1006582.4017 | 307713.3528 | 67120.7817 | 1842.6269 | 4527.354 | 2512446.4573
WeekDay | Tuesday | 3 | 23 | 870872.2853 | 808016.9141 | 255138.5912 | 55835.101 | 1579.9131 | 3647.4467 | 1995090.2514 | 1040131.655 | 965059.957 | 304726.3412 | 66686.9953 | 1886.9789 | 4356.3503 | 2382848.2777
WeekDay | Wednesday | 3 | 0 | 791922.4704 | 775224.4155 | 266079.8259 | 55787.9198 | 2228.0826 | 3561.2278 | 1894803.942 | 945837.4594 | 925894.0351 | 317794.0719 | 66630.6442 | 2661.1242 | 4253.3742 | 2263070.7091
WeekDay | Wednesday | 3 | 1 | 737427.3916 | 750948.0565 | 262573.7131 | 55767.621 | 2808.7345 | 3524.1392 | 1813049.6557 | 880750.9278 | 896899.4168 | 313606.5246 | 66606.4001 | 3354.6292 | 4209.0772 | 2165426.9758
WeekDay | Wednesday | 3 | 2 | 697143.4724 | 728216.267 | 259923.2017 | 55767.3366 | 2623.0609 | 3471.5167 | 1747144.8553 | 832637.5819 | 869749.5647 | 310440.8701 | 66606.0605 | 3132.8689 | 4146.2273 | 2086713.1733
WeekDay | Wednesday | 3 | 3 | 663783.8302 | 720737.9353 | 259813.4638 | 55766.7309 | 3058.5498 | 3507.642 | 1706668.1519 | 792794.2886 | 860817.7734 | 310309.8039 | 66605.337 | 3652.9977 | 4189.3737 | 2038369.5744
WeekDay | Wednesday | 3 | 4 | 647673.9842 | 730392.7761 | 259618.2956 | 55767.077 | 3480.5351 | 3645.1588 | 1700577.8269 | 773553.3952 | 872349.0917 | 310076.7036 | 66605.7505 | 4156.9985 | 4353.6177 | 2031095.5573
WeekDay | Wednesday | 3 | 5 | 667211.3632 | 758262.073 | 260904.6392 | 137.1844 | 3595.3151 | 3964.7469 | 1694075.3219 | 796887.9837 | 905634.9574 | 311613.056 | 163.847 | 4294.0867 | 4735.3198 | 2023329.2506
WeekDay | Wednesday | 3 | 6 | 686744.4583 | 808964.2015 | 266408.8462 | 135.429 | 4206.3499 | 4154.0432 | 1770613.3281 | 820217.4557 | 966191.3555 | 318187.0393 | 161.7504 | 5023.8798 | 4961.407 | 2114742.8877
WeekDay | Wednesday | 3 | 7 | 569376.2406 | 925882.6086 | 277984.8365 | 106.6866 | 3726.9746 | 4221.9587 | 1781299.3056 | 680038.005 | 1105833.5721 | 332012.8944 | 127.4218 | 4451.3349 | 5042.5223 | 2127505.7505
WeekDay | Wednesday | 3 | 8 | 490332.5798 | 1118299.2536 | 290386.9648 | 101.0989 | 2970.7768 | 3804.9528 | 1905895.6268 | 585631.724 | 1335647.5721 | 346825.4524 | 120.7481 | 3548.1655 | 4544.4687 | 2276318.1308
WeekDay | Wednesday | 3 | 9 | 469171.4845 | 1213410.6911 | 299307.5298 | 111.8541 | 2420.5079 | 3731.2573 | 1988153.3247 | 560357.84 | 1449244.5008 | 357479.7839 | 133.5936 | 2890.9485 | 4456.45 | 2374563.1168
WeekDay | Wednesday | 3 | 10 | 470813.3227 | 1258794.5904 | 299989.3215 | 115.1919 | 2525.1603 | 3145.7873 | 2035383.3741 | 562318.7795 | 1503449.0393 | 358294.086 | 137.5801 | 3015.9407 | 3757.1904 | 2430972.616
WeekDay | Wednesday | 3 | 11 | 481388.5007 | 1288121.8402 | 302537.9578 | 119.9637 | 2842.4933 | 2987.5587 | 2077998.3143 | 574949.3082 | 1538476.2199 | 361338.0653 | 143.2794 | 3394.9493 | 3568.2091 | 2481870.0312
WeekDay | Wednesday | 3 | 12 | 485742.2013 | 1295479.8415 | 308002.4371 | 122.9678 | 3115.9398 | 2980.6949 | 2095444.0824 | 580149.1773 | 1547264.2939 | 367864.5998 | 146.8673 | 3721.5418 | 3560.0112 | 2502706.4913
WeekDay | Wednesday | 3 | 13 | 481338.811 | 1311871.5769 | 307174.102 | 119.9637 | 3534.5493 | 3301.0055 | 2107340.0084 | 574889.9609 | 1566841.8637 | 366875.2727 | 143.2794 | 4221.5106 | 3942.5762 | 2516914.4635
WeekDay | Wednesday | 3 | 14 | 489445.1596 | 1301952.7609 | 306002.7435 | 130.5829 | 4435.91 | 3534.4951 | 2105501.652 | 584571.8281 | 1554995.2649 | 365476.2535 | 155.9625 | 5298.0563 | 4221.4459 | 2514718.8112
WeekDay | Wednesday | 3 | 15 | 537493.9456 | 1253139.1396 | 304757.2368 | 136.6776 | 4361.6405 | 3931.2708 | 2103819.9109 | 641959.1904 | 1496694.4169 | 363988.6748 | 163.2417 | 5209.3521 | 4695.3374 | 2512710.2134
WeekDay | Wednesday | 3 | 16 | 594819.0708 | 1167666.2715 | 296021.1565 | 117.5407 | 4381.8958 | 4115.8709 | 2067121.8062 | 710425.8053 | 1394609.3727 | 353554.6838 | 140.3855 | 5233.5442 | 4915.8156 | 2468879.6071
WeekDay | Wednesday | 3 | 17 | 643207.9984 | 1068595.9964 | 285584.8893 | 124.0309 | 4372.7177 | 4446.5374 | 2006332.1701 | 768219.4177 | 1276284.1821 | 341090.064 | 148.1371 | 5222.5821 | 5310.7492 | 2396275.1323
WeekDay | Wednesday | 3 | 18 | 728653.2349 | 1007779.0076 | 277539.012 | 55920.32 | 2852.6209 | 4473.5109 | 2077217.7064 | 870271.4599 | 1203647.0385 | 331480.4212 | 66788.7772 | 3407.0453 | 5342.9652 | 2480937.7073
WeekDay | Wednesday | 3 | 19 | 849501.4812 | 988749.3866 | 272492.0295 | 56051.5458 | 2035.6573 | 4417.5168 | 2173247.6171 | 1014607.3041 | 1180918.8939 | 325452.5266 | 66945.5075 | 2431.2998 | 5276.0882 | 2595631.6202
WeekDay | Wednesday | 3 | 20 | 906660.145 | 934559.2961 | 267248.322 | 56093.145 | 2224.7067 | 4158.7395 | 2170944.3543 | 1082875.1048 | 1116196.627 | 319189.6724 | 66995.1917 | 2657.0921 | 4967.016 | 2592880.7042
WeekDay | Wednesday | 3 | 21 | 954855.8993 | 896414.6655 | 263644.5901 | 55874.8886 | 1883.7426 | 3988.2283 | 2176662.0144 | 1140437.9995 | 1070638.3535 | 314885.5332 | 66734.5159 | 2249.8595 | 4763.3649 | 2599709.6265
WeekDay | Wednesday | 3 | 22 | 956035.4389 | 838580.4195 | 260368.0207 | 55800.4429 | 1427.9984 | 3860.8266 | 2116073.147 | 1141846.7899 | 1001563.6671 | 310972.1424 | 66645.6011 | 1705.5387 | 4611.2019 | 2527344.9411
WeekDay | Wednesday | 3 | 23 | 888547.6355 | 807910.6125 | 259949.7437 | 55796.6476 | 1765.5867 | 3688.5091 | 2017658.7351 | 1061242.318 | 964932.995 | 310472.5707 | 66641.0683 | 2108.7393 | 4405.3934 | 2409803.0846
WeekDay | Thursday | 3 | 0 | 946292.7665 | 731393.8382 | 256479.8689 | 55774.6304 | 2592.678 | 3630.4678 | 1996164.2498 | 1130210.5694 | 873544.7163 | 306328.3045 | 66614.7719 | 3096.5808 | 4336.0715 | 2384131.0144
WeekDay | Thursday | 3 | 1 | 885665.7864 | 715450.4638 | 251231.1409 | 55768.9932 | 1920.8773 | 3575.9187 | 1913613.1803 | 1057800.3639 | 854502.6494 | 300059.4539 | 66608.039 | 2294.2116 | 4270.9204 | 2285535.6382
WeekDay | Thursday | 3 | 2 | 838043.4808 | 698478.7225 | 251249.8461 | 55767.5591 | 1667.6861 | 3514.6262 | 1848721.921 | 1000922.3711 | 834232.3461 | 300081.7947 | 66606.3263 | 1991.8111 | 4197.7153 | 2208032.3646
WeekDay | Thursday | 3 | 3 | 798065.7157 | 691917.6286 | 250714.2002 | 55768.1649 | 1485.3884 | 3586.0338 | 1801537.1316 | 953174.6821 | 826396.0633 | 299442.0427 | 66607.0498 | 1774.0828 | 4283.0014 | 2151676.9221
WeekDay | Thursday | 3 | 4 | 365853.1999 | 622091.678 | 252358.6315 | 55765.9273 | 2062.6644 | 1478.8476 | 1299610.9488 | 436959.0131 | 742999.011 | 301406.0793 | 66604.3773 | 2463.5558 | 1766.2707 | 1552198.3073
WeekDay | Thursday | 3 | 5 | 357899.184 | 643071.0491 | 257945.9502 | 134.8356 | 1691.3173 | 727.9239 | 1261470.26 | 427459.0854 | 768055.8515 | 308079.3276 | 161.0417 | 2020.0352 | 869.4004 | 1506644.7417
WeekDay | Thursday | 3 | 6 | 351475.0605 | 666409.1082 | 266088.9197 | 134.0197 | 1752.0832 | 2650.6305 | 1288509.8218 | 419786.3941 | 795929.8055 | 317804.9332 | 160.0672 | 2092.6113 | 3165.7968 | 1538939.6082
WeekDay | Thursday | 3 | 7 | 344322.3624 | 744504.0178 | 279475.1232 | 102.9532 | 1407.7431 | 4031.5786 | 1373843.7784 | 411243.5253 | 889202.9398 | 333792.8275 | 122.9628 | 1681.3466 | 4815.1406 | 1640858.7426
WeekDay | Thursday | 3 | 8 | 334004.7688 | 835360.9289 | 291275.8576 | 96.463 | 989.1337 | 4301.4343 | 1466028.5861 | 398920.644 | 997718.4487 | 347887.1069 | 115.2112 | 1181.3778 | 5137.4444 | 1750960.2331
WeekDay | Thursday | 3 | 9 | 322474.3564 | 902177.404 | 298410.7278 | 105.0424 | 813.5877 | 3676.7082 | 1527657.8265 | 385149.2253 | 1077521.1156 | 356408.6829 | 125.4581 | 971.7135 | 4391.299 | 1824567.4943
WeekDay | Thursday | 3 | 10 | 319597.7133 | 942716.3445 | 301643.527 | 104.8446 | 624.5383 | 3335.3245 | 1568022.2922 | 381713.489 | 1125939.0478 | 360269.7965 | 125.2218 | 745.9212 | 3983.5653 | 1872777.0415
WeekDay | Thursday | 3 | 11 | 324171.3498 | 965496.1919 | 302259.7729 | 106.1921 | 962.1266 | 3804.2303 | 1596799.8636 | 387176.0398 | 1153146.2982 | 361005.8136 | 126.8312 | 1149.1218 | 4543.6058 | 1907147.7104
WeekDay | Thursday | 3 | 12 | 352833.7399 | 973539.2914 | 306570.5545 | 101.5563 | 1563.0337 | 3352.6646 | 1637960.8404 | 421409.1412 | 1162752.6234 | 366154.422 | 121.2944 | 1866.8189 | 4004.2756 | 1956308.5755
WeekDay | Thursday | 3 | 13 | 345719.4585 | 962525.8256 | 305434.4732 | 107.5396 | 1775.7143 | 3674.059 | 1619237.0703 | 412912.1556 | 1149598.623 | 364797.5364 | 128.4406 | 2120.8353 | 4388.1349 | 1933945.7257
WeekDay | Thursday | 3 | 14 | 350253.2498 | 966645.7031 | 303777.9108 | 107.2306 | 1826.3526 | 3849.8686 | 1626460.3154 | 418327.1171 | 1154519.2239 | 362819.0109 | 128.0715 | 2181.3154 | 4598.1141 | 1942572.8529
WeekDay | Thursday | 3 | 15 | 355516.1623 | 952690.7137 | 300550.2586 | 99.0838 | 2562.295 | 4548.1698 | 1615966.6832 | 424612.9088 | 1137851.9969 | 358964.0447 | 118.3414 | 3060.2928 | 5432.1345 | 1930039.719
WeekDay | Thursday | 3 | 16 | 371883.2871 | 923126.2688 | 294521.0603 | 94.9301 | 2089.6714 | 4119.8446 | 1595835.0624 | 444161.0847 | 1102541.5207 | 351763.0347 | 113.3803 | 2495.8119 | 4920.5617 | 1905995.3941
WeekDay | Thursday | 3 | 17 | 393955.8844 | 882338.5379 | 284922.887 | 99.4547 | 1789.2179 | 4161.9908 | 1567267.9726 | 470523.6267 | 1053826.4442 | 340299.3975 | 118.7843 | 2136.9633 | 4970.8992 | 1871876.1152
WeekDay | Thursday | 3 | 18 | 417208.9355 | 856306.0343 | 279773.2224 | 55756.7298 | 1360.4808 | 4179.933 | 1614585.3358 | 498296.0509 | 1022734.3639 | 334148.8641 | 66593.3922 | 1624.8985 | 4992.3286 | 1928389.8981
WeekDay | Thursday | 3 | 19 | 450659.9673 | 853199.1773 | 275848.7357 | 56046.057 | 1384.1119 | 4117.4363 | 1641255.4855 | 538248.4958 | 1019023.6701 | 329461.6293 | 66938.9519 | 1653.1226 | 4917.6853 | 1960243.5551
WeekDay | Thursday | 3 | 20 | 970334.7032 | 911925.3834 | 264547.6639 | 56082.6865 | 1596.7926 | 3861.5491 | 2208348.7785 | 1158925.2039 | 1089163.6745 | 315964.1248 | 66982.7005 | 1907.139 | 4612.0648 | 2637554.9075
WeekDay | Thursday | 3 | 21 | 1029471.4205 | 875860.6266 | 254738.9697 | 56016.5482 | 1265.956 | 3683.3311 | 2221036.8522 | 1229555.5049 | 1046089.5111 | 304249.0508 | 66903.7079 | 1512.0024 | 4399.2091 | 2652708.9862
WeekDay | Thursday | 3 | 22 | 1044065.5826 | 822519.5447 | 250198.5097 | 55794.2617 | 1242.3249 | 3528.8355 | 2177349.059 | 1246986.1318 | 982381.2628 | 298826.1245 | 66638.2187 | 1483.7783 | 4214.6863 | 2600530.2024
WeekDay | Thursday | 3 | 23 | 1015384.8957 | 784661.868 | 248126.6646 | 55792.123 | 1542.7784 | 3418.0513 | 2108926.3811 | 1212731.1775 | 937165.7145 | 296351.6037 | 66635.6643 | 1842.6269 | 4082.3706 | 2518809.1574
WeekDay | Friday | 3 | 0 | 938917.9933 | 748855.0359 | 248847.1219 | 55762.4041 | 2288.8485 | 3417.6901 | 1998089.0938 | 1121402.4637 | 894399.605 | 297212.0862 | 66600.1693 | 2733.7003 | 4081.9391 | 2386429.9635
WeekDay | Friday | 3 | 1 | 878566.8674 | 731271.4493 | 251157.6668 | 55762.4288 | 3021.4151 | 3395.5333 | 1923175.3606 | 1049321.7264 | 873398.5404 | 299971.6998 | 66600.1988 | 3608.6456 | 4055.476 | 2296956.2869
WeekDay | Friday | 3 | 2 | 831036.5122 | 713381.5845 | 249177.602 | 55761.1431 | 2937.018 | 3373.4969 | 1855667.3568 | 992553.5552 | 852031.6707 | 297606.7972 | 66598.6633 | 3507.8455 | 4029.1567 | 2216327.6885
WeekDay | Friday | 3 | 3 | 790577.2879 | 701097.4577 | 249064.8739 | 55758.8808 | 2525.1603 | 3388.0674 | 1802411.7279 | 944230.8324 | 837360.0484 | 297472.1596 | 66595.9613 | 3015.9407 | 4046.559 | 2152721.5015
WeekDay | Friday | 3 | 4 | 809772.7143 | 712011.3026 | 250923.4912 | 55759.7956 | 1748.7073 | 3551.4739 | 1833767.4849 | 967157.0077 | 850395.0661 | 299692.0106 | 66597.0539 | 2088.5793 | 4241.7247 | 2190171.4422
WeekDay | Friday | 3 | 5 | 770849.0175 | 723656.0703 | 254058.3997 | 129.9896 | 2845.8692 | 3932.3546 | 1755471.7009 | 920668.2518 | 864303.0658 | 303436.2079 | 155.2538 | 3398.9813 | 4696.6318 | 2096658.3924
WeekDay | Friday | 3 | 6 | 724743.7093 | 742202.9335 | 258552.6735 | 129.4085 | 3335.3722 | 4161.7499 | 1733125.8469 | 865602.0941 | 886454.6256 | 308803.9713 | 154.5599 | 3983.6222 | 4970.6116 | 2069969.4846
WeekDay | Friday | 3 | 7 | 683513.8029 | 798381.2747 | 269311.4518 | 115.2413 | 3321.8686 | 4287.1046 | 1758930.7439 | 816358.9025 | 953551.5719 | 321653.7841 | 137.6392 | 3967.4942 | 5120.3297 | 2100789.7216
WeekDay | Friday | 3 | 8 | 650202.7912 | 862016.6916 | 282301.5369 | 94.2502 | 3686.464 | 4417.3963 | 1802719.1301 | 776573.6914 | 1029554.9224 | 337168.5719 | 112.5682 | 4402.9509 | 5275.9444 | 2153088.6492
WeekDay | Friday | 3 | 9 | 624704.3068 | 902319.7904 | 293101.7795 | 98.0577 | 2342.8626 | 3860.1041 | 1826426.9011 | 746119.4202 | 1077691.1756 | 350067.9079 | 117.1159 | 2798.2124 | 4610.3389 | 2181404.1709
WeekDay | Friday | 3 | 10 | 605319.3327 | 932700.8537 | 297434.0193 | 99.7761 | 2889.7557 | 3589.285 | 1842033.0225 | 722966.8575 | 1113976.9849 | 355242.1451 | 119.1682 | 3451.3974 | 4286.8846 | 2200043.4377
WeekDay | Friday | 3 | 11 | 600672.7327 | 933451.638 | 298901.6454 | 95.338 | 3031.5427 | 3244.5297 | 1839397.4266 | 717417.1623 | 1114873.6888 | 356995.0134 | 113.8676 | 3620.7416 | 3875.1239 | 2196895.5976
WeekDay | Friday | 3 | 12 | 537426.9332 | 945791.6364 | 299435.9496 | 90.9865 | 2646.6921 | 3186.1272 | 1788578.325 | 641879.1538 | 1129612.0415 | 357633.1629 | 108.6703 | 3161.0929 | 3805.3705 | 2136199.4919
WeekDay | Friday | 3 | 13 | 517123.5615 | 949026.5106 | 299481.2943 | 95.6224 | 3105.8121 | 4004.6051 | 1772837.406 | 617629.6973 | 1133475.6334 | 357687.3206 | 114.2072 | 3709.4458 | 4782.9246 | 2117399.2288
WeekDay | Friday | 3 | 14 | 492231.7198 | 952608.8391 | 297426.4816 | 94.7941 | 3308.3651 | 4266.0315 | 1749936.2312 | 587899.9735 | 1137754.2093 | 355233.1424 | 113.2179 | 3951.3662 | 5095.1609 | 2090047.0702
WeekDay | Friday | 3 | 15 | 476219.5497 | 944892.7088 | 294100.9905 | 91.7901 | 3375.8828 | 4286.5025 | 1722967.4243 | 568775.7398 | 1128538.4018 | 351261.3218 | 109.63 | 4032.0063 | 5119.6105 | 2057836.7102
WeekDay | Friday | 3 | 16 | 465796.6739 | 919739.6208 | 288136.8477 | 90.1335 | 3450.1522 | 4293.4867 | 1681506.9149 | 556327.1142 | 1098496.6569 | 344138.0113 | 107.6515 | 4120.7104 | 5127.9522 | 2008318.0966
WeekDay | Friday | 3 | 17 | 469429.6317 | 891144.0206 | 281327.1686 | 89.6143 | 3129.4433 | 4015.3222 | 1649135.2007 | 560666.1597 | 1064343.3264 | 336004.8292 | 107.0314 | 3737.6698 | 4795.7247 | 1969654.7412
WeekDay | Friday | 3 | 18 | 498216.2527 | 878543.3327 | 270465.7386 | 55721.9423 | 2283.0462 | 4097.2062 | 1709327.5186 | 595047.637 | 1049293.6176 | 323032.4136 | 66551.8435 | 2726.7703 | 4893.5233 | 2041545.8053
WeekDay | Friday | 3 | 19 | 557132.1175 | 881796.874 | 266698.517 | 55729.0382 | 2393.5009 | 4045.3062 | 1767795.3538 | 665414.1615 | 1053179.5046 | 318533.0094 | 66560.3186 | 2858.6925 | 4831.5363 | 2111377.2228
WeekDay | Friday | 3 | 20 | 644183.9719 | 785527.0353 | 261363.5772 | 55775.4834 | 536.7654 | 3894.7843 | 1751281.6174 | 769385.0776 | 938199.0323 | 312161.1914 | 66615.7906 | 641.089 | 4651.7595 | 2091653.9405
WeekDay | Friday | 3 | 21 | 668910.5079 | 757585.8559 | 260983.8615 | 55780.8981 | 503.0065 | 3764.8538 | 1747528.9837 | 798917.3676 | 904827.3133 | 311707.6756 | 66622.2577 | 600.7689 | 4496.5762 | 2087171.9594
WeekDay | Friday | 3 | 22 | 686965.2541 | 733336.0897 | 258457.3109 | 55780.1563 | 546.893 | 3585.0704 | 1738670.7745 | 820481.1644 | 875864.4563 | 308690.0745 | 66621.3718 | 653.185 | 4281.8509 | 2076592.1029
WeekDay | Friday | 3 | 23 | 667003.3982 | 711694.7721 | 254597.6025 | 55779.7855 | 597.5313 | 3492.4694 | 1693165.5589 | 796639.5995 | 850017.0159 | 304080.208 | 66620.9289 | 713.6651 | 4171.2522 | 2022242.6695
Saturday | Saturday | 4 | 0 | 681292.0837 | 631606.4147 | 251661.3515 | 69171.6218 | 975.0255 | 3208.0647 | 1637914.562 | 813705.3786 | 754362.9951 | 300573.2786 | 82615.5508 | 1164.5277 | 3831.5718 | 1956253.3025
Saturday | Saturday | 4 | 1 | 641645.1047 | 608861.8297 | 248170.2063 | 69166.6486 | 1546.3295 | 3195.4499 | 1572585.5687 | 766352.7661 | 727197.8605 | 296403.6079 | 82609.6109 | 1846.8682 | 3816.5052 | 1878227.2188
Saturday | Saturday | 4 | 2 | 605796.8418 | 598571.3862 | 246126.9256 | 69166.5504 | 1481.5818 | 3158.9816 | 1524302.2673 | 723537.1734 | 714907.4061 | 293963.2031 | 82609.4937 | 1769.5363 | 3772.949 | 1820559.7616
Saturday | Saturday | 4 | 3 | 581278.9707 | 584058.3054 | 244617.2189 | 69165.209 | 799.8256 | 3183.5232 | 1483103.0528 | 694254.1036 | 697573.6192 | 292160.0757 | 82607.8915 | 955.2766 | 3802.2604 | 1771353.2271
Saturday | Saturday | 4 | 4 | 543092.0465 | 651562.2619 | 243139.4956 | 69164.9036 | 2860.3288 | 3224.6934 | 1513043.7297 | 648645.3166 | 778197.3835 | 290395.1477 | 82607.5268 | 3416.2512 | 3851.4323 | 1807113.0581
Saturday | Saturday | 4 | 5 | 531294.7286 | 657358.6828 | 244654.3952 | 110.3167 | 3279.2851 | 3362.7684 | 1440060.1767 | 634555.1175 | 785120.3744 | 292204.4774 | 131.7575 | 3916.6342 | 4016.343 | 1719944.704
Saturday | Saturday | 4 | 6 | 536898.9121 | 647388.2532 | 240626.8819 | 105.049 | 4300.0149 | 3323.089 | 1432642.2001 | 641248.5085 | 773212.1307 | 287394.1922 | 125.4659 | 5135.7492 | 3968.9517 | 1711084.9982
Saturday | Saturday | 4 | 7 | 565181.6931 | 670879.3006 | 240913.6802 | 75.7766 | 3743.9457 | 3099.5772 | 1483893.9734 | 675028.2215 | 801268.8072 | 287736.7314 | 90.5043 | 4471.6045 | 3701.9991 | 1772297.868
Saturday | Saturday | 4 | 8 | 582677.5571 | 734355.4427 | 242666.3414 | 68.524 | 2662.2767 | 2610.122 | 1565040.264 | 695924.5139 | 877081.9269 | 289830.0332 | 81.842 | 3179.7065 | 3117.4152 | 1869215.4378
Saturday | Saturday | 4 | 9 | 585049.008 | 798509.3778 | 246692.8529 | 70.1926 | 2320.5655 | 2415.739 | 1635057.7359 | 698756.8709 | 953704.5726 | 294639.1218 | 83.835 | 2771.5816 | 2885.2527 | 1952841.2347
Saturday | Saturday | 4 | 10 | 576492.3953 | 829186.4742 | 248309.6828 | 74.5333 | 1911.9641 | 2309.6598 | 1658284.7096 | 688537.228 | 990343.951 | 296570.1925 | 89.0193 | 2283.5661 | 2758.5564 | 1980582.5132
Saturday | Saturday | 4 | 11 | 581432.2043 | 851823.1424 | 247428.5947 | 75.7221 | 2163.3379 | 2233.3975 | 1685156.3988 | 694437.1192 | 1017380.1945 | 295517.8595 | 90.4392 | 2583.7959 | 2667.472 | 2012676.8801
Saturday | Saturday | 4 | 12 | 529897.1061 | 856975.3644 | 242456.4312 | 77.1399 | 2826.0505 | 2074.7947 | 1634306.8869 | 632885.8586 | 1023533.7824 | 289579.3256 | 92.1325 | 3375.3108 | 2478.0438 | 1951944.4537
Saturday | Saturday | 4 | 13 | 517842.4752 | 846389.9277 | 244486.4294 | 72.363 | 2993.633 | 2181.218 | 1613966.0462 | 618488.3362 | 1010891.0011 | 292003.8664 | 86.4272 | 3575.464 | 2605.1511 | 1927650.2459
Saturday | Saturday | 4 | 14 | 517457.2218 | 831926.0787 | 244501.1511 | 73.8026 | 3622.0675 | 2241.3104 | 1599821.6321 | 618028.2065 | 993616.0143 | 292021.4493 | 88.1466 | 4326.0385 | 2676.9228 | 1910756.7781
Saturday | Saturday | 4 | 15 | 522170.0301 | 824014.4578 | 248418.5075 | 77.8597 | 4353.3366 | 2622.6222 | 1601656.8139 | 623656.9779 | 984166.7214 | 296700.168 | 92.9922 | 5199.4343 | 3132.3449 | 1912948.6387
Saturday | Saturday | 4 | 16 | 532079.7553 | 814163.8869 | 246365.3909 | 86.5738 | 4517.1104 | 3229.5099 | 1600442.2272 | 635492.719 | 972401.6316 | 294248.0156 | 103.4 | 5395.0385 | 3857.185 | 1911497.9897
Saturday | Saturday | 4 | 17 | 557865.2691 | 787078.406 | 238352.8027 | 86.5738 | 4128.6237 | 3709.5614 | 1591221.2367 | 666289.8055 | 940051.9214 | 284678.1318 | 103.4 | 4931.047 | 4430.5374 | 1900484.8431
Saturday | Saturday | 4 | 18 | 599572.7628 | 790452.9884 | 238185.3025 | 69323.5132 | 2468.0334 | 3853.141 | 1703855.7412 | 716103.4065 | 944082.3746 | 284478.0768 | 82796.9632 | 2947.7108 | 4602.0226 | 2035010.5544
Saturday | Saturday | 4 | 19 | 659582.945 | 808784.3105 | 237050.5566 | 69434.1898 | 2094.7814 | 3919.9996 | 1780866.7829 | 787776.9356 | 965976.5016 | 283122.7861 | 82929.1505 | 2501.915 | 4681.8756 | 2126989.1643
Saturday | Saturday | 4 | 20 | 673181.875 | 690411.3071 | 232154.8621 | 69462.0444 | 434.1911 | 3736.7406 | 1669381.0202 | 804018.9011 | 824596.9789 | 277275.5833 | 82962.4188 | 518.5787 | 4462.999 | 1993835.4599
Saturday | Saturday | 4 | 21 | 687016.5821 | 674759.0957 | 230282.3167 | 69461.9135 | 552.2605 | 3604.1703 | 1665676.3387 | 820542.4683 | 805902.6642 | 275039.0972 | 82962.2624 | 659.5958 | 4304.6628 | 1989410.7508
Saturday | Saturday | 4 | 22 | 694976.6611 | 658174.2595 | 231041.7449 | 69461.3573 | 620.817 | 3465.6365 | 1657740.4764 | 830049.6376 | 786094.4634 | 275946.125 | 82961.5981 | 741.4766 | 4139.2042 | 1979932.505
Saturday | Saturday | 4 | 23 | 678093.9964 | 640848.5777 | 229008.4078 | 69225.6623 | 640.9317 | 3390.2916 | 1621207.8675 | 809885.7234 | 765401.4292 | 273517.5963 | 82680.0943 | 765.5007 | 4049.2156 | 1936299.5595
Sunday | Sunday | 4 | 0 | 636877.9095 | 619435.2412 | 223036.312 | 69197.9168 | 1127.3733 | 3344.0755 | 1553018.8283 | 760659.0372 | 739826.2794 | 266384.7872 | 82646.9563 | 1346.4852 | 3994.0171 | 1854857.5624
Sunday | Sunday | 4 | 1 | 601080.969 | 593197.1004 | 215167.3059 | 69171.2728 | 1527.2861 | 3285.3592 | 1483429.2935 | 717904.7418 | 708488.595 | 256986.3915 | 82615.1339 | 1824.1235 | 3923.8889 | 1771742.8747
Sunday | Sunday | 4 | 2 | 572343.8201 | 571542.3109 | 213695.592 | 69168.1864 | 1515.86 | 3267.3544 | 1431533.1237 | 683582.3518 | 682625.0643 | 255228.6409 | 82611.4476 | 1810.4767 | 3902.3848 | 1709760.366
Sunday | Sunday | 4 | 3 | 545225.711 | 571385.5335 | 211783.9258 | 69168.11 | 1085.4776 | 3254.1662 | 1401902.9241 | 651193.6719 | 682437.8162 | 252945.4306 | 82611.3564 | 1296.4469 | 3886.6333 | 1674371.3553
Sunday | Sunday | 4 | 4 | 501285.7724 | 632441.7051 | 215743.5102 | 69169.855 | 3001.2504 | 3244.4184 | 1424886.5115 | 598713.7367 | 755360.6293 | 257674.5846 | 82613.4406 | 3584.5619 | 3874.991 | 1701821.944
Sunday | Sunday | 4 | 5 | 486588.3238 | 628977.7353 | 215358.5277 | 112.8579 | 3165.0243 | 3342.5846 | 1337545.0536 | 581159.7488 | 751223.4157 | 257214.7784 | 134.7925 | 3780.1661 | 3992.2365 | 1597505.138
Sunday | Sunday | 4 | 6 | 487765.0802 | 614057.0343 | 214561.8789 | 110.6985 | 4452.3626 | 3226.1842 | 1324173.2387 | 582565.215 | 733402.785 | 256263.296 | 132.2134 | 5317.7066 | 3853.2129 | 1581534.4289
Sunday | Sunday | 4 | 7 | 513484.1877 | 618490.4534 | 217860.9412 | 80.9462 | 3180.259 | 3179.7387 | 1356276.5262 | 613282.9888 | 738697.8663 | 260203.5513 | 96.6786 | 3798.3619 | 3797.7404 | 1619877.1872
Sunday | Sunday | 4 | 8 | 540577.852 | 651518.1057 | 221621.203 | 74.3588 | 2506.1203 | 2527.5523 | 1418825.1921 | 645642.473 | 778144.6453 | 264694.6431 | 88.8109 | 2993.2001 | 3018.7975 | 1694582.5699
Sunday | Sunday | 4 | 9 | 540407.9993 | 677384.2564 | 223187.7044 | 75.2968 | 2353.7726 | 2464.1341 | 1445873.1636 | 645439.6084 | 809038.0411 | 266565.6036 | 89.9311 | 2811.2427 | 2943.0537 | 1726887.4806
Sunday | Sunday | 4 | 10 | 530346.5921 | 702689.7948 | 223276.125 | 73.8353 | 1675.8251 | 2768.9541 | 1460831.1265 | 633422.7049 | 839261.8661 | 266671.2092 | 88.1857 | 2001.532 | 3307.1174 | 1744752.6153
Sunday | Sunday | 4 | 11 | 527907.7853 | 715787.9411 | 223871.8352 | 77.2708 | 2144.2944 | 2456.4505 | 1472245.5774 | 630509.9011 | 854905.7175 | 267382.6994 | 92.2888 | 2561.0512 | 2933.8767 | 1758385.5348
Sunday | Sunday | 4 | 12 | 542707.457 | 760824.6397 | 224496.4761 | 74.8169 | 2174.764 | 2848.3129 | 1533126.4665 | 648185.9797 | 908695.5746 | 268128.7431 | 89.358 | 2597.4427 | 3401.8999 | 1831098.998
Sunday | Sunday | 4 | 13 | 533301.076 | 757585.706 | 216289.9708 | 86.0503 | 3111.7025 | 3186.8489 | 1513561.3545 | 636951.4109 | 904827.1343 | 258327.2532 | 102.7747 | 3716.481 | 3806.2325 | 1807731.2866
Sunday | Sunday | 4 | 14 | 525715.7392 | 762715.6524 | 217009.7806 | 102.9768 | 3656.3457 | 3465.4072 | 1512665.9019 | 627891.8173 | 910954.1172 | 259186.9624 | 122.991 | 4366.9789 | 4138.9303 | 1806661.7972
Sunday | Sunday | 4 | 15 | 532454.8112 | 759157.941 | 219014.5472 | 103.8057 | 3671.5805 | 3401.5303 | 1517804.2158 | 635940.6694 | 906704.9427 | 261581.3677 | 123.981 | 4385.1747 | 4062.6386 | 1812798.774
Sunday | Sunday | 4 | 16 | 537641.7577 | 750310.4048 | 220446.5705 | 109.9132 | 3545.8936 | 3523.8941 | 1515578.4338 | 642135.7307 | 896137.8336 | 263291.7135 | 131.2755 | 4235.0598 | 4208.7845 | 1810140.3976
Sunday | Sunday | 4 | 17 | 561689.1028 | 749764.9015 | 219538.0726 | 110.6657 | 4151.4759 | 3834.4482 | 1539088.6666 | 670856.8248 | 895486.3085 | 262206.6435 | 132.1743 | 4958.3407 | 4579.6967 | 1838219.9883
Sunday | Sunday | 4 | 18 | 607257.8627 | 763589.9658 | 222214.3039 | 69191.3185 | 3869.6325 | 3844.9987 | 1669968.0822 | 725282.1527 | 911998.3588 | 265403.0167 | 82639.0756 | 4621.7194 | 4592.2978 | 1994536.621
Sunday | Sunday | 4 | 19 | 684008.5274 | 739969.9522 | 220779.1121 | 69429.3802 | 3622.0675 | 3772.0621 | 1721581.1014 | 816949.7797 | 883787.6507 | 263688.8866 | 82923.406 | 4326.0385 | 4505.1855 | 2056180.9471
Sunday | Sunday | 4 | 20 | 841234.5541 | 777658.3965 | 223773.8808 | 69335.1611 | 2669.8941 | 3606.2345 | 1918278.1211 | 1004733.6491 | 928801.0753 | 267265.7069 | 82810.8749 | 3188.8044 | 4307.1283 | 2291107.2388
Sunday | Sunday | 4 | 21 | 876195.536 | 752542.7726 | 224094.2249 | 69206.7072 | 2315.6856 | 3479.7422 | 1927834.6685 | 1046489.5122 | 898804.0759 | 267648.3119 | 82657.4552 | 2765.7533 | 4156.0514 | 2302521.1599
Sunday | Sunday | 4 | 22 | 874082.455 | 737702.105 | 222168.5093 | 69197.9604 | 2117.6336 | 3374.5804 | 1908643.2438 | 1043965.7409 | 881079.0335 | 265348.3217 | 82647.0084 | 2529.2086 | 4030.4508 | 2279599.764
Sunday | Sunday | 4 | 23 | 820267.2527 | 715920.3722 | 221903.5891 | 69191.733 | 2243.3204 | 3349.0067 | 1832875.2741 | 979691.224 | 855063.8873 | 265031.9126 | 82639.5706 | 2679.3235 | 3999.9067 | 2189105.8248
WeekDay | Monday | 4 | 0 | 744443.0124 | 697875.4681 | 222763.5815 | 69182.4845 | 3408.7806 | 3331.0019 | 1741004.329 | 889130.0776 | 833511.8454 | 266059.0498 | 82628.5246 | 4071.2981 | 3978.4026 | 2079379.1981
WeekDay | Monday | 4 | 1 | 690295.4443 | 683444.9868 | 219623.777 | 69165.4053 | 3580.1718 | 3320.9101 | 1669430.6953 | 824458.5975 | 816276.7116 | 262309.0051 | 82608.126 | 4276.0002 | 3966.3493 | 1993894.7896
WeekDay | Monday | 4 | 2 | 652154.6095 | 665054.4605 | 219086.0008 | 69169.5278 | 3526.8501 | 3256.9185 | 1612248.3672 | 778904.8575 | 794311.8737 | 261666.7088 | 82613.0498 | 4212.3151 | 3889.9206 | 1925598.7254
WeekDay | Monday | 4 | 3 | 620947.6765 | 658419.433 | 228227.0241 | 69166.8994 | 3538.2762 | 3303.02 | 1583602.3292 | 741632.6657 | 786387.2879 | 272584.346 | 82609.9105 | 4225.9619 | 3944.9822 | 1891385.1542
WeekDay | Monday | 4 | 4 | 612155.7748 | 660295.3479 | 233375.0014 | 69168.2845 | 1744.3816 | 3432.4939 | 1580171.2842 | 731132.004 | 788627.7984 | 278732.8642 | 82611.5648 | 2083.4129 | 4099.6202 | 1887287.2645
WeekDay | Monday | 4 | 5 | 632536.694 | 692836.2122 | 239394.5285 | 113.9703 | 3092.6591 | 3711.7403 | 1571685.8044 | 755474.0798 | 827493.1792 | 285922.3234 | 136.1212 | 3693.7363 | 4433.1398 | 1877152.5797
WeekDay | Monday | 4 | 6 | 663592.517 | 741286.4044 | 248260.8237 | 114.2212 | 4452.3626 | 3821.2599 | 1661527.5888 | 792565.7925 | 885359.9634 | 296511.8374 | 136.4208 | 5317.7066 | 4563.9452 | 1984455.6659
WeekDay | Monday | 4 | 7 | 573265.8511 | 881642.6586 | 264678.5032 | 87.0864 | 3881.0586 | 3839.9528 | 1727395.1107 | 684683.5851 | 1052995.3164 | 316120.3936 | 104.0122 | 4635.3662 | 4586.2712 | 2063124.9447
WeekDay | Monday | 4 | 8 | 503835.6946 | 1038822.3182 | 279169.7013 | 89.4531 | 3267.859 | 3774.1264 | 1828959.1526 | 601759.2519 | 1240723.807 | 333428.045 | 106.8388 | 3902.9874 | 4507.651 | 2184428.581
WeekDay | Monday | 4 | 9 | 487996.6653 | 1128100.0446 | 285831.1262 | 101.8099 | 3225.9634 | 3582.725 | 1908838.3343 | 582841.8101 | 1347353.2069 | 341384.1586 | 121.5972 | 3852.9491 | 4279.0496 | 2279832.7716
WeekDay | Monday | 4 | 10 | 489223.7118 | 1151566.1411 | 291956.4808 | 111.1129 | 2627.9985 | 3181.2296 | 1938666.6747 | 584307.3406 | 1375380.0833 | 348700.0134 | 132.7084 | 3138.7661 | 3799.521 | 2315458.4328
WeekDay | Monday | 4 | 11 | 501323.5166 | 1167430.7296 | 294332.4905 | 117.5803 | 3214.5373 | 3370.6813 | 1969789.5356 | 598758.8167 | 1394328.0519 | 351537.8152 | 140.4328 | 3839.3023 | 4025.7939 | 2352630.2127
WeekDay | Monday | 4 | 12 | 498300.415 | 1170972.1756 | 300257.4041 | 116.5442 | 3580.1718 | 3597.8628 | 1976824.5736 | 595148.1568 | 1398557.7995 | 358614.2721 | 139.1953 | 4276.0002 | 4297.1295 | 2361032.5534
WeekDay | Monday | 4 | 13 | 491099.16 | 1180771.9813 | 301205.6521 | 114.9083 | 4117.1976 | 3820.5718 | 1981129.4712 | 586547.2937 | 1410262.2576 | 359746.8179 | 137.2414 | 4917.4002 | 4563.1234 | 2366174.1343
WeekDay | Monday | 4 | 14 | 489167.8825 | 1179444.7026 | 300264.8638 | 114.1775 | 4536.1539 | 3775.2732 | 1977303.0535 | 584240.6606 | 1408677.0141 | 358623.1816 | 136.3687 | 5417.7832 | 4509.0206 | 2361604.0288
WeekDay | Monday | 4 | 15 | 524206.7961 | 1129694.3659 | 295712.7548 | 110.862 | 4395.2322 | 3992.4775 | 1958112.4886 | 626089.6019 | 1349257.3944 | 353186.3423 | 132.4088 | 5249.4726 | 4768.44 | 2338683.66
WeekDay | Monday | 4 | 16 | 581386.6027 | 1056602.6964 | 287051.9522 | 101.788 | 4357.1453 | 3689.7217 | 1933189.9063 | 694382.6546 | 1261959.9106 | 342842.2596 | 121.5712 | 5203.9832 | 4406.8417 | 2308917.221
WeekDay | Monday | 4 | 17 | 628620.7717 | 964636.8173 | 280489.2982 | 98.189 | 4844.6581 | 3783.0714 | 1882472.8058 | 750797.0741 | 1152119.899 | 335004.1136 | 117.2726 | 5786.2471 | 4518.3345 | 2248342.9409
WeekDay | Monday | 4 | 18 | 692188.5242 | 906507.5111 | 272928.1328 | 69155.1643 | 2909.8418 | 3780.8925 | 1947470.0667 | 826719.6091 | 1082692.8055 | 325973.3893 | 82595.8946 | 3475.3874 | 4515.7321 | 2325972.8181
WeekDay | Monday | 4 | 19 | 791335.1921 | 902120.9579 | 275504.8558 | 69317.4166 | 2380.4334 | 3861.2833 | 2044520.1391 | 945136.0399 | 1077453.6989 | 329050.9142 | 82789.6816 | 2843.0852 | 4611.7474 | 2441885.1673
WeekDay | Monday | 4 | 20 | 827814.2321 | 863979.9596 | 269614.2169 | 69391.5573 | 1870.0685 | 3645.1111 | 2036315.1455 | 988705.0051 | 1031899.7636 | 322015.3935 | 82878.232 | 2233.5278 | 4353.5608 | 2432085.4828
WeekDay | Monday | 4 | 21 | 859194.9466 | 825308.3004 | 264610.2558 | 69184.1749 | 2243.3204 | 3489.9487 | 2024030.9469 | 1026184.7539 | 985712.0302 | 316038.8819 | 82630.5436 | 2679.3235 | 4168.2417 | 2417413.7749
WeekDay | Monday | 4 | 22 | 851934.3592 | 780596.9717 | 259554.9755 | 69176.4969 | 1824.3642 | 3373.7777 | 1966460.9452 | 1017513.0269 | 932310.7806 | 310001.0769 | 82621.3734 | 2178.9405 | 4029.4921 | 2348654.6903
WeekDay | Monday | 4 | 23 | 781351.2982 | 748914.712 | 255854.766 | 69171.6109 | 1793.8946 | 3247.7441 | 1860334.0259 | 933211.7151 | 894470.8794 | 305581.709 | 82615.5377 | 2142.549 | 3878.9631 | 2221901.3534
WeekDay | Tuesday | 4 | 0 | 703077.0645 | 731569.0302 | 249955.4472 | 69170.3894 | 2445.1812 | 3168.6147 | 1759385.7273 | 839724.4041 | 873753.958 | 298535.8214 | 82614.0788 | 2920.4172 | 3784.4544 | 2101333.1338
WeekDay | Tuesday | 4 | 1 | 646337.5652 | 705197.2192 | 249824.533 | 69170.9238 | 3081.233 | 3123.4307 | 1676734.9049 | 771957.235 | 842256.6238 | 298379.4631 | 82614.7171 | 3680.0895 | 3730.4886 | 2002618.6172
WeekDay | Tuesday | 4 | 2 | 609854.0916 | 687303.5984 | 250456.2735 | 69169.6587 | 2864.1375 | 3101.7562 | 1622749.5159 | 728382.9745 | 820885.268 | 299133.9864 | 82613.2061 | 3420.8002 | 3704.6015 | 1938140.8367
WeekDay | Tuesday | 4 | 3 | 584621.2034 | 669335.0864 | 248500.9712 | 69167.7719 | 2186.19 | 3159.6697 | 1576970.8927 | 698245.9198 | 799424.4656 | 296798.659 | 82610.9526 | 2611.0895 | 3773.7709 | 1883464.8573
WeekDay | Tuesday | 4 | 4 | 580515.7272 | 676343.3467 | 249080.4207 | 69167.99 | 2365.1986 | 3257.836 | 1580730.5192 | 693342.5191 | 807794.8242 | 297490.7281 | 82611.2131 | 2824.8895 | 3891.0164 | 1887955.1903
WeekDay | Tuesday | 4 | 5 | 611480.9709 | 708815.7941 | 252288.7112 | 112.4653 | 3264.0503 | 3535.4768 | 1579497.4686 | 730326.0479 | 846578.4909 | 301322.5696 | 134.3236 | 3898.4385 | 4222.6184 | 1886482.4888
WeekDay | Tuesday | 4 | 6 | 657425.6262 | 764114.497 | 257491.749 | 109.4006 | 3557.3197 | 3655.7764 | 1686354.3689 | 785200.3287 | 912624.8359 | 307536.8497 | 130.6633 | 4248.7066 | 4366.2989 | 2014107.683
WeekDay | Tuesday | 4 | 7 | 570824.7503 | 875919.3345 | 266420.4432 | 90.4674 | 3104.0852 | 3711.9697 | 1720071.0502 | 681768.0414 | 1046159.6292 | 318200.8903 | 108.0502 | 3707.3831 | 4433.4137 | 2054377.4081
WeekDay | Tuesday | 4 | 8 | 496150.7701 | 1016370.404 | 279948.3311 | 86.1376 | 2658.468 | 3580.3168 | 1798794.4276 | 592580.7152 | 1213908.2255 | 334358.0062 | 102.8789 | 3175.1576 | 4276.1733 | 2148401.1567
WeekDay | Tuesday | 4 | 9 | 477769.2382 | 1096428.301 | 288926.6293 | 93.8156 | 2654.6593 | 3549.2384 | 1869421.8817 | 570626.6198 | 1309525.8657 | 345081.2917 | 112.0492 | 3170.6087 | 4239.0547 | 2232755.4897
WeekDay | Tuesday | 4 | 10 | 483429.3598 | 1140946.7465 | 292668.4928 | 114.472 | 1748.1903 | 3513.6876 | 1922420.949 | 577386.8208 | 1362696.7442 | 349550.4093 | 136.7204 | 2087.9618 | 4196.5943 | 2296055.2507
WeekDay | Tuesday | 4 | 11 | 496850.1291 | 1156582.7115 | 296991.6168 | 107.3175 | 2094.7814 | 3692.8181 | 1956319.3743 | 593415.9989 | 1381371.6549 | 354713.7589 | 128.1753 | 2501.915 | 4410.5399 | 2336542.043
WeekDay | Tuesday | 4 | 12 | 497873.292 | 1142675.3504 | 304111.8489 | 103.0205 | 2182.3813 | 3799.356 | 1950745.2491 | 594638.0198 | 1364761.3128 | 363217.8518 | 123.0431 | 2606.5405 | 4537.7841 | 2329884.5523
WeekDay | Tuesday | 4 | 13 | 478394.7584 | 1148543.2742 | 306314.4203 | 105.9324 | 2677.5115 | 3728.4836 | 1939764.3805 | 571373.7138 | 1371769.7036 | 365848.5066 | 126.521 | 3197.9023 | 4453.1373 | 2316769.4846
WeekDay | Tuesday | 4 | 14 | 477347.7822 | 1146533.3371 | 304992.8972 | 116.0425 | 3153.5982 | 3337.9974 | 1935481.6546 | 570123.2513 | 1369369.1229 | 364270.1373 | 138.5961 | 3766.5193 | 3986.7577 | 2311654.3846
WeekDay | Tuesday | 4 | 15 | 524673.296 | 1113235.7722 | 300468.5512 | 120.1215 | 3694.4326 | 3838.1179 | 1946030.2913 | 626646.7689 | 1329599.972 | 358866.4569 | 143.4678 | 4412.4683 | 4584.0797 | 2324253.2136
WeekDay | Tuesday | 4 | 16 | 573120.6611 | 1055210.0515 | 295179.6217 | 98.1672 | 3180.259 | 3664.8361 | 1930453.5966 | 684510.1765 | 1260296.5967 | 352549.5915 | 117.2466 | 3798.3619 | 4377.1195 | 2305649.0927
WeekDay | Tuesday | 4 | 17 | 621363.0195 | 964981.8636 | 284109.4408 | 93.0303 | 3983.8933 | 4199.3606 | 1878730.6083 | 742128.7332 | 1152532.0071 | 339327.8531 | 111.1113 | 4758.1875 | 5015.5321 | 2243873.4244
WeekDay | Tuesday | 4 | 18 | 681695.6242 | 924330.891 | 273857.2681 | 69151.8924 | 3382.1198 | 4224.4756 | 1956642.2712 | 814187.3497 | 1103980.2686 | 327083.1078 | 82591.9868 | 4039.4555 | 5045.5284 | 2336927.6968
WeekDay | Tuesday | 4 | 19 | 779321.9978 | 908416.7015 | 270266.3741 | 69322.5862 | 2426.1377 | 4134.7957 | 2033888.593 | 930788.0077 | 1084973.0588 | 322794.3015 | 82795.8559 | 2897.6725 | 4938.4186 | 2429187.315
WeekDay | Tuesday | 4 | 20 | 805272.5411 | 872392.305 | 265900.8832 | 69556.5253 | 2121.4423 | 3922.8666 | 2019166.5634 | 961782.1983 | 1041947.0999 | 317580.3506 | 83075.2625 | 2533.7576 | 4685.2998 | 2411603.9687
WeekDay | Tuesday | 4 | 21 | 815625.8253 | 823854.2148 | 262107.8107 | 69549.4144 | 2167.1466 | 3686.396 | 1976990.8078 | 974147.7068 | 983975.3342 | 313050.0713 | 83066.7696 | 2588.3448 | 4402.8696 | 2361231.0963
WeekDay | Tuesday | 4 | 22 | 807184.5311 | 783763.3831 | 258356.9157 | 69299.2468 | 1656.7816 | 3526.9905 | 1923787.8488 | 964065.7952 | 936092.6035 | 308570.1667 | 82767.9804 | 1978.7873 | 4212.4827 | 2297687.8159
WeekDay | Tuesday | 4 | 23 | 732205.692 | 749747.1713 | 254668.298 | 69210.0446 | 1923.3902 | 3444.306 | 1811198.902 | 874514.3589 | 895465.1323 | 304164.6436 | 82661.4412 | 2297.2129 | 4113.728 | 2163216.5168
WeekDay | Wednesday | 4 | 0 | 658482.0903 | 721278.5122 | 253598.0376 | 69193.6525 | 3104.0852 | 3393.732 | 1709050.1098 | 786462.1231 | 861463.4147 | 302886.3715 | 82641.8632 | 3707.3831 | 4053.3247 | 2041214.4803
WeekDay | Wednesday | 4 | 1 | 606373.1948 | 696403.3297 | 251716.833 | 69175.4717 | 3458.2937 | 3344.7636 | 1630471.8864 | 724225.5441 | 831753.5879 | 300639.5432 | 82620.1489 | 4130.4342 | 3994.8389 | 1947364.0973
WeekDay | Wednesday | 4 | 2 | 574214.5714 | 678101.6219 | 253172.5996 | 69172.3635 | 3184.0677 | 3256.3451 | 1581101.5692 | 685816.695 | 809894.831 | 302378.247 | 82616.4365 | 3802.9108 | 3889.2358 | 1888398.3561
WeekDay | Wednesday | 4 | 3 | 554958.2822 | 670614.0513 | 256224.7692 | 69171.4037 | 3233.5807 | 3306.5751 | 1557508.6622 | 662817.8279 | 800952.0051 | 306023.6246 | 82615.2902 | 3862.047 | 3949.2282 | 1860220.0231
WeekDay | Wednesday | 4 | 4 | 563413.9024 | 679078.2223 | 254698.6703 | 69170.1386 | 3523.0414 | 3436.5078 | 1573320.4828 | 672916.8498 | 811061.2396 | 304200.919 | 82613.7792 | 4207.7661 | 4104.4141 | 1879104.9679
WeekDay | Wednesday | 4 | 5 | 600894.6034 | 703723.3837 | 257030.5578 | 113.9267 | 3873.4412 | 3756.5803 | 1569392.493 | 717682.1549 | 840496.3393 | 306986.0231 | 136.0691 | 4626.2683 | 4486.6947 | 1874413.5492
WeekDay | Wednesday | 4 | 6 | 662428.0578 | 729775.72 | 263225.4378 | 113.4905 | 4974.1536 | 3900.0452 | 1664416.9049 | 791175.0136 | 871612.1069 | 314384.9161 | 135.548 | 5940.9109 | 4658.043 | 1987906.5384
WeekDay | Wednesday | 4 | 7 | 581587.9129 | 851215.7889 | 272762.961 | 88.3843 | 4128.6237 | 3969.4268 | 1713753.0976 | 694623.0907 | 1016654.798 | 325776.1154 | 105.5623 | 4931.047 | 4740.9092 | 2046831.5226
WeekDay | Wednesday | 4 | 8 | 510977.5983 | 1012875.9745 | 282004.7292 | 93.0085 | 3534.4675 | 3487.4258 | 1812973.2038 | 610289.2284 | 1209734.6322 | 336814.0779 | 111.0853 | 4221.413 | 4165.2284 | 2165335.6651
WeekDay | Wednesday | 4 | 9 | 500486.4224 | 1108229.669 | 293515.8873 | 112.9015 | 2647.0419 | 3930.4355 | 1908922.3577 | 597759.0281 | 1323620.902 | 350562.5002 | 134.8446 | 3161.5108 | 4694.3398 | 2279933.1254
WeekDay | Wednesday | 4 | 10 | 502779.5403 | 1147895.3506 | 300365.8284 | 114.0576 | 1923.3902 | 3803.2551 | 1956881.4222 | 600497.8275 | 1370995.8521 | 358743.7694 | 136.2254 | 2297.2129 | 4542.4411 | 2337213.3282
WeekDay | Wednesday | 4 | 11 | 519443.8688 | 1171680.4446 | 301156.3035 | 113.2614 | 2357.5812 | 4063.5793 | 1998815.0389 | 620400.9705 | 1399403.725 | 359687.8782 | 135.2745 | 2815.7916 | 4853.3608 | 2387297.0005
WeekDay | Wednesday | 4 | 12 | 517059.3305 | 1185328.3683 | 305527.5344 | 113.0651 | 3126.9373 | 3584.3306 | 2014739.5662 | 617552.9825 | 1415704.2063 | 364908.6846 | 135.04 | 3734.6768 | 4280.9672 | 2406316.5574
WeekDay | Wednesday | 4 | 13 | 508019.3373 | 1208714.0282 | 305604.5307 | 116.3043 | 3762.9891 | 3948.4403 | 2030165.63 | 606756.0112 | 1443635.0128 | 365000.6456 | 138.9087 | 4494.3491 | 4715.8439 | 2424740.7713
WeekDay | Wednesday | 4 | 14 | 511366.7192 | 1186629.4255 | 302427.3306 | 110.2949 | 4041.0237 | 4252.3429 | 2008827.1369 | 610753.9773 | 1417258.132 | 361205.9371 | 131.7314 | 4826.4215 | 5078.8118 | 2399255.0112
WeekDay | Wednesday | 4 | 15 | 557640.3064 | 1143145.372 | 295266.8241 | 112.8361 | 3823.9282 | 4352.1147 | 2004341.3816 | 666021.12 | 1365322.6861 | 352653.7423 | 134.7665 | 4567.1321 | 5197.9749 | 2393897.4218
WeekDay | Wednesday | 4 | 16 | 611640.5429 | 1080746.5432 | 291265.7689 | 102.1916 | 3012.6765 | 4285.3708 | 1991053.0939 | 730516.6336 | 1290796.2621 | 347875.0574 | 122.0531 | 3598.2087 | 5118.2589 | 2378026.4739
WeekDay | Wednesday | 4 | 17 | 657265.9446 | 990712.2432 | 285402.6895 | 103.4022 | 2003.3728 | 4118.9698 | 1939606.622 | 785009.6119 | 1183263.2438 | 340872.4526 | 123.499 | 2392.7405 | 4919.5168 | 2316581.0648
WeekDay | Wednesday | 4 | 18 | 722906.424 | 932383.2422 | 276275.6099 | 69163.9329 | 1572.9904 | 4056.0104 | 2006358.2098 | 863407.7212 | 1113597.6437 | 329971.4691 | 82606.3675 | 1878.7107 | 4844.3208 | 2396306.233
WeekDay | Wednesday | 4 | 19 | 837229.7587 | 927995.6083 | 272986.5927 | 69552.1191 | 1352.0862 | 4003.3721 | 2113119.5372 | 999950.4971 | 1108357.2462 | 326043.2112 | 83070.0001 | 1614.8724 | 4781.4521 | 2523817.2791
WeekDay | Wednesday | 4 | 20 | 851149.6087 | 882340.139 | 267121.7495 | 69786.5054 | 1462.5383 | 3783.6448 | 2075644.1857 | 1016575.7554 | 1053828.3564 | 319038.4998 | 83349.9407 | 1746.7916 | 4519.0194 | 2479058.3632
WeekDay | Wednesday | 4 | 21 | 887736.4171 | 837182.1896 | 262585.312 | 69776.1117 | 1245.4428 | 3625.0421 | 2062150.5153 | 1060273.4343 | 999893.6827 | 313620.3779 | 83337.527 | 1487.5022 | 4329.5912 | 2462942.1152
WeekDay | Wednesday | 4 | 22 | 892952.153 | 790388.672 | 256705.6211 | 69335.2701 | 1333.0427 | 3460.3612 | 2014175.1203 | 1066502.8805 | 944005.5579 | 306597.933 | 82811.0051 | 1592.1277 | 4132.9037 | 2405642.408
WeekDay | Wednesday | 4 | 23 | 826022.6016 | 760527.9853 | 255780.9891 | 69210.3499 | 1576.7991 | 3369.9932 | 1916488.7182 | 986565.1603 | 908341.2636 | 305493.593 | 82661.8059 | 1883.2597 | 4024.9721 | 2288970.0545
WeekDay | Thursday | 4 | 0 | 747498.8981 | 681772.2443 | 251437.485 | 69178.3183 | 2711.7897 | 3346.0251 | 1755944.7605 | 892779.8935 | 814278.8613 | 300305.9023 | 82623.5487 | 3238.8427 | 3996.3455 | 2097223.3941
WeekDay | Thursday | 4 | 1 | 687414.4179 | 662666.4105 | 249182.88 | 69173.1378 | 3332.6068 | 3276.6435 | 1675046.0965 | 821017.626 | 791459.6915 | 297613.101 | 82617.3614 | 3980.3193 | 3913.4793 | 2000601.5785
WeekDay | Thursday | 4 | 2 | 647446.7844 | 647539.3986 | 249741.2586 | 69172.8324 | 3225.9634 | 3176.1836 | 1620302.4211 | 773282.0378 | 773392.6522 | 298280.0039 | 82616.9966 | 3852.9491 | 3793.4944 | 1935218.134
WeekDay | Thursday | 4 | 3 | 616007.5912 | 641485.0646 | 247528.9009 | 69174.5556 | 3393.5459 | 3221.1383 | 1580810.7965 | 735732.4446 | 766161.6212 | 295637.6609 | 82619.0547 | 4053.1023 | 3847.1863 | 1888051.07
WeekDay | Thursday | 4 | 4 | 613272.498 | 642112.4879 | 245376.0556 | 69174.0975 | 2715.5984 | 3365.406 | 1576016.1435 | 732465.7692 | 766910.988 | 293066.3969 | 82618.5077 | 3243.3916 | 4019.4933 | 1882324.5468
WeekDay | Thursday | 4 | 5 | 641309.38 | 665301.4617 | 246656.1407 | 117.733 | 3191.6851 | 3725.5019 | 1560301.9024 | 765951.7912 | 794606.8811 | 294595.2744 | 140.6151 | 3812.0087 | 4449.5761 | 1863556.1466
WeekDay | Thursday | 4 | 6 | 694464.9102 | 699315.0423 | 251372.0099 | 116.2061 | 4528.5365 | 3800.2734 | 1653596.9785 | 829438.4247 | 835231.2098 | 300227.7017 | 138.7915 | 5408.6854 | 4538.8799 | 1974983.6929
WeekDay | Thursday | 4 | 7 | 605341.1197 | 821384.7909 | 264225.6191 | 93.1394 | 3736.3283 | 3897.981 | 1698678.9785 | 722992.879 | 981025.9627 | 315579.4887 | 111.2416 | 4462.5066 | 4655.5775 | 2028827.6561
WeekDay | Thursday | 4 | 8 | 528105.2991 | 976203.8184 | 274697.3812 | 97.2401 | 3286.9024 | 3783.8742 | 1786174.5155 | 630745.8029 | 1165935.0176 | 328086.502 | 116.1394 | 3925.7321 | 4519.2933 | 2133328.4873
WeekDay | Thursday | 4 | 9 | 512793.0715 | 1056904.515 | 283309.1917 | 113.9921 | 2715.5984 | 3532.2657 | 1859368.6346 | 612457.5499 | 1262320.3896 | 338372.0707 | 136.1472 | 3243.3916 | 4218.7833 | 2220748.3323
WeekDay | Thursday | 4 | 10 | 513262.321 | 1096457.5914 | 287187.5669 | 110.4803 | 2254.7465 | 3553.8256 | 1902826.5318 | 613018.0009 | 1309560.8489 | 343004.2319 | 131.9529 | 2692.9703 | 4244.5334 | 2272652.5384
WeekDay | Thursday | 4 | 11 | 524106.55 | 1113760.1258 | 290777.5666 | 104.94 | 3115.5112 | 4595.3515 | 1936460.0451 | 625969.8724 | 1330226.237 | 347291.97 | 125.3357 | 3721.03 | 5488.4862 | 2312822.9313
WeekDay | Thursday | 4 | 12 | 530798.0167 | 1136785.9447 | 294101.0442 | 100.6429 | 3618.2588 | 4015.1842 | 1969419.0915 | 633961.8667 | 1357727.2651 | 351261.3859 | 120.2035 | 4321.4896 | 4795.5599 | 2352187.7706
WeekDay | Thursday | 4 | 13 | 518023.8616 | 1134393.5891 | 291148.0466 | 115.0173 | 3526.8501 | 3357.149 | 1950564.5138 | 618704.9761 | 1354869.9405 | 347734.4551 | 137.3717 | 4212.3151 | 4009.6315 | 2329668.6899
WeekDay | Thursday | 4 | 14 | 527326.9469 | 1133898.6911 | 289293.0753 | 121.0703 | 3797.2674 | 3356.0022 | 1957793.0533 | 629816.1732 | 1354278.856 | 345518.9587 | 144.6011 | 4535.2896 | 4008.2619 | 2338302.1404
WeekDay | Thursday | 4 | 15 | 568178.351 | 1086632.896 | 286398.9288 | 113.9812 | 4094.3455 | 3566.2111 | 1948984.7136 | 678607.2982 | 1297826.6637 | 342062.3171 | 136.1342 | 4890.1066 | 4259.3261 | 2327781.8459
WeekDay | Thursday | 4 | 16 | 620529.6059 | 1030863.9958 | 279480.9311 | 101.5045 | 3481.1458 | 3816.214 | 1938273.3971 | 741133.3405 | 1231218.7357 | 333799.7642 | 121.2325 | 4157.7278 | 4557.9186 | 2314988.7194
WeekDay | Thursday | 4 | 17 | 663314.9215 | 946119.5975 | 271439.4597 | 95.8005 | 2380.4334 | 4141.2178 | 1887491.4304 | 792234.2447 | 1130003.7439 | 324195.3835 | 114.4199 | 2843.0852 | 4946.0888 | 2254336.966
WeekDay | Thursday | 4 | 18 | 721702.1909 | 892473.9918 | 263792.3466 | 69150.7036 | 2049.0771 | 4302.5728 | 1953470.883 | 861969.438 | 1065931.7857 | 315062.0071 | 82590.567 | 2447.3278 | 5138.8043 | 2333139.9298
WeekDay | Thursday | 4 | 19 | 837586.1311 | 888761.1197 | 260078.913 | 69448.8151 | 1751.999 | 4269.4303 | 2061896.4082 | 1000376.1327 | 1061497.2942 | 310626.8448 | 82946.6183 | 2092.5107 | 5099.2202 | 2462638.6209
WeekDay | Thursday | 4 | 20 | 868889.1274 | 846496.4961 | 256093.4921 | 69795.7866 | 2597.5289 | 4011.0557 | 2047883.4869 | 1037763.0583 | 1011018.2817 | 305866.833 | 83361.0258 | 3102.3746 | 4790.629 | 2445902.2024
WeekDay | Thursday | 4 | 21 | 900383.058 | 815158.1812 | 248660.3165 | 69555.9909 | 1942.4337 | 3802.567 | 2039502.5473 | 1075378.0275 | 973589.1731 | 296988.9741 | 83074.6243 | 2319.9576 | 4541.6193 | 2435892.3758
WeekDay | Thursday | 4 | 22 | 899527.3402 | 772441.0339 | 238717.8153 | 69197.9931 | 1828.1729 | 3551.532 | 1985263.8873 | 1074355.9956 | 922569.6862 | 285114.0867 | 82647.0475 | 2183.4895 | 4241.7941 | 2371112.0996
WeekDay | Thursday | 4 | 23 | 832765.1199 | 733450.9465 | 232606.0372 | 69189.7807 | 2201.4248 | 3398.4339 | 1873611.743 | 994618.1284 | 876001.6362 | 277814.4471 | 82637.239 | 2629.2852 | 4058.9404 | 2237759.6763
WeekDay | Friday | 4 | 0 | 751829.6081 | 709821.0388 | 228683.2431 | 69172.3307 | 3021.3651 | 3329.2817 | 1765856.8676 | 897952.3035 | 847779.1111 | 273129.2339 | 82616.3975 | 3608.5859 | 3976.3481 | 2109061.9799
WeekDay | Friday | 4 | 1 | 693662.2635 | 691378.3742 | 231287.6033 | 69165.3071 | 3294.5198 | 3284.3271 | 1692072.3951 | 828479.7787 | 825752.0015 | 276239.7675 | 82608.0087 | 3934.83 | 3922.6562 | 2020937.0426
WeekDay | Friday | 4 | 2 | 655526.6567 | 674828.1522 | 233385.2409 | 69165.3835 | 3515.4241 | 3224.6934 | 1639645.5506 | 782932.2828 | 805985.1423 | 278745.0938 | 82608.0999 | 4198.6683 | 3851.4323 | 1958320.7194
WeekDay | Friday | 4 | 3 | 628770.4455 | 662627.8891 | 233743.0163 | 69166.4741 | 3576.3631 | 3229.9687 | 1601114.1567 | 750975.8378 | 791413.6833 | 279172.4051 | 82609.4025 | 4271.4513 | 3857.7329 | 1912300.5128
WeekDay | Friday | 4 | 4 | 591570.3695 | 658002.243 | 234995.1981 | 69165.8415 | 2334.7291 | 3314.6027 | 1559382.9838 | 706545.6989 | 785889.0145 | 280667.956 | 82608.647 | 2788.498 | 3958.816 | 1862458.6305
WeekDay | Friday | 4 | 5 | 618963.7296 | 680274.4877 | 239014.8239 | 110.4585 | 3210.7286 | 3664.0333 | 1545238.2617 | 739263.1266 | 812490.0066 | 285468.8208 | 131.9268 | 3834.7534 | 4376.1607 | 1845564.7949
WeekDay | Friday | 4 | 6 | 676154.4656 | 708928.3653 | 241419.3368 | 108.2009 | 4936.0667 | 3807.3836 | 1635353.8189 | 807569.2329 | 846712.9409 | 288340.6656 | 129.2304 | 5895.4215 | 4547.372 | 1953194.8634
WeekDay | Friday | 4 | 7 | 595437.1376 | 828615.9139 | 249518.5995 | 85.0033 | 4421.8931 | 3800.3881 | 1681878.9355 | 711163.9971 | 989662.4987 | 298014.0696 | 101.5242 | 5281.3151 | 4539.0169 | 2008762.4217
WeekDay | Friday | 4 | 8 | 532145.0833 | 986141.9325 | 257678.1616 | 85.8867 | 3454.485 | 3897.4076 | 1783402.9567 | 635570.7439 | 1177804.6652 | 307759.4927 | 102.5793 | 4125.8853 | 4654.8927 | 2130018.259
WeekDay | Friday | 4 | 9 | 515144.2151 | 1067955.753 | 262950.1486 | 100.3484 | 2132.8683 | 3454.9713 | 1851738.3047 | 615265.6527 | 1275519.5035 | 314056.1226 | 119.8518 | 2547.4044 | 4126.4661 | 2211635.0011
WeekDay | Friday | 4 | 10 | 521381.3524 | 1111565.9796 | 265038.1487 | 105.3435 | 2349.9639 | 3655.6617 | 1904096.4497 | 622715.0159 | 1327605.645 | 316549.9384 | 125.8176 | 2806.6937 | 4366.1619 | 2274169.2726
WeekDay | Friday | 4 | 11 | 526720.0601 | 1137946.0719 | 265763.965 | 108.7026 | 3337.4867 | 4024.2439 | 1937900.5302 | 629091.3342 | 1359112.8701 | 317416.8215 | 129.8296 | 3986.1477 | 4806.3804 | 2314543.3835
WeekDay | Friday | 4 | 12 | 461380.6552 | 1094744.455 | 265834.7267 | 105.8234 | 4616.1365 | 3607.84 | 1830289.6367 | 551052.8152 | 1307514.754 | 317501.3362 | 126.3908 | 5513.3109 | 4309.0459 | 2186017.6529
WeekDay | Friday | 4 | 13 | 455151.159 | 1091079.0572 | 263148.3443 | 103.7294 | 4875.1276 | 3975.8489 | 1818333.2664 | 543612.5783 | 1303136.9636 | 314292.8389 | 123.8898 | 5822.6386 | 4748.5795 | 2171737.4886
WeekDay | Friday | 4 | 14 | 456988.8344 | 1090942.0574 | 262101.5906 | 108.2445 | 4928.4493 | 4203.8332 | 1819273.0095 | 545807.4172 | 1302973.3371 | 313042.6422 | 129.2825 | 5886.3237 | 5020.8739 | 2172859.8766
WeekDay | Friday | 4 | 15 | 487793.1617 | 1064364.2284 | 263667.8754 | 109.0625 | 4985.5797 | 4137.6627 | 1825057.5704 | 582598.7543 | 1271229.9441 | 314913.3441 | 130.2595 | 5954.5577 | 4941.8428 | 2179768.7024
WeekDay | Friday | 4 | 16 | 525574.2248 | 1004068.5095 | 257435.2742 | 84.7089 | 4220.0323 | 4255.4393 | 1795638.189 | 627722.7988 | 1199215.3823 | 307469.3986 | 101.1725 | 5040.2215 | 5082.51 | 2144631.4838
WeekDay | Friday | 4 | 17 | 565512.2511 | 918000.7398 | 251655.5888 | 95.5715 | 3804.8848 | 4059.4508 | 1743128.4866 | 675423.0254 | 1096419.8137 | 300566.3959 | 114.1464 | 4544.3874 | 4848.4299 | 2081916.1987
WeekDay | Friday | 4 | 18 | 612976.2171 | 872527.0467 | 246336.8324 | 69160.552 | 2209.0422 | 3955.8945 | 1807165.5849 | 732111.9043 | 1042108.0295 | 294213.9066 | 82602.3294 | 2638.3831 | 4724.7469 | 2158399.2998
WeekDay | Friday | 4 | 19 | 685500.4019 | 865556.051 | 244506.2284 | 69223.7428 | 1809.1294 | 3950.5045 | 1870546.0581 | 818731.6092 | 1033782.178 | 292027.5135 | 82677.8018 | 2160.7448 | 4718.3093 | 2234098.1566
WeekDay | Friday | 4 | 20 | 700458.2004 | 830811.746 | 241559.9699 | 69317.6565 | 2125.2509 | 3775.2732 | 1848048.0969 | 836596.5476 | 992285.1043 | 288508.6315 | 82789.9682 | 2538.3065 | 4509.0206 | 2207227.5788
WeekDay | Friday | 4 | 21 | 727521.668 | 795786.4383 | 241461.2901 | 69214.9851 | 1953.8597 | 3633.8724 | 1839572.1136 | 868919.9661 | 950452.4131 | 288390.7727 | 82667.3419 | 2333.6044 | 4340.1378 | 2197104.2361
WeekDay | Friday | 4 | 22 | 747492.9918 | 759497.9278 | 238844.7329 | 69208.1141 | 2220.4683 | 3491.4396 | 1820755.6745 | 892772.8392 | 907111.0081 | 285265.6716 | 82659.1356 | 2652.0299 | 4170.0223 | 2174630.7067
WeekDay | Friday | 4 | 23 | 726010.9152 | 736559.4092 | 234187.253 | 69196.619 | 2506.1203 | 3367.5849 | 1771827.9016 | 867115.5892 | 879714.2477 | 279702.9819 | 82645.4062 | 2993.2001 | 4022.0957 | 2116193.5209
Saturday | Saturday | 4 | 0 | 681292.0837 | 705003.0277 | 230242.7352 | 69173.2796 | 3595.4066 | 3245.3358 | 1692551.8686 | 813705.3786 | 842024.69 | 274991.8228 | 82617.5307 | 4294.1959 | 3876.0867 | 2021509.7048
Saturday | Saturday | 4 | 1 | 641645.1047 | 676406.947 | 229500.5929 | 69168.3063 | 4094.3455 | 3148.087 | 1623963.3834 | 766352.7661 | 807870.7856 | 274105.4407 | 82611.5909 | 4890.1066 | 3759.937 | 1939590.6269
Saturday | Saturday | 4 | 2 | 605796.8418 | 661518.5141 | 228058.2744 | 69168.23 | 3637.3022 | 3105.5406 | 1571284.7032 | 723537.1734 | 790088.6945 | 272382.7988 | 82611.4997 | 4344.2342 | 3709.1215 | 1876673.5221
Saturday | Saturday | 4 | 3 | 581278.9707 | 647607.683 | 226011.1892 | 69166.6377 | 3580.1718 | 3102.3296 | 1530746.982 | 694254.1036 | 773474.2081 | 269937.8499 | 82609.5979 | 4276.0002 | 3705.2863 | 1828257.0461
Saturday | Saturday | 4 | 4 | 534553.4424 | 635679.009 | 227244.9426 | 69166.7904 | 2094.7814 | 3113.6829 | 1471852.6486 | 638447.1823 | 759227.123 | 271411.3909 | 82609.7803 | 2501.915 | 3718.8463 | 1757916.2379
Saturday | Saturday | 4 | 5 | 526360.4322 | 649929.2056 | 226512.2645 | 110.753 | 2334.7291 | 3218.5006 | 1408465.885 | 628661.8104 | 776246.9328 | 270536.3123 | 132.2785 | 2788.498 | 3844.036 | 1682209.8679
Saturday | Saturday | 4 | 6 | 537530.824 | 648215.0291 | 223862.3822 | 110.3931 | 3256.4329 | 3036.0444 | 1416011.1058 | 642003.2364 | 774199.5956 | 267371.4092 | 131.8487 | 3889.3406 | 3626.1182 | 1691221.5486
Saturday | Saturday | 4 | 7 | 559993.7352 | 676931.8816 | 227151.9355 | 82.713 | 2239.5117 | 2766.7752 | 1469166.5523 | 668831.9521 | 808497.7445 | 271300.3073 | 98.7888 | 2674.7746 | 3304.5149 | 1754708.0822
Saturday | Saturday | 4 | 8 | 561606.64 | 745292.8052 | 231022.295 | 73.6608 | 1911.9641 | 2398.9957 | 1542306.3609 | 670758.3349 | 890145.0328 | 275922.8949 | 87.9773 | 2283.5661 | 2865.2553 | 1842063.0611
Saturday | Saturday | 4 | 9 | 551069.2992 | 817491.8197 | 229916.3306 | 76.7037 | 1422.547 | 2500.373 | 1602477.0732 | 658172.9972 | 976376.3685 | 274601.9796 | 91.6115 | 1699.0277 | 2986.3359 | 1913928.3205
Saturday | Saturday | 4 | 10 | 545055.8081 | 848317.4479 | 235508.1296 | 76.4528 | 1168.7928 | 2534.6624 | 1632661.2936 | 650990.7473 | 1013193.1466 | 281280.5789 | 91.3119 | 1395.9549 | 3027.2896 | 1949979.0292
Saturday | Saturday | 4 | 11 | 546421.2618 | 870643.5587 | 236279.2362 | 80.1173 | 1774.9702 | 2187.0667 | 1657386.2108 | 652621.5853 | 1039858.4741 | 282201.5548 | 95.6886 | 2119.9465 | 2612.1365 | 1979509.3858
Saturday | Saturday | 4 | 12 | 544766.7441 | 875355.3378 | 234480.0785 | 83.88 | 3586.8371 | 1919.403 | 1660192.2805 | 650645.5019 | 1045486.0163 | 280052.7198 | 100.1826 | 4283.9608 | 2292.4507 | 1982860.8322
Saturday | Saturday | 4 | 13 | 548470.6002 | 865043.1729 | 235249.42 | 84.109 | 4108.271 | 1825.0212 | 1654780.5942 | 655069.2252 | 1033169.6189 | 280971.5875 | 100.4561 | 4906.7387 | 2179.7252 | 1976397.3516
Saturday | Saturday | 4 | 14 | 543925.0256 | 846993.3856 | 233167.2608 | 82.4622 | 5198.8666 | 2011.6059 | 1631378.6067 | 649640.1903 | 1011611.7447 | 278484.748 | 98.4892 | 6209.2982 | 2402.5739 | 1948447.0442
Saturday | Saturday | 4 | 15 | 542648.4767 | 834377.5085 | 230881.8168 | 96.3676 | 5415.9621 | 2407.8261 | 1615827.9578 | 648115.5362 | 996543.8946 | 275755.1139 | 115.0973 | 6468.5875 | 2875.8019 | 1929874.0314
Saturday | Saturday | 4 | 16 | 559682.3539 | 820868.8065 | 227764.9404 | 124.0913 | 4741.8233 | 3184.4406 | 1616366.4561 | 668460.0519 | 980409.6935 | 272032.4535 | 148.2092 | 5663.4258 | 3803.3562 | 1930517.1901
Saturday | Saturday | 4 | 17 | 578838.3203 | 792956.2986 | 225440.1308 | 142.9591 | 4418.0844 | 3708.8733 | 1605504.6666 | 691339.0979 | 947072.2185 | 269255.8029 | 170.7441 | 5276.7662 | 4429.7156 | 1917544.3452
Saturday | Saturday | 4 | 18 | 612844.3522 | 795950.7584 | 226758.1685 | 69434.0044 | 3397.3546 | 3855.0906 | 1712239.7287 | 731954.4107 | 950648.6699 | 270830.0093 | 82928.929 | 4057.6512 | 4604.3511 | 2045024.0213
Saturday | Saturday | 4 | 19 | 672871.6418 | 805275.0112 | 228607.348 | 69554.1259 | 2723.2158 | 3891.5589 | 1782922.9016 | 803648.3722 | 961785.1484 | 273038.5881 | 83072.3968 | 3252.4895 | 4647.9072 | 2129444.9023
Saturday | Saturday | 4 | 20 | 673181.875 | 788027.7669 | 225953.1591 | 69720.8825 | 1957.6684 | 3712.5431 | 1762553.895 | 804018.9011 | 941185.7965 | 269868.5414 | 83271.5636 | 2338.1533 | 4434.0986 | 2105117.0544
Saturday | Saturday | 4 | 21 | 687016.5821 | 767778.6121 | 224345.8353 | 69675.3271 | 1576.7991 | 3583.9865 | 1753977.1422 | 820542.4683 | 917001.0942 | 267948.8244 | 83217.1542 | 1883.2597 | 4280.5563 | 2094873.357
Saturday | Saturday | 4 | 22 | 694976.6611 | 739205.7169 | 222439.2766 | 69537.1558 | 1736.7642 | 3459.0998 | 1731354.6744 | 830049.6376 | 882874.8816 | 265671.7143 | 83052.1285 | 2074.315 | 4131.397 | 2067854.0739
Saturday | Saturday | 4 | 23 | 678093.9964 | 717656.6822 | 223636.7644 | 69531.2555 | 2247.1291 | 3360.8188 | 1694526.6463 | 809885.7234 | 857137.6598 | 267101.9411 | 83045.0814 | 2683.8725 | 4014.0146 | 2023868.2927
Sunday | Sunday | 4 | 0 | 636877.9095 | 693015.8155 | 224240.162 | 69370.6173 | 3100.2765 | 3390.7503 | 1629995.5311 | 760659.0372 | 827707.6895 | 267822.6128 | 82853.2222 | 3702.8342 | 4049.7635 | 1946795.1595
Sunday | Sunday | 4 | 1 | 601080.969 | 663372.2328 | 222045.0014 | 69203.8389 | 3351.6502 | 3258.18 | 1562311.8724 | 717904.7418 | 792302.6948 | 265200.8093 | 82654.0294 | 4003.064 | 3891.4273 | 1865956.7665
Sunday | Sunday | 4 | 2 | 572343.8201 | 638489.1948 | 221807.8953 | 69177.1295 | 3286.9024 | 3201.872 | 1508306.8141 | 683582.3518 | 762583.4857 | 264917.6201 | 82622.1289 | 3925.7321 | 3824.1755 | 1801455.494
Sunday | Sunday | 4 | 3 | 545225.711 | 637817.5505 | 220611.1373 | 69177.0422 | 2669.8941 | 3164.0275 | 1478665.3627 | 651193.6719 | 761781.3032 | 263488.2648 | 82622.0247 | 3188.8044 | 3778.9757 | 1766053.0446
Sunday | Sunday | 4 | 4 | 511466.9783 | 632663.4259 | 219391.424 | 69176.5624 | 2993.633 | 3186.0461 | 1438878.0698 | 610873.7224 | 755625.4429 | 262031.4928 | 82621.4515 | 3575.464 | 3805.2737 | 1718532.8473
Sunday | Sunday | 4 | 5 | 500453.8405 | 632844.7208 | 220106.6272 | 121.2339 | 3755.3717 | 3371.9428 | 1360653.7369 | 597720.1137 | 755841.9735 | 262885.7001 | 144.7964 | 4485.2513 | 4027.3005 | 1625105.1356
Sunday | Sunday | 4 | 6 | 509551.5694 | 621978.4246 | 206161.9071 | 119.1072 | 4265.7367 | 3126.1831 | 1345202.9281 | 608586.0421 | 742863.7461 | 246230.7382 | 142.2564 | 5094.8087 | 3733.7759 | 1606651.3673
Sunday | Sunday | 4 | 7 | 542941.9594 | 627910.0636 | 210729.5337 | 89.1804 | 2814.6245 | 2844.8725 | 1387330.234 | 648466.0591 | 749948.2355 | 251686.111 | 106.5132 | 3361.664 | 3397.7909 | 1656966.3736
Sunday | Sunday | 4 | 8 | 574869.1623 | 659002.3014 | 214357.0966 | 79.9537 | 2414.7116 | 2417.2299 | 1453140.4556 | 686598.5097 | 787083.4404 | 256018.713 | 95.4932 | 2884.0257 | 2887.0333 | 1735567.2154
Sunday | Sunday | 4 | 9 | 584476.0639 | 692480.0177 | 219876.1071 | 87.0319 | 1706.2947 | 2353.1236 | 1500978.6389 | 698072.5715 | 827067.7562 | 262610.3771 | 103.9471 | 2037.9235 | 2810.4676 | 1792703.043
Sunday | Sunday | 4 | 10 | 578987.6665 | 719728.4839 | 217053.4023 | 98.7997 | 1900.3 | 2442.4595 | 1520211.112 | 691517.4705 | 859612.1289 | 259239.0623 | 118.0021 | 2269.6349 | 2917.1665 | 1815673.4652
Sunday | Sunday | 4 | 11 | 564551.7335 | 737602.984 | 214940.4459 | 81.2952 | 1986.1146 | 2843.8403 | 1522006.4136 | 674275.8254 | 880960.6477 | 256715.4398 | 97.0954 | 2372.1282 | 3396.5581 | 1817817.6946
Sunday | Sunday | 4 | 12 | 555517.8078 | 754087.4228 | 217562.2535 | 87.4245 | 2140.4857 | 3042.4665 | 1532437.8608 | 663486.1008 | 900648.9383 | 259846.8117 | 104.416 | 2556.5022 | 3633.7885 | 1830276.5575
Sunday | Sunday | 4 | 13 | 548759.6768 | 751097.9081 | 217267.9835 | 108.43 | 2860.3288 | 2306.3341 | 1522400.6612 | 655414.4856 | 897078.3931 | 259495.3486 | 129.504 | 3416.2512 | 2754.5843 | 1818288.5667
Sunday | Sunday | 4 | 14 | 533974.2565 | 753741.3354 | 217373.5983 | 93.772 | 4048.6411 | 2640.627 | 1511872.2304 | 637755.4282 | 900235.5867 | 259621.4903 | 111.9971 | 4835.5194 | 3153.849 | 1805713.8708
Sunday | Sunday | 4 | 15 | 542739.5924 | 752490.7388 | 216005.0404 | 101.5917 | 4109.5802 | 2493.2629 | 1517939.8064 | 648224.3608 | 898741.929 | 257986.9448 | 121.3367 | 4908.3024 | 2977.8438 | 1812960.7174
Sunday | Sunday | 4 | 16 | 543203.7601 | 743249.194 | 216691.5123 | 100.403 | 3751.563 | 3193.7297 | 1510190.1621 | 648778.7423 | 887704.2332 | 258806.8367 | 119.9169 | 4480.7023 | 3814.4507 | 1803704.8821
Sunday | Sunday | 4 | 17 | 565512.9365 | 737333.4843 | 221534.9671 | 99.6177 | 3526.8501 | 3575.9589 | 1531583.8146 | 675423.844 | 880638.769 | 264591.6467 | 118.979 | 4212.3151 | 4270.9685 | 1829256.5223
Sunday | Sunday | 4 | 18 | 614942.9626 | 754215.2496 | 225803.2886 | 69308.9424 | 1961.4771 | 3707.2678 | 1669939.1881 | 734460.8989 | 900801.609 | 269689.5426 | 82779.5605 | 2342.7022 | 4427.798 | 1994502.1112
Sunday | Sunday | 4 | 19 | 708434.1098 | 767114.3965 | 228284.4602 | 69547.6149 | 1751.999 | 3670.7995 | 1778803.3797 | 846122.6239 | 916207.7842 | 272652.9451 | 83064.6203 | 2092.5107 | 4384.2419 | 2124524.7261
Sunday | Sunday | 4 | 20 | 847948.9769 | 769004.1002 | 229160.7507 | 69550.9304 | 1580.6078 | 3450.7281 | 1920696.094 | 1012753.061 | 918464.7634 | 273699.5481 | 83068.5802 | 1887.8086 | 4121.3983 | 2293995.1596
Sunday | Sunday | 4 | 21 | 879821.3676 | 746530.7957 | 221276.0565 | 69287.1845 | 1390.1731 | 3340.4057 | 1921645.983 | 1050820.0463 | 891623.6343 | 264282.4151 | 82753.5737 | 1660.3618 | 3989.6341 | 2295129.6654
Sunday | Sunday | 4 | 22 | 871097.8487 | 732551.0317 | 216422.2586 | 69201.7231 | 1340.6601 | 3303.7081 | 1893917.2303 | 1040401.0581 | 874926.8175 | 258485.2519 | 82651.5024 | 1601.2256 | 3945.804 | 2262011.6595
Sunday | Sunday | 4 | 23 | 821672.0474 | 712103.5871 | 217926.3473 | 69196.7935 | 1489.1991 | 3243.3862 | 1825631.3606 | 981369.0492 | 850505.2866 | 260281.6695 | 82645.6147 | 1778.6341 | 3873.7583 | 2180454.0123
WeekDay | Monday | 4 | 0 | 747617.2126 | 695528.7945 | 216164.4062 | 69177.064 | 2578.4855 | 3242.2394 | 1734308.2022 | 892921.203 | 830709.0814 | 258177.2843 | 82622.0507 | 3079.6299 | 3872.3886 | 2071381.638
WeekDay | Monday | 4 | 1 | 691121.7128 | 678526.6055 | 216297.8068 | 69170.444 | 2890.7983 | 3194.6472 | 1661202.0146 | 825445.4564 | 810402.4127 | 258336.6122 | 82614.144 | 3452.6427 | 3815.5464 | 1984066.8143
WeekDay | Monday | 4 | 2 | 653097.4312 | 660530.6584 | 217410.5294 | 69172.0363 | 2757.4941 | 3174.4634 | 1606142.6129 | 780030.9225 | 788908.843 | 259665.5992 | 82616.0458 | 3293.4299 | 3791.4399 | 1918306.2803
WeekDay | Monday | 4 | 3 | 626365.0766 | 653248.9314 | 218605.335 | 69171.1529 | 2643.2333 | 3174.3488 | 1573208.0779 | 748102.9707 | 780211.8676 | 261092.6226 | 82614.9906 | 3156.9618 | 3791.3029 | 1878970.7164
WeekDay | Monday | 4 | 4 | 638589.3588 | 661025.6685 | 222943.7729 | 69170.673 | 3027.9113 | 3276.9876 | 1598034.3721 | 762703.1172 | 789500.0613 | 266274.2625 | 82614.4175 | 3616.4044 | 3913.8902 | 1908622.1531
WeekDay | Monday | 4 | 5 | 666285.4864 | 693156.6512 | 229603.3548 | 114.5811 | 4197.1802 | 3592.5875 | 1596949.8412 | 795782.1571 | 827875.8976 | 274228.1749 | 136.8506 | 5012.9279 | 4290.829 | 1907326.837
WeekDay | Monday | 4 | 6 | 700863.8978 | 744452.9817 | 241488.3861 | 112.7815 | 4817.9972 | 3591.6701 | 1695327.7145 | 837081.0948 | 889141.9845 | 288423.135 | 134.7013 | 5754.4045 | 4289.7332 | 2024825.0533
WeekDay | Monday | 4 | 7 | 578427.5521 | 881791.6424 | 259174.826 | 87.5663 | 3424.0154 | 3426.1865 | 1726331.7887 | 690848.4944 | 1053173.2562 | 309547.043 | 104.5853 | 4089.4938 | 4092.0869 | 2061854.9596
WeekDay | Monday | 4 | 8 | 504396.8946 | 1052585.1122 | 274836.0073 | 95.0916 | 2456.6073 | 3053.9345 | 1837423.6475 | 602429.5245 | 1257161.4843 | 328252.0709 | 113.5732 | 2934.064 | 3647.4854 | 2194538.2024
WeekDay | Monday | 4 | 9 | 487303.565 | 1138588.4727 | 283864.1584 | 108.7135 | 1805.3207 | 2780.8809 | 1914451.1113 | 582014.0016 | 1359880.1254 | 339034.8986 | 129.8427 | 2156.1958 | 3321.3621 | 2286536.4262
WeekDay | Monday | 4 | 10 | 488249.3205 | 1184861.1656 | 290410.747 | 104.3946 | 1691.0599 | 2533.0569 | 1967849.7445 | 583143.5704 | 1415146.1999 | 346853.8568 | 124.6844 | 2019.7278 | 3025.3721 | 2350313.4113
WeekDay | Monday | 4 | 11 | 504091.6962 | 1193507.862 | 292482.1701 | 110.862 | 2022.4162 | 2423.1932 | 1994638.1999 | 602065.009 | 1425473.4348 | 349327.8737 | 132.4088 | 2415.4852 | 2894.1557 | 2382308.3672
WeekDay | Monday | 4 | 12 | 514592.2301 | 1208329.0647 | 295954.6123 | 163.6265 | 4181.9454 | 2454.9597 | 2025676.4386 | 614606.386 | 1443175.2292 | 353475.2062 | 195.4283 | 4994.7321 | 2932.0961 | 2419379.078
WeekDay | Monday | 4 | 13 | 511560.6102 | 1217639.8141 | 296018.5783 | 155.5777 | 4932.258 | 2594.7549 | 2032901.5932 | 610985.5522 | 1454295.5799 | 353551.6045 | 185.8152 | 5890.8726 | 3099.0614 | 2428008.4858
WeekDay | Monday | 4 | 14 | 518357.9426 | 1207585.9612 | 294297.4649 | 167.1928 | 4684.6929 | 2882.0288 | 2027975.2833 | 619103.9878 | 1442287.699 | 351495.9822 | 199.6878 | 5595.1917 | 3442.1688 | 2422124.7174
WeekDay | Monday | 4 | 15 | 562406.4479 | 1157549.3042 | 292153.5507 | 153.1783 | 4711.3538 | 3172.1698 | 2020146.0047 | 671713.5903 | 1382526.1108 | 348935.3851 | 182.9494 | 5627.0343 | 3788.7005 | 2412773.7704
WeekDay | Monday | 4 | 16 | 621182.681 | 1079078.2416 | 286882.7886 | 118.8672 | 4791.3364 | 3511.8527 | 1995565.7674 | 741913.3448 | 1288803.7159 | 342640.218 | 141.9698 | 5722.562 | 4194.4028 | 2383416.2132
WeekDay | Monday | 4 | 17 | 677430.3574 | 974038.7208 | 279725.7888 | 102.6496 | 4536.1539 | 3867.7054 | 1939701.3761 | 809093.1021 | 1163349.1201 | 334092.2115 | 122.6002 | 5417.7832 | 4619.4177 | 2316694.2348
WeekDay | Monday | 4 | 18 | 750659.9904 | 914414.6256 | 272633.4175 | 69153.8555 | 3599.2153 | 3993.0509 | 2014454.1553 | 896555.3634 | 1092136.7163 | 325621.3942 | 82594.3315 | 4298.7449 | 4769.1248 | 2405975.6751
WeekDay | Monday | 4 | 19 | 861118.9445 | 911314.5918 | 268796.5864 | 69174.4356 | 2110.0162 | 3979.2893 | 2116493.8638 | 1028482.6926 | 1088434.1719 | 321038.8516 | 82618.9115 | 2520.1108 | 4752.6886 | 2527847.4269
WeekDay | Monday | 4 | 20 | 905318.5719 | 873582.071 | 263375.3087 | 69376.5503 | 1275.9123 | 3779.5163 | 2116707.9305 | 1081272.7887 | 1043368.1042 | 314563.9152 | 82860.3083 | 1523.8937 | 4514.0885 | 2528103.0986
WeekDay | Monday | 4 | 21 | 934849.7819 | 833023.9617 | 259269.6562 | 69383.3013 | 975.0255 | 3653.3681 | 2101155.0947 | 1116543.5705 | 994927.2777 | 309660.304 | 82868.3714 | 1164.5277 | 4363.4226 | 2509527.4738
WeekDay | Monday | 4 | 22 | 945178.4626 | 786306.3343 | 254548.225 | 69225.3896 | 1131.182 | 3501.4168 | 2059891.0102 | 1128879.6936 | 939129.7928 | 304021.2337 | 82679.7687 | 1351.0341 | 4181.9386 | 2460243.4615
WeekDay | Monday | 4 | 23 | 865081.0623 | 751159.5022 | 254373.7919 | 69178.4164 | 1447.3035 | 3410.1313 | 1944650.2077 | 1033214.8724 | 897151.9584 | 303812.8984 | 82623.6659 | 1728.5958 | 4072.9112 | 2322604.9022
WeekDay | Tuesday | 4 | 0 | 780835.5202 | 735662.4524 | 251247.9997 | 69167.0739 | 2254.7465 | 3299.3502 | 1842467.143 | 932595.6925 | 878642.9619 | 300079.5894 | 82610.1189 | 2692.9703 | 3940.5991 | 2200561.9322
WeekDay | Tuesday | 4 | 1 | 719431.0464 | 710868.5196 | 250850.1168 | 69167.0739 | 1915.7728 | 3285.7033 | 1755518.2328 | 859256.8826 | 849030.1762 | 299604.3755 | 82610.1189 | 2288.115 | 3924.2998 | 2096713.9681
WeekDay | Tuesday | 4 | 2 | 682329.2123 | 693894.8793 | 249424.3895 | 69169.7787 | 1847.2163 | 3224.2347 | 1699889.7108 | 814944.0795 | 828757.6048 | 297901.5493 | 82613.3494 | 2206.2341 | 3850.8844 | 2030273.7016
WeekDay | Tuesday | 4 | 3 | 653385.8591 | 676749.0736 | 248768.8008 | 69167.0739 | 2277.5987 | 3232.0329 | 1653580.439 | 780375.4081 | 808279.4066 | 297118.5429 | 82610.1189 | 2720.264 | 3860.1983 | 1974963.9388
WeekDay | Tuesday | 4 | 4 | 637775.7807 | 676103.5148 | 249486.3755 | 69168.0882 | 2106.2075 | 3273.0884 | 1637913.0552 | 761731.4153 | 807508.3795 | 297975.5827 | 82611.3304 | 2515.5618 | 3909.2332 | 1956251.5029
WeekDay | Tuesday | 4 | 5 | 665452.9892 | 708077.3004 | 253823.6352 | 114.6792 | 3549.7023 | 3547.0595 | 1634565.3659 | 794787.8589 | 845696.4665 | 303155.8154 | 136.9678 | 4239.6087 | 4236.4523 | 1952253.1696
WeekDay | Tuesday | 4 | 6 | 701524.3479 | 762937.0784 | 260471.3231 | 111.56 | 5004.6232 | 3615.8676 | 1733664.8004 | 837869.9074 | 911218.5788 | 311095.5223 | 133.2424 | 5977.3024 | 4318.6337 | 2070613.187
WeekDay | Tuesday | 4 | 7 | 580233.4637 | 880415.3003 | 275508.7604 | 87.839 | 4075.302 | 3465.7512 | 1743786.4166 | 693005.396 | 1051529.4136 | 329055.5777 | 104.911 | 4867.3619 | 4139.3412 | 2082702.0014
WeekDay | Tuesday | 4 | 8 | 507573.1052 | 1046325.6191 | 285317.7788 | 99.0288 | 2574.6768 | 3226.2989 | 1845116.5075 | 606223.0511 | 1249685.4204 | 340771.0389 | 118.2756 | 3075.081 | 3853.3499 | 2203726.2169
WeekDay | Tuesday | 4 | 9 | 489326.2602 | 1140182.1286 | 291469.0569 | 108.2555 | 1961.4771 | 3329.0524 | 1926376.2307 | 584429.82 | 1361783.5181 | 348117.8557 | 129.2956 | 2342.7022 | 3976.0741 | 2300779.2657
WeekDay | Tuesday | 4 | 10 | 492381.754 | 1195097.5362 | 296486.755 | 111.4074 | 2749.8767 | 3203.9363 | 1990031.2655 | 588079.1677 | 1427372.072 | 354110.7742 | 133.0601 | 3284.3321 | 3826.6409 | 2376806.0469
WeekDay | Tuesday | 4 | 11 | 505562.0651 | 1214860.4404 | 298601.9412 | 123.3606 | 3043.1461 | 2659.6639 | 2024850.6172 | 603821.1531 | 1450976.0178 | 356637.0598 | 147.3365 | 3634.6002 | 3176.5859 | 2418392.7532
WeekDay | Tuesday | 4 | 12 | 514822.9722 | 1206716.8235 | 300501.1665 | 126.7634 | 3477.3371 | 2902.4419 | 2028547.5046 | 614881.9743 | 1441249.6391 | 358905.4112 | 151.4006 | 4153.1789 | 3466.5493 | 2422808.1533
WeekDay | Tuesday | 4 | 13 | 513708.5574 | 1217483.1285 | 301595.2339 | 121.4847 | 4056.2585 | 3193.615 | 2040158.278 | 613550.9661 | 1454108.4415 | 360212.1173 | 145.096 | 4844.6172 | 3814.3137 | 2436675.5518
WeekDay | Tuesday | 4 | 14 | 521206.9503 | 1205119.0167 | 297910.4172 | 122.4336 | 4555.1974 | 3943.2797 | 2032857.2949 | 622506.7177 | 1439341.2887 | 355811.1339 | 146.2293 | 5440.5279 | 4709.6803 | 2427955.5778
WeekDay | Tuesday | 4 | 15 | 565868.3878 | 1152256.9152 | 292345.8335 | 123.9496 | 4399.0409 | 3990.9867 | 2018985.1136 | 675848.3795 | 1376205.1135 | 349165.0392 | 148.0399 | 5254.0215 | 4766.6594 | 2411387.253
WeekDay | Tuesday | 4 | 16 | 625290.5903 | 1086720.6792 | 287330.0528 | 144.028 | 2791.7723 | 3737.5434 | 2006014.6659 | 746819.6515 | 1297931.5082 | 343174.4108 | 172.0207 | 3334.3704 | 4463.9578 | 2395895.9193
WeekDay | Tuesday | 4 | 17 | 684697.9121 | 982043.0032 | 279283.1998 | 147.1799 | 3115.5112 | 3956.812 | 1953243.6182 | 817773.1506 | 1172909.0838 | 333563.6026 | 175.7852 | 3721.03 | 4725.8426 | 2332868.4947
WeekDay | Tuesday | 4 | 18 | 756605.0933 | 938316.2501 | 270941.0438 | 69315.7807 | 3134.5547 | 4069.4279 | 2042382.1505 | 903655.9335 | 1120683.7681 | 323600.0973 | 82787.7278 | 3743.7746 | 4860.3462 | 2439331.6476
WeekDay | Tuesday | 4 | 19 | 856726.9913 | 913921.6809 | 267826.5575 | 69621.6029 | 2018.6075 | 4057.3865 | 2114172.8266 | 1023237.1364 | 1091547.9647 | 319880.2916 | 83152.9884 | 2410.9363 | 4845.9645 | 2525075.2818
WeekDay | Tuesday | 4 | 20 | 881914.2211 | 867770.7768 | 262397.6968 | 69648.9448 | 1607.2686 | 3864.0357 | 2087202.9438 | 1053319.6588 | 1036427.3493 | 313396.2985 | 83185.6444 | 1919.6512 | 4615.0347 | 2492863.6369
WeekDay | Tuesday | 4 | 21 | 914711.896 | 816203.4832 | 257980.8673 | 69627.525 | 1420.6427 | 3689.8364 | 2063634.2505 | 1092491.7629 | 974837.636 | 308121.0311 | 83160.0615 | 1696.7533 | 4406.9787 | 2464714.2235
WeekDay | Tuesday | 4 | 22 | 911796.5664 | 777679.3684 | 255107.0135 | 69621.0903 | 1546.3295 | 3452.3336 | 2019202.7017 | 1089009.8212 | 928826.1232 | 304688.6262 | 83152.3762 | 1846.8682 | 4123.3158 | 2411647.1307
WeekDay | Tuesday | 4 | 23 | 844100.7218 | 742196.1874 | 255708.0722 | 69609.0389 | 1957.6684 | 3368.5024 | 1916940.191 | 1008156.8739 | 886446.5683 | 305406.5043 | 83137.9825 | 2338.1533 | 4023.1915 | 2289509.2738
WeekDay | Wednesday | 4 | 0 | 775120.1485 | 711528.683 | 251892.6125 | 69473.7141 | 3488.7632 | 3312.3091 | 1814816.2304 | 925769.5033 | 849818.6464 | 300849.4867 | 82976.3565 | 4166.8257 | 3956.0766 | 2167536.8952
WeekDay | Wednesday | 4 | 1 | 720983.8952 | 690540.095 | 250304.9381 | 69208.8994 | 3458.2937 | 3263.57 | 1737759.6914 | 861111.5371 | 824750.7976 | 298953.238 | 82660.0735 | 4130.4342 | 3897.8648 | 2075503.9452
WeekDay | Wednesday | 4 | 2 | 682548.4782 | 671546.393 | 249003.3674 | 69207.3834 | 3424.0154 | 3219.5328 | 1678949.1702 | 815205.9611 | 802065.5531 | 297398.699 | 82658.2629 | 4089.4938 | 3845.2687 | 2005263.2385
WeekDay | Wednesday | 4 | 3 | 654093.7138 | 665165.2212 | 247639.663 | 69205.0604 | 3732.5196 | 3209.0969 | 1643045.2748 | 781220.8387 | 794444.1615 | 295769.9503 | 82655.4883 | 4457.9577 | 3832.8045 | 1962381.2009
WeekDay | Wednesday | 4 | 4 | 635868.6511 | 673890.4661 | 248001.5526 | 69204.7332 | 2342.3465 | 3292.3547 | 1632600.1042 | 759453.6233 | 804865.2112 | 296202.1753 | 82655.0975 | 2797.5959 | 3932.244 | 1949905.9473
WeekDay | Wednesday | 4 | 5 | 657729.0405 | 697742.9745 | 251126.6756 | 148.5213 | 2555.6333 | 3570.1102 | 1612872.9555 | 785562.7134 | 833353.6009 | 299934.6852 | 177.3874 | 3052.3363 | 4263.983 | 1926344.7062
WeekDay | Wednesday | 4 | 6 | 690809.8572 | 726939.5536 | 255228.1006 | 145.2495 | 3317.372 | 3650.0423 | 1680090.1751 | 825072.9897 | 868224.7142 | 304833.2472 | 173.4796 | 3962.1236 | 4359.4505 | 2006626.0048
WeekDay | Wednesday | 4 | 7 | 576718.6908 | 847516.1249 | 267314.5973 | 119.5543 | 2818.4332 | 3516.7839 | 1698004.1845 | 688807.5055 | 1012236.0817 | 319268.8288 | 142.7904 | 3366.2129 | 4200.2924 | 2028021.7117
WeekDay | Wednesday | 4 | 8 | 505034.4827 | 1027751.6692 | 276116.7485 | 128.0394 | 2052.8858 | 3005.6541 | 1814089.4796 | 603191.0318 | 1227501.5093 | 329781.732 | 152.9246 | 2451.8767 | 3589.8214 | 2166668.8959
WeekDay | Wednesday | 4 | 9 | 486560.3616 | 1126165.507 | 284836.6976 | 147.6925 | 2848.9027 | 2972.8556 | 1903532.017 | 581126.352 | 1345042.6801 | 340196.4567 | 176.3974 | 3402.6044 | 3550.6483 | 2273495.139
WeekDay | Wednesday | 4 | 10 | 489771.5403 | 1162065.336 | 290699.1796 | 155.8285 | 3065.9982 | 2456.2212 | 1948214.1038 | 584961.6429 | 1387919.8611 | 347198.348 | 186.1148 | 3661.8938 | 2933.6028 | 2326861.4634
WeekDay | Wednesday | 4 | 11 | 505723.9294 | 1186756.6189 | 293502.5831 | 157.4536 | 2833.6679 | 2367.344 | 1991341.5969 | 604014.4767 | 1417410.0463 | 350546.6102 | 188.0556 | 3384.4087 | 2827.4518 | 2378371.0492
WeekDay | Wednesday | 4 | 12 | 516376.7187 | 1180893.7085 | 297609.1587 | 150.2772 | 3599.2153 | 2340.1648 | 2000969.2432 | 616737.7009 | 1410407.6432 | 355451.324 | 179.4845 | 4298.7449 | 2794.9901 | 2389869.8877
WeekDay | Wednesday | 4 | 13 | 514342.0616 | 1187294.154 | 296001.5687 | 156.0357 | 3972.4673 | 2502.3226 | 2004268.6099 | 614307.5958 | 1418052.0546 | 353531.2889 | 186.3622 | 4744.5406 | 2988.6644 | 2393810.5066
WeekDay | Wednesday | 4 | 14 | 523208.1202 | 1177796.1182 | 292521.2714 | 162.3068 | 3702.05 | 2790.8581 | 2000180.7247 | 624896.8272 | 1406708.0172 | 349374.5745 | 193.8522 | 4421.5662 | 3333.2784 | 2388928.1158
WeekDay | Wednesday | 4 | 15 | 570197.5244 | 1132119.2694 | 287674.7213 | 177.1066 | 4307.6323 | 3013.5671 | 1997489.8211 | 681018.9104 | 1352153.5928 | 343586.0677 | 211.5284 | 5144.847 | 3599.2723 | 2385714.2186
WeekDay | Wednesday | 4 | 16 | 626006.6641 | 1067399.6701 | 280491.9109 | 148.6522 | 3660.1544 | 3200.8399 | 1980907.8916 | 747674.8986 | 1274855.3424 | 335007.2341 | 177.5437 | 4371.5279 | 3822.9427 | 2365909.4894
WeekDay | Wednesday | 4 | 17 | 671523.5744 | 980159.7592 | 274813.2335 | 154.3671 | 3724.9022 | 3500.7287 | 1933876.565 | 802038.2995 | 1170659.8198 | 328224.8708 | 184.3693 | 4448.8598 | 4181.1168 | 2309737.336
WeekDay | Wednesday | 4 | 18 | 743566.5855 | 931995.7854 | 267604.6404 | 69216.2611 | 2883.1809 | 3624.5833 | 2018891.0366 | 888083.3117 | 1113134.8823 | 319615.2435 | 82668.866 | 3443.5448 | 4329.0433 | 2411274.8916
WeekDay | Wednesday | 4 | 19 | 856778.6556 | 921971.6498 | 264014.8255 | 69455.7515 | 1984.3293 | 3855.7787 | 2118060.9904 | 1023298.842 | 1101162.4945 | 315327.726 | 82954.9028 | 2369.9959 | 4605.1729 | 2529719.134
WeekDay | Wednesday | 4 | 20 | 931319.1607 | 765403.4894 | 259110.0427 | 69686.1461 | 1093.095 | 3844.54 | 2030456.4739 | 1112326.7514 | 914164.3519 | 309469.6686 | 83230.0759 | 1305.5447 | 4591.7499 | 2425088.1425
WeekDay | Wednesday | 4 | 21 | 984096.1386 | 739083.1188 | 255108.6602 | 69609.0061 | 1847.2163 | 3711.6256 | 2053455.7657 | 1175361.2587 | 882728.4557 | 304690.5928 | 83137.9434 | 2206.2341 | 4433.0028 | 2452557.4877
WeekDay | Wednesday | 4 | 22 | 990251.7488 | 713959.9577 | 255353.8705 | 69437.8871 | 1988.138 | 3529.8575 | 2034521.4595 | 1182713.2495 | 852722.4542 | 304983.4614 | 82933.5663 | 2374.5448 | 4215.9069 | 2429943.183
WeekDay | Wednesday | 4 | 23 | 922212.6635 | 690779.4271 | 252952.5716 | 69249.3289 | 2201.4248 | 3430.0857 | 1940825.5015 | 1101450.3506 | 825036.6453 | 302115.4552 | 82708.3606 | 2629.2852 | 4096.7438 | 2318036.8409
WeekDay | Thursday | 4 | 0 | 839901.1172 | 616565.1854 | 249121.8285 | 69226.0767 | 2925.0766 | 3363.5711 | 1781102.8555 | 1003141.0505 | 736398.4106 | 297540.1837 | 82680.5893 | 3493.5831 | 4017.3018 | 2127271.1191
WeekDay | Thursday | 4 | 1 | 777483.159 | 605654.3072 | 246737.898 | 69219.6857 | 2167.1466 | 3325.956 | 1704588.1525 | 928591.7793 | 723366.9363 | 294692.9217 | 82672.9561 | 2588.3448 | 3972.376 | 2035885.3142
WeekDay | Thursday | 4 | 2 | 732327.8733 | 595230.1627 | 245794.3793 | 69218.1697 | 1881.4946 | 3301.5291 | 1647753.6086 | 874660.2868 | 710916.7954 | 293566.0244 | 82671.1455 | 2247.1746 | 3943.2016 | 1968004.6283
WeekDay | Thursday | 4 | 3 | 698276.1094 | 591714.0764 | 244460.7458 | 69219.1295 | 1675.8251 | 3300.9557 | 1608646.8419 | 833990.3538 | 706717.3362 | 291973.191 | 82672.2918 | 2001.532 | 3942.5167 | 1921297.2215
WeekDay | Thursday | 4 | 4 | 674309.8908 | 645855.3604 | 246165.3102 | 69217.2863 | 2864.1375 | 3396.0256 | 1641808.0109 | 805366.1537 | 771381.3107 | 294009.048 | 82670.0904 | 3420.8002 | 4056.064 | 1960903.4671
WeekDay | Thursday | 4 | 5 | 694530.8628 | 668268.8421 | 248835.6211 | 161.936 | 3321.1807 | 3489.9487 | 1618608.3914 | 829517.1955 | 798150.9901 | 297198.3502 | 193.4093 | 3966.6725 | 4168.2417 | 1933194.8593
WeekDay | Thursday | 4 | 6 | 718467.743 | 698694.5854 | 250625.108 | 160.5073 | 4494.2583 | 3573.3213 | 1676015.5233 | 858106.3552 | 834490.1632 | 299335.6349 | 191.7029 | 5367.7449 | 4267.8182 | 2001759.4193
WeekDay | Thursday | 4 | 7 | 597693.3033 | 822065.3091 | 260268.9614 | 135.0085 | 3785.8413 | 3410.7047 | 1687359.1282 | 713858.6625 | 981838.7437 | 310853.8303 | 161.2482 | 4521.6428 | 4073.5961 | 2015307.7234
WeekDay | Thursday | 4 | 8 | 513747.3155 | 996613.984 | 270752.2278 | 151.0516 | 3069.8069 | 3632.1522 | 1787966.5381 | 613597.2572 | 1190312.0241 | 323374.5838 | 180.4094 | 3666.4427 | 4338.0833 | 2135468.8005
WeekDay | Thursday | 4 | 9 | 494288.3645 | 1075563.9979 | 278281.7284 | 163.7792 | 2473.9844 | 2691.3156 | 1853463.1701 | 590356.3396 | 1284606.4575 | 332367.4891 | 195.6107 | 2954.8185 | 3214.3893 | 2213695.1046
WeekDay | Thursday | 4 | 10 | 494492.7921 | 1114057.3846 | 284769.1304 | 167.8036 | 2721.9066 | 2278.3521 | 1898487.3694 | 590600.499 | 1330581.2699 | 340115.7574 | 200.4172 | 3250.9258 | 2721.1638 | 2267470.0332
WeekDay | Thursday | 4 | 11 | 503175.1551 | 1123081.9994 | 286345.1674 | 165.426 | 2426.1377 | 2289.0174 | 1917482.903 | 600970.3326 | 1341359.8739 | 341998.1068 | 197.5776 | 2897.6725 | 2733.9019 | 2290157.4653
WeekDay | Thursday | 4 | 12 | 523006.0745 | 1133209.0964 | 290039.1592 | 167.8254 | 3492.5719 | 2410.8078 | 1952325.5352 | 624655.5128 | 1353455.2344 | 346410.0486 | 200.4433 | 4171.3747 | 2879.3631 | 2331771.9767
WeekDay | Thursday | 4 | 13 | 513482.1252 | 1135930.8068 | 289541.5188 | 176.7358 | 3641.1109 | 3093.9579 | 1945866.2555 | 613280.5254 | 1356705.9259 | 345815.6887 | 211.0855 | 4348.7832 | 3695.2876 | 2324057.2963
WeekDay | Thursday | 4 | 14 | 524543.3776 | 1124738.2392 | 287554.5414 | 193.0079 | 3911.5282 | 2866.0883 | 1943806.7826 | 626491.6001 | 1343338.014 | 343442.5301 | 230.5202 | 4671.7577 | 3423.1301 | 2321597.5523
WeekDay | Thursday | 4 | 15 | 559876.2046 | 1086960.6726 | 281369.4041 | 165.0007 | 3709.6674 | 3862.8888 | 1935943.8382 | 668691.5787 | 1298218.1457 | 336055.2734 | 197.0696 | 4430.664 | 4613.665 | 2312206.3965
WeekDay | Thursday | 4 | 16 | 613135.7659 | 1021716.5443 | 272824.85 | 149.5901 | 3404.9719 | 4075.162 | 1915306.8843 | 732302.4624 | 1220293.421 | 325850.0329 | 178.6639 | 4066.7491 | 4867.1947 | 2287558.5239
WeekDay | Thursday | 4 | 17 | 666043.0591 | 938941.6541 | 265966.8849 | 146.0347 | 3660.1544 | 4121.2634 | 1878879.0507 | 795492.6125 | 1121430.7232 | 317659.1802 | 174.4175 | 4371.5279 | 4922.2562 | 2244050.7175
WeekDay | Thursday | 4 | 18 | 726464.8735 | 887764.7492 | 262818.8917 | 69242.7306 | 3149.7895 | 3970.2295 | 1953411.264 | 867657.7771 | 1060307.2729 | 313899.3552 | 82700.4799 | 3761.9704 | 4741.868 | 2333068.7236
WeekDay | Thursday | 4 | 19 | 810165.7916 | 883088.7116 | 263214.9067 | 69756.8404 | 1782.4685 | 4024.1293 | 2032032.8482 | 967626.482 | 1054722.4188 | 314372.3382 | 83314.5101 | 2128.9022 | 4806.2435 | 2426970.8948
WeekDay | Thursday | 4 | 20 | 843180.5226 | 836864.4246 | 262475.2991 | 69974.7691 | 1801.512 | 3811.3974 | 2018107.9249 | 1007057.8285 | 999514.1581 | 313488.9832 | 83574.7946 | 2151.6469 | 4552.1659 | 2410339.5773
WeekDay | Thursday | 4 | 21 | 869450.9038 | 806309.1051 | 258312.1218 | 69967.691 | 1428.26 | 3626.4182 | 2009094.4999 | 1038434.0194 | 963020.2248 | 308516.6669 | 83566.3408 | 1705.8511 | 4331.2348 | 2399574.3379
WeekDay | Thursday | 4 | 22 | 866644.6124 | 763319.5995 | 255116.2449 | 69786.1564 | 1401.5992 | 3454.0538 | 1959722.2662 | 1035082.3081 | 911675.4451 | 304699.6517 | 83349.5239 | 1674.0086 | 4125.3704 | 2340606.3077
WeekDay | Thursday | 4 | 23 | 800481.4083 | 724847.2541 | 245797.2996 | 69440.4718 | 1740.5729 | 3397.0578 | 1845704.0646 | 956059.8794 | 865725.7635 | 293569.5123 | 82936.6534 | 2078.8639 | 4057.2968 | 2204427.9694
WeekDay | Friday | 4 | 0 | 727840.1499 | 700282.3258 | 244827.6225 | 69197.8296 | 2582.2942 | 3353.594 | 1748083.8159 | 869300.347 | 836386.4907 | 292411.3725 | 82646.8521 | 3084.1789 | 4005.3855 | 2087834.6267
WeekDay | Friday | 4 | 1 | 678141.5632 | 685098.6062 | 246723.1781 | 69180.6304 | 3408.7806 | 3335.5892 | 1685888.3477 | 809942.5351 | 818251.722 | 294675.341 | 82626.3102 | 4071.2981 | 3983.8814 | 2013551.0878
WeekDay | Friday | 4 | 2 | 645470.632 | 669317.212 | 245673.6083 | 69180.2814 | 3313.5633 | 3274.1206 | 1636229.4176 | 770921.8081 | 799403.1171 | 293421.7808 | 82625.8934 | 3957.5746 | 3910.466 | 1954240.64
WeekDay | Friday | 4 | 3 | 623168.4956 | 656484.9066 | 244790.1372 | 69180.6304 | 2848.9027 | 3300.7264 | 1599773.7988 | 744285.1147 | 784076.7744 | 292366.6016 | 82626.3102 | 3402.6044 | 3942.2428 | 1910699.6481
WeekDay | Friday | 4 | 4 | 611229.2389 | 660869.1953 | 248275.9979 | 69179.6488 | 1553.9469 | 3356.0022 | 1594464.0302 | 730025.3902 | 789313.1766 | 296529.9608 | 82625.1379 | 1855.966 | 4008.2619 | 1904357.8934
WeekDay | Friday | 4 | 5 | 647817.9179 | 684895.3975 | 252282.1713 | 121.692 | 2494.6942 | 3583.2984 | 1591195.1713 | 773725.3033 | 818009.0185 | 301314.7585 | 145.3435 | 2979.5533 | 4279.7345 | 1900453.7117
WeekDay | Friday | 4 | 6 | 699252.8403 | 715090.088 | 257358.8803 | 121.9101 | 4315.2497 | 3519.1922 | 1679658.1605 | 835156.9184 | 854072.2322 | 307378.1571 | 145.6041 | 5153.9449 | 4203.1688 | 2006110.0254
WeekDay | Friday | 4 | 7 | 604371.4076 | 838811.0568 | 268889.3636 | 92.7795 | 3976.276 | 3137.0777 | 1719277.9611 | 721834.6973 | 1001839.1302 | 321149.6605 | 110.8117 | 4749.0896 | 3746.788 | 2053430.1773
WeekDay | Friday | 4 | 8 | 535496.8181 | 1000370.3355 | 274320.2081 | 102.5624 | 2921.2679 | 2830.5374 | 1816041.7294 | 639573.9089 | 1194798.4455 | 327636.023 | 122.496 | 3489.0342 | 3380.6697 | 2169000.5774
WeekDay | Friday | 4 | 9 | 514824.1159 | 1081011.464 | 284843.2411 | 108.5281 | 1995.7554 | 2621.246 | 1885404.3504 | 614883.3402 | 1291112.672 | 340204.2719 | 129.6212 | 2383.6427 | 3130.7012 | 2251844.2492
WeekDay | Friday | 4 | 10 | 515979.8446 | 1123363.5961 | 290026.5124 | 113.3269 | 2273.79 | 2406.794 | 1934163.8639 | 616263.6919 | 1341696.2007 | 346394.9438 | 135.3526 | 2715.715 | 2874.5691 | 2310080.4732
WeekDay | Friday | 4 | 11 | 525914.2233 | 1138717.9016 | 291955.8554 | 122.1827 | 2723.2158 | 1998.303 | 1961431.6817 | 628128.878 | 1360034.7096 | 348699.2665 | 145.9297 | 3252.4895 | 2386.6854 | 2342647.9587
WeekDay | Friday | 4 | 12 | 534127.0625 | 1146147.3198 | 296812.1987 | 138.5966 | 3336.4155 | 1996.3534 | 1982557.9466 | 637937.9329 | 1368908.0808 | 354499.4699 | 165.5338 | 3984.8683 | 2384.357 | 2367880.2426
WeekDay | Friday | 4 | 13 | 526005.7025 | 1156311.6235 | 296660.3407 | 145.3149 | 3644.9196 | 2109.0841 | 1984876.9854 | 628238.1367 | 1381047.8793 | 354318.0974 | 173.5577 | 4353.3321 | 2518.9975 | 2370650.0009
WeekDay | Friday | 4 | 14 | 537540.5174 | 1147819.892 | 294021.7113 | 138.8257 | 4048.6411 | 2305.0726 | 1985874.6601 | 642014.8138 | 1370905.7276 | 351166.6341 | 165.8073 | 4835.5194 | 2753.0776 | 2371841.5798
WeekDay | Friday | 4 | 15 | 560085.5562 | 1108302.8492 | 287643.4254 | 124.3204 | 4463.7887 | 2786.7296 | 1963406.6694 | 668941.6191 | 1323708.3052 | 343548.6892 | 148.4828 | 5331.3534 | 3328.3476 | 2345006.7973
WeekDay | Friday | 4 | 16 | 603646.7831 | 1038125.1439 | 279853.5547 | 112.2471 | 3827.7369 | 3238.9137 | 1928804.3795 | 720969.2376 | 1239891.1325 | 334244.8095 | 134.0631 | 4571.6811 | 3868.4165 | 2303679.3402
WeekDay | Friday | 4 | 17 | 648102.1967 | 955889.9583 | 274837.3563 | 109.3352 | 4265.7367 | 3520.4537 | 1886725.0367 | 774064.8334 | 1141673.0342 | 328253.682 | 130.5851 | 5094.8087 | 4204.6754 | 2253421.619
WeekDay | Friday | 4 | 18 | 702655.2706 | 908139.6544 | 268836.0076 | 69164.9908 | 3534.4675 | 3706.3503 | 1956036.7413 | 839220.6319 | 1084642.1659 | 321085.9344 | 82607.631 | 4221.413 | 4426.7023 | 2336204.4784
WeekDay | Friday | 4 | 19 | 782373.4481 | 906360.4059 | 264370.8692 | 69477.4113 | 2685.1289 | 3736.3966 | 2029003.6599 | 934432.526 | 1082517.1096 | 315752.969 | 82980.7723 | 3207.0001 | 4462.5881 | 2423352.9652
WeekDay | Friday | 4 | 20 | 797722.3245 | 871524.6814 | 260255.9301 | 69624.7439 | 1275.9123 | 3570.1102 | 2003973.7024 | 952764.5507 | 1040910.8484 | 310838.2663 | 83156.7399 | 1523.8937 | 4263.983 | 2393458.2819
WeekDay | Friday | 4 | 21 | 820916.4933 | 836081.5165 | 255292.5508 | 69640.7324 | 1355.8949 | 3504.3985 | 1986791.5863 | 980466.6485 | 998579.087 | 304910.2237 | 83175.8359 | 1619.4214 | 4185.4998 | 2372936.7163
WeekDay | Friday | 4 | 22 | 840506.473 | 790806.62 | 250855.2471 | 69638.1804 | 1256.8688 | 3428.2508 | 1956491.6401 | 1003864.0609 | 944504.7367 | 299610.5029 | 83172.7878 | 1501.149 | 4094.5523 | 2336747.7896
WeekDay | Friday | 4 | 23 | 811408.5302 | 759809.6616 | 247242.2981 | 69530.5902 | 1515.86 | 3376.4153 | 1892883.3554 | 969110.7545 | 907483.3292 | 295295.3551 | 83044.2868 | 1810.4767 | 4032.6423 | 2260776.8447
Saturday | Saturday | 4 | 0 | 765565.4896 | 728958.5459 | 245415.1276 | 69194.0451 | 2688.9376 | 3293.7309 | 1815115.8766 | 914357.8377 | 870636.11 | 293113.0627 | 82642.3321 | 3211.5491 | 3933.8877 | 2167894.7794
Saturday | Saturday | 4 | 1 | 720874.4496 | 703172.7863 | 242664.097 | 69170.7057 | 3229.772 | 3284.3271 | 1742396.1377 | 860980.82 | 839838.7299 | 289827.3525 | 82614.4566 | 3857.498 | 3922.6562 | 2081041.5133
Saturday | Saturday | 4 | 2 | 684998.7401 | 689392.8302 | 241515.9959 | 69168.8407 | 2925.0766 | 3259.4415 | 1691260.9249 | 818132.4463 | 823380.5548 | 288456.1109 | 82612.2291 | 3493.5831 | 3892.9339 | 2019967.8583
Saturday | Saturday | 4 | 3 | 658270.027 | 673957.1149 | 239594.1907 | 69168.0773 | 2437.5638 | 3269.7627 | 1646696.7364 | 786208.8439 | 804944.8136 | 286160.7911 | 82611.3173 | 2911.3193 | 3905.2611 | 1966742.3464
Saturday | Saturday | 4 | 4 | 619631.2791 | 669361.9356 | 238528.6162 | 69167.6301 | 2734.6419 | 3274.8086 | 1602698.9116 | 740060.4185 | 799456.533 | 284888.1156 | 82610.7833 | 3266.1363 | 3911.2878 | 1914193.2745
Saturday | Saturday | 4 | 5 | 611033.6788 | 681014.8126 | 238041.2454 | 111.2874 | 2818.4332 | 3413.8011 | 1536433.2584 | 729791.8218 | 813374.2181 | 284306.0213 | 132.9168 | 3366.2129 | 4077.2942 | 1835048.4852
Saturday | Saturday | 4 | 6 | 630354.4137 | 679845.7576 | 238676.4466 | 109.6951 | 4498.067 | 3277.561 | 1556761.9409 | 752867.66 | 811977.9501 | 285064.6779 | 131.015 | 5372.2939 | 3914.575 | 1859328.1718
Saturday | Saturday | 4 | 7 | 649887.0668 | 714077.7249 | 244739.1009 | 90.3256 | 3580.1718 | 3120.5637 | 1615494.9537 | 776196.604 | 852863.1102 | 292305.6462 | 107.8809 | 4276.0002 | 3727.0644 | 1929476.3059
Saturday | Saturday | 4 | 8 | 655897.5411 | 778806.6539 | 244529.3186 | 73.1264 | 2989.8244 | 2787.7617 | 1685084.2261 | 783375.2509 | 930172.5035 | 292055.0914 | 87.339 | 3570.9151 | 3329.5803 | 2012590.6801
Saturday | Saturday | 4 | 9 | 643023.6631 | 850329.4677 | 245887.1763 | 70.4435 | 1359.7036 | 3205.6565 | 1743876.1106 | 767999.2557 | 1015596.2149 | 293676.8571 | 84.1346 | 1623.9703 | 3828.6954 | 2082809.128
Saturday | Saturday | 4 | 10 | 636561.0018 | 880691.6357 | 249215.6295 | 71.6977 | 1165.4602 | 2108.1667 | 1769813.5915 | 760280.5366 | 1051859.4564 | 297652.2155 | 85.6326 | 1391.9745 | 2517.9018 | 2113787.7173
Saturday | Saturday | 4 | 11 | 639843.8507 | 900430.5394 | 247566.8842 | 78.4705 | 1569.1817 | 3280.5426 | 1792769.4692 | 764201.4273 | 1075434.7371 | 295683.0265 | 93.7217 | 1874.1618 | 3918.1362 | 2141205.2106
Saturday | Saturday | 4 | 12 | 637464.4945 | 913778.7259 | 248630.9473 | 81.5242 | 2399.4769 | 2901.4098 | 1805256.5786 | 761359.6286 | 1091377.2255 | 296953.8968 | 97.369 | 2865.8299 | 3465.3166 | 2156119.2664
Saturday | Saturday | 4 | 13 | 625094.3534 | 896417.2993 | 249757.7356 | 83.6728 | 2723.2158 | 2921.5935 | 1776997.8704 | 746585.2747 | 1070641.4992 | 298299.6833 | 99.9351 | 3252.4895 | 3489.4231 | 2122368.3049
Saturday | Saturday | 4 | 14 | 616788.948 | 876231.3831 | 246912.7099 | 82.7894 | 3591.5979 | 3250.3817 | 1746857.8101 | 736665.6629 | 1046532.3264 | 294901.7094 | 98.88 | 4289.647 | 3882.1134 | 2086370.339
Saturday | Saturday | 4 | 15 | 622911.2464 | 868590.8333 | 243305.8102 | 92.8013 | 4311.441 | 3172.2845 | 1742384.4167 | 743977.8675 | 1037406.7888 | 290593.7866 | 110.8378 | 5149.396 | 3788.8375 | 2081027.5142
Saturday | Saturday | 4 | 16 | 635403.1447 | 850036.0584 | 240405.0803 | 111.8981 | 3892.4847 | 3351.6444 | 1733200.3106 | 758897.6428 | 1015245.7797 | 287129.2821 | 133.6462 | 4649.013 | 4003.057 | 2070058.4208
Saturday | Saturday | 4 | 17 | 652482.5163 | 818245.1944 | 239307.2316 | 113.2614 | 4197.1802 | 3529.2841 | 1717874.668 | 779296.4951 | 977276.1663 | 285818.0597 | 135.2745 | 5012.9279 | 4215.2221 | 2051754.1456
Saturday | Saturday | 4 | 18 | 692351.7974 | 824226.6486 | 238025.9815 | 69320.6667 | 2688.9376 | 3596.8307 | 1830210.8624 | 826914.6154 | 984420.1528 | 284287.7908 | 82793.5634 | 3211.5491 | 4295.8968 | 2185923.5684
Saturday | Saturday | 4 | 19 | 743267.2826 | 840810.0093 | 237602.9223 | 69489.3318 | 1630.1208 | 3701.075 | 1896500.7419 | 887725.8375 | 1004226.5913 | 283782.5075 | 82995.0097 | 1946.9448 | 4420.4017 | 2265097.2924
Saturday | Saturday | 4 | 20 | 750590.4385 | 828343.824 | 236822.0709 | 69515.6159 | 1774.8511 | 3569.0781 | 1890615.8786 | 896472.2936 | 989337.5265 | 282849.8928 | 83026.4022 | 2119.8044 | 4262.7503 | 2258068.6698
Saturday | Saturday | 4 | 21 | 748844.935 | 800991.1375 | 233781.7427 | 69517.3282 | 1603.4599 | 3492.357 | 1858230.9603 | 894387.5408 | 956668.6776 | 279218.6582 | 83028.4473 | 1915.1022 | 4171.118 | 2219389.5441
Saturday | Saturday | 4 | 22 | 744635.3999 | 778855.3206 | 232383.0023 | 69515.8231 | 1683.4425 | 3339.7176 | 1830412.7061 | 889359.8568 | 930230.6289 | 277548.064 | 83026.6497 | 2010.6299 | 3988.8122 | 2186164.6416
Saturday | Saturday | 4 | 23 | 729520.0895 | 755232.2354 | 230985.2161 | 69511.5479 | 2304.2595 | 3275.4967 | 1790828.8451 | 871306.7931 | 902016.2522 | 275878.6095 | 83021.5435 | 2752.1065 | 3912.1096 | 2138887.4144
Sunday | Sunday | 4 | 0 | 682211.2344 | 732864.4509 | 230729.0594 | 69344.475 | 3107.8939 | 3201.9867 | 1721459.1003 | 814803.1719 | 875301.1517 | 275572.6671 | 82821.999 | 3711.9321 | 3824.3124 | 2056035.2342
Sunday | Sunday | 4 | 1 | 637102.6323 | 688931.3216 | 230004.6772 | 69179.2235 | 3355.4589 | 3207.262 | 1631780.5755 | 760927.4363 | 822829.3492 | 274707.4969 | 82624.6299 | 4007.6129 | 3830.613 | 1948927.1382
Sunday | Sunday | 4 | 2 | 605767.713 | 666248.4592 | 229598.6396 | 69174.0103 | 3222.1547 | 3171.1377 | 1577182.1146 | 723502.3833 | 795737.9334 | 274222.5434 | 82618.4034 | 3848.4002 | 3787.4678 | 1883717.1315
Sunday | Sunday | 4 | 3 | 580649.4485 | 666593.6866 | 228457.8463 | 69170.7166 | 3302.1372 | 3215.863 | 1551389.6982 | 693502.23 | 796150.2578 | 272860.0298 | 82614.4696 | 3943.9278 | 3840.8857 | 1852911.8008
Sunday | Sunday | 4 | 4 | 553714.8052 | 662013.3466 | 223782.8577 | 69169.6805 | 2323.303 | 3267.3544 | 1514271.3474 | 661332.6736 | 790679.7007 | 267276.4285 | 82613.2321 | 2774.8512 | 3902.3848 | 1808579.2709
Sunday | Sunday | 4 | 5 | 546127.0958 | 661014.5561 | 223328.0675 | 113.196 | 3290.7111 | 3264.7168 | 1437138.3433 | 652270.2464 | 789486.7891 | 266733.2471 | 135.1963 | 3930.281 | 3899.2345 | 1716454.9944
Sunday | Sunday | 4 | 6 | 569229.3577 | 646171.6061 | 223333.4815 | 108.7571 | 3031.72 | 3132.0317 | 1445006.9541 | 679862.5744 | 771759.0208 | 266739.7133 | 129.8948 | 3620.9534 | 3740.7613 | 1725852.918
Sunday | Sunday | 4 | 7 | 613876.1176 | 658372.3487 | 224409.5962 | 78.8631 | 2167.1466 | 2968.6124 | 1501872.6847 | 733186.7061 | 786331.0525 | 268024.9775 | 94.1906 | 2588.3448 | 3545.5805 | 1793770.852
Sunday | Sunday | 4 | 8 | 662777.7002 | 693257.3935 | 226881.2882 | 72.821 | 1904.3467 | 2753.0136 | 1587646.5632 | 791592.6111 | 827996.2198 | 270977.058 | 86.9743 | 2274.4682 | 3288.0787 | 1896215.41
Sunday | Sunday | 4 | 9 | 680877.5296 | 722963.0068 | 228865.2726 | 73.759 | 2117.6336 | 2393.6057 | 1637290.8072 | 813210.2534 | 863475.3011 | 273346.6419 | 88.0945 | 2529.2086 | 2858.8177 | 1955508.3172
Sunday | Sunday | 4 | 10 | 674888.9339 | 749557.1351 | 230486.3045 | 74.2607 | 2388.0508 | 2954.2774 | 1660348.9624 | 806057.7374 | 895238.1614 | 275282.7314 | 88.6937 | 2852.1831 | 3528.4593 | 1983047.9663
Sunday | Sunday | 4 | 11 | 658919.7227 | 771761.9247 | 231418.9532 | 76.1584 | 2879.3722 | 2610.0073 | 1667666.1386 | 786984.8121 | 921758.5881 | 276396.646 | 90.9602 | 3438.9959 | 3117.2783 | 1991787.2805
Sunday | Sunday | 4 | 12 | 649032.3843 | 792104.7787 | 233243.1636 | 78.0997 | 3641.1109 | 2784.78 | 1680884.3173 | 775175.8088 | 946055.2005 | 278575.4029 | 93.2788 | 4348.7832 | 3326.0191 | 2007574.4933
Sunday | Sunday | 4 | 13 | 637793.2378 | 794277.359 | 232880.3712 | 83.7818 | 4418.0844 | 2908.1759 | 1672361.0102 | 761752.2651 | 948650.0351 | 278142.0996 | 100.0653 | 5276.7662 | 3473.3978 | 1997394.6292
Sunday | Sunday | 4 | 14 | 628532.7879 | 799270.3859 | 233084.6594 | 104.7218 | 4913.2145 | 3182.9498 | 1669088.7194 | 750691.99 | 954613.4874 | 278386.0925 | 125.0752 | 5868.1279 | 3801.5756 | 1993486.3486
Sunday | Sunday | 4 | 15 | 620561.9249 | 787633.0067 | 233655.7901 | 112.8797 | 5530.2229 | 3482.9532 | 1650976.7776 | 741171.941 | 940714.3122 | 279068.2259 | 134.8186 | 6605.0556 | 4159.8866 | 1971854.2399
Sunday | Sunday | 4 | 16 | 631392.6545 | 780371.0635 | 229674.8841 | 119.6198 | 5823.4923 | 3154.8531 | 1650536.5673 | 754107.6893 | 932040.9658 | 274313.6064 | 142.8686 | 6955.3237 | 3768.0182 | 1971328.472
Sunday | Sunday | 4 | 17 | 651980.9423 | 780866.3791 | 223689.1996 | 117.2967 | 5202.6752 | 3388.4567 | 1665244.9497 | 778697.4371 | 932632.549 | 267164.5674 | 140.0941 | 6213.8471 | 4047.0241 | 1988895.5188
Sunday | Sunday | 4 | 18 | 691324.6116 | 798916.3609 | 221917.9646 | 69245.9916 | 3104.0852 | 3585.3627 | 1788094.3766 | 825687.7898 | 954190.6555 | 265049.0821 | 82704.3747 | 3707.3831 | 4282.1999 | 2135621.4852
Sunday | Sunday | 4 | 19 | 797784.8264 | 812798.8786 | 220750.3888 | 69579.4066 | 2856.5201 | 3674.4692 | 1907444.4897 | 952839.2002 | 970771.3256 | 263654.5808 | 83102.591 | 3411.7023 | 4388.6249 | 2278168.0247
Sunday | Sunday | 4 | 20 | 866504.6549 | 794344.5268 | 220821.0022 | 69595.3515 | 1843.4076 | 3483.6413 | 1956592.5843 | 1034915.1489 | 948730.2573 | 263738.9182 | 83121.6349 | 2201.6852 | 4160.7084 | 2336868.3529
Sunday | Sunday | 4 | 21 | 906648.5824 | 771357.6893 | 220227.4694 | 69543.2742 | 1443.4948 | 3407.1496 | 1972627.6596 | 1082861.2949 | 921275.787 | 263030.0287 | 83059.436 | 1724.0469 | 4069.35 | 2356019.9435
Sunday | Sunday | 4 | 22 | 919883.7112 | 753353.8196 | 222431.4599 | 69254.9238 | 1371.1296 | 3290.9785 | 1969586.0227 | 1098668.7521 | 899772.7549 | 265662.3783 | 82715.043 | 1637.6171 | 3930.6004 | 2352387.1458
Sunday | Sunday | 4 | 23 | 892050.5002 | 730996.5296 | 223465.3987 | 69201.0796 | 1561.5643 | 3231.3448 | 1920506.4173 | 1065425.9859 | 873070.1884 | 266897.2695 | 82650.7339 | 1865.0639 | 3859.3765 | 2293768.6181
WeekDay | Monday | 4 | 0 | 820556.7791 | 711282.9418 | 224156.8584 | 69174.3266 | 2925.0766 | 3182.8351 | 1831278.8176 | 980037.0217 | 849525.1439 | 267723.1186 | 82618.7812 | 3493.5831 | 3801.4386 | 2187199.0871
WeekDay | Monday | 4 | 1 | 765915.2618 | 696189.6815 | 222172.0949 | 69170.4112 | 3519.2327 | 3163.1101 | 1760129.7923 | 914775.5903 | 831498.4159 | 265352.6041 | 82614.1049 | 4203.2172 | 3777.8799 | 2102221.8124
WeekDay | Monday | 4 | 2 | 723582.8945 | 679682.9881 | 227086.637 | 69169.4733 | 3382.1198 | 3144.9906 | 1706049.1033 | 864215.6678 | 811783.5454 | 271222.3176 | 82612.9847 | 4039.4555 | 3756.2388 | 2037630.2098
WeekDay | Monday | 4 | 3 | 692536.482 | 671290.4941 | 230311.3073 | 69170.9456 | 2772.7288 | 3185.3581 | 1669267.316 | 827135.1947 | 801759.9187 | 275073.7224 | 82614.7432 | 3311.6257 | 3804.4519 | 1993699.6565
WeekDay | Monday | 4 | 4 | 656393.2806 | 672190.3632 | 232235.2754 | 69169.7023 | 3085.0417 | 3343.3874 | 1636417.0507 | 783967.3404 | 802834.6828 | 277371.6255 | 82613.2582 | 3684.6385 | 3993.1953 | 1954464.7407
WeekDay | Monday | 4 | 5 | 683618.1483 | 696016.3153 | 238463.2365 | 115.3881 | 3919.1456 | 3628.9412 | 1625761.175 | 816483.5281 | 831291.3549 | 284810.029 | 137.8145 | 4680.8555 | 4334.2482 | 1941737.8302
WeekDay | Monday | 4 | 6 | 712852.6839 | 725538.1415 | 249331.8482 | 114.6901 | 4433.3192 | 3739.6076 | 1696010.2905 | 851399.975 | 866550.929 | 297791.022 | 136.9809 | 5294.9619 | 4466.4233 | 2025640.2921
WeekDay | Monday | 4 | 7 | 591951.2805 | 816344.2125 | 267890.2161 | 82.1895 | 4044.8324 | 3819.425 | 1684132.1561 | 707000.6423 | 975005.7169 | 319956.3226 | 98.1635 | 4830.9704 | 4561.7537 | 2011453.5696
WeekDay | Monday | 4 | 8 | 519704.6239 | 944050.7569 | 282744.5482 | 78.6559 | 3046.9548 | 3456.1181 | 1753081.6577 | 620712.4049 | 1127532.8114 | 337697.6853 | 93.9431 | 3639.1491 | 4127.8358 | 2093803.8296
WeekDay | Monday | 4 | 9 | 506135.2151 | 1021204.1193 | 291874.6866 | 78.5795 | 2372.816 | 3620.5695 | 1825285.9861 | 604505.6983 | 1219681.403 | 348602.3221 | 93.852 | 2833.9874 | 4324.2494 | 2180041.5121
WeekDay | Monday | 4 | 10 | 511654.2044 | 1068289.3037 | 294086.5477 | 81.7096 | 2041.4597 | 3088.4533 | 1879241.6784 | 611097.337 | 1275917.8817 | 351244.0719 | 97.5904 | 2438.2299 | 3688.7131 | 2244483.824
WeekDay | Monday | 4 | 11 | 530470.3757 | 1092474.7467 | 297530.2015 | 87.0428 | 2235.7031 | 3162.1926 | 1925960.2624 | 633570.5467 | 1304803.9139 | 355357.0209 | 103.9601 | 2670.2257 | 3776.7842 | 2300282.4514
WeekDay | Monday | 4 | 12 | 533632.1226 | 1098283.847 | 301312.183 | 90.1184 | 4067.6846 | 3094.0726 | 1940480.0282 | 637346.7985 | 1311742.0485 | 359874.0538 | 107.6334 | 4858.2641 | 3695.4246 | 2317624.2228
WeekDay | Monday | 4 | 13 | 532874.2479 | 1096711.1855 | 302912.9282 | 96.3567 | 4829.4233 | 3126.7565 | 1940550.8981 | 636441.6262 | 1309863.7306 | 361785.9135 | 115.0843 | 5768.0513 | 3734.4608 | 2317708.8667
WeekDay | Monday | 4 | 14 | 541100.5519 | 1088101.6695 | 302123.3805 | 101.1337 | 5115.0753 | 3348.3187 | 1939890.1296 | 646266.7627 | 1299580.9024 | 360842.9124 | 120.7896 | 6109.2216 | 3999.0849 | 2316919.6737
WeekDay | Monday | 4 | 15 | 589061.021 | 1068799.944 | 299467.0457 | 100.8392 | 5305.51 | 4136.5159 | 1966870.8757 | 703548.6431 | 1276527.7681 | 357670.3027 | 120.4379 | 6336.6684 | 4940.4731 | 2349144.2933
WeekDay | Monday | 4 | 16 | 644814.1858 | 1025533.7821 | 293631.0899 | 96.3131 | 4616.1365 | 4016.675 | 1972708.1825 | 770137.7775 | 1224852.5623 | 350700.0931 | 115.0322 | 5513.3109 | 4797.3405 | 2356116.1165
WeekDay | Monday | 4 | 17 | 699786.5287 | 950915.1349 | 285632.4586 | 91.8415 | 5252.1883 | 4048.6708 | 1945726.8228 | 835794.3324 | 1135731.3233 | 341146.8787 | 109.6915 | 6272.9833 | 4835.5548 | 2323890.7641
WeekDay | Monday | 4 | 18 | 810659.9582 | 912861.2194 | 281398.906 | 69148.5551 | 3500.1893 | 4110.3688 | 2081679.1969 | 968216.6929 | 1090281.3961 | 336090.5093 | 82588.0009 | 4180.4725 | 4909.2442 | 2486266.3158
WeekDay | Monday | 4 | 19 | 927431.677 | 919903.9583 | 278527.3382 | 69152.7976 | 2601.3376 | 4111.5156 | 2201728.6244 | 1107683.7114 | 1098692.9345 | 332660.8346 | 82593.068 | 3106.9235 | 4910.6139 | 2629648.0859
WeekDay | Monday | 4 | 20 | 997243.0561 | 881235.4667 | 270964.0956 | 69203.0427 | 2087.164 | 3934.3346 | 2224667.1598 | 1191063.3603 | 1052508.9843 | 323627.6294 | 82653.0785 | 2492.8171 | 4698.9967 | 2657044.8664
WeekDay | Monday | 4 | 21 | 1041876.0148 | 836733.0492 | 265746.0003 | 69207.1326 | 1710.1034 | 3765.4107 | 2219037.7109 | 1244371.0082 | 999357.2491 | 317395.3653 | 82657.9633 | 2042.4724 | 4497.2413 | 2650321.2996
WeekDay | Monday | 4 | 22 | 1042567.5294 | 794416.9657 | 262655.0734 | 69202.3666 | 1603.4599 | 3652.68 | 2174098.075 | 1245196.9229 | 948816.7752 | 313703.6978 | 82652.2709 | 1915.1022 | 4362.6007 | 2596647.3698
WeekDay | Monday | 4 | 23 | 962131.8877 | 761778.0043 | 264881.1478 | 69181.2411 | 1854.8337 | 3562.1973 | 2063389.3119 | 1149128.1209 | 909834.2315 | 316362.4234 | 82627.0397 | 2215.332 | 4254.5322 | 2464421.6796
WeekDay | Tuesday | 4 | 0 | 881944.4692 | 745955.9828 | 262337.7744 | 69176.3333 | 2532.7811 | 3518.1601 | 1965465.501 | 1053355.7858 | 890937.103 | 313324.7298 | 82621.178 | 3025.0427 | 4201.9361 | 2347465.7755
WeekDay | Tuesday | 4 | 1 | 820386.6049 | 721441.9445 | 258892.0095 | 69174.8174 | 3237.3894 | 3458.5264 | 1876591.2921 | 979833.7731 | 861658.611 | 309209.2594 | 82619.3674 | 3866.5959 | 4130.7122 | 2241318.319
WeekDay | Tuesday | 4 | 2 | 777576.6103 | 704478.2787 | 255387.2303 | 69175.3518 | 3561.1284 | 3456.2328 | 1813634.8322 | 928703.3934 | 841397.9528 | 305023.3048 | 82620.0056 | 4253.2555 | 4127.9728 | 2166125.8849
WeekDay | Tuesday | 4 | 3 | 744269.0714 | 685312.5215 | 254078.0529 | 69174.5883 | 3484.9545 | 3453.1364 | 1759772.3251 | 888922.3301 | 818507.2132 | 303459.6808 | 82619.0938 | 4162.2768 | 4124.2746 | 2101794.8693
WeekDay | Tuesday | 4 | 4 | 734146.4664 | 690328.5031 | 256345.1753 | 69177.4567 | 3718.356 | 3613.1153 | 1757329.0728 | 876832.3347 | 824498.0816 | 306167.4323 | 82622.5196 | 4441.0413 | 4315.3464 | 2098876.7559
WeekDay | Tuesday | 4 | 5 | 752779.2066 | 723468.6685 | 261236.4961 | 121.3211 | 4155.2846 | 3799.356 | 1745560.3329 | 899086.4622 | 864079.2413 | 312009.4113 | 144.9007 | 4962.8896 | 4537.7841 | 2084820.6892
WeekDay | Tuesday | 4 | 6 | 761486.5812 | 775926.4688 | 271143.5098 | 120.0015 | 4974.1536 | 4002.5694 | 1817653.2843 | 909486.1685 | 926732.5368 | 323841.9138 | 143.3245 | 5940.9109 | 4780.4933 | 2170925.3478
WeekDay | Tuesday | 4 | 7 | 626650.0522 | 912163.8509 | 281144.839 | 100.7738 | 3900.1021 | 4029.0605 | 1827988.6784 | 748443.3331 | 1089448.4896 | 335787.0628 | 120.3598 | 4658.1109 | 4812.1331 | 2183269.4892
WeekDay | Tuesday | 4 | 8 | 535982.837 | 1075016.9643 | 285974.535 | 108.9753 | 2810.8158 | 3855.2053 | 1903749.3327 | 640154.3886 | 1283953.1045 | 341555.4398 | 130.1553 | 3357.115 | 4604.4881 | 2273754.6913
WeekDay | Tuesday | 4 | 9 | 520288.8466 | 1161209.5821 | 289714.3888 | 110.5676 | 2003.3728 | 3902.9122 | 1977229.6701 | 621410.1748 | 1386897.7862 | 346022.1572 | 132.0571 | 2392.7405 | 4661.4672 | 2361516.383
WeekDay | Tuesday | 4 | 10 | 524124.3328 | 1215020.1724 | 294996.244 | 123.5024 | 2620.3811 | 3901.4214 | 2040786.0542 | 625991.1114 | 1451166.7947 | 352330.5733 | 147.5058 | 3129.6682 | 4659.6866 | 2437425.3401
WeekDay | Tuesday | 4 | 11 | 548408.2755 | 1231062.2223 | 297048.3007 | 128.1266 | 3203.1112 | 4098.2127 | 2083948.249 | 654994.7873 | 1470326.7154 | 354781.4597 | 153.0288 | 3825.6555 | 4894.7254 | 2488976.3722
WeekDay | Tuesday | 4 | 12 | 553061.4339 | 1233385.6469 | 300631.3264 | 130.4606 | 4025.789 | 4161.2868 | 2095395.9435 | 660552.3155 | 1473101.7118 | 359060.8685 | 155.8164 | 4808.2258 | 4970.0584 | 2502648.9963
WeekDay | Tuesday | 4 | 13 | 552017.1842 | 1230818.8576 | 303685.5923 | 142.0103 | 4768.4842 | 4035.9413 | 2095468.07 | 659305.1095 | 1470036.0513 | 362708.7497 | 169.6109 | 5695.2683 | 4820.3513 | 2502735.141
WeekDay | Tuesday | 4 | 14 | 561378.1033 | 1218903.3395 | 306276.1068 | 132.0965 | 4376.1888 | 4170.8053 | 2095236.6402 | 670485.3806 | 1455804.6792 | 365802.7466 | 157.7703 | 5226.7279 | 4981.4268 | 2502458.7314
WeekDay | Tuesday | 4 | 15 | 608716.4691 | 1169937.4419 | 304260.3047 | 123.1207 | 4250.5019 | 4501.0843 | 2091788.9226 | 727024.2481 | 1397321.959 | 363395.161 | 147.0499 | 5076.613 | 5375.8977 | 2498340.9287
WeekDay | Tuesday | 4 | 16 | 668796.5898 | 1098375.9094 | 298755.1055 | 112.9124 | 3572.5545 | 4609.6865 | 2074222.7581 | 798781.3088 | 1311852.0038 | 356819.9925 | 134.8576 | 4266.9023 | 5505.6073 | 2477360.6724
WeekDay | Tuesday | 4 | 17 | 728779.3759 | 987767.9421 | 289562.3279 | 100.4139 | 3759.1804 | 4481.13 | 2014450.3701 | 870422.1173 | 1179746.6997 | 345840.5422 | 119.9299 | 4489.8002 | 5352.0651 | 2405971.1543
WeekDay | Tuesday | 4 | 18 | 792390.9277 | 934247.6343 | 281629.1372 | 69156.1677 | 3191.6851 | 4472.1849 | 2085087.7369 | 946396.9643 | 1115824.3919 | 336365.4873 | 82597.093 | 3812.0087 | 5341.3815 | 2490337.3266
WeekDay | Tuesday | 4 | 19 | 911884.0628 | 923559.4591 | 277949.8179 | 69354.2252 | 2121.4423 | 4418.0558 | 2189287.0631 | 1089114.3231 | 1103058.9042 | 331971.0697 | 82833.6442 | 2533.7576 | 5276.7321 | 2614788.4308
WeekDay | Tuesday | 4 | 20 | 989306.8468 | 888887.6697 | 272567.547 | 69548.5637 | 2338.5378 | 4139.3829 | 2226788.5479 | 1181584.7 | 1061648.4399 | 325542.7214 | 83065.7536 | 2793.0469 | 4943.8973 | 2659578.5592
WeekDay | Tuesday | 4 | 21 | 1033679.5609 | 838671.7766 | 267057.6632 | 69538.6172 | 1862.4511 | 3940.8714 | 2214750.9405 | 1234581.5232 | 1001672.78 | 318961.958 | 83053.8739 | 2224.4299 | 4706.8039 | 2645201.3689
WeekDay | Tuesday | 4 | 22 | 1040095.7808 | 794801.1248 | 263046.6793 | 69354.3234 | 1816.7468 | 3746.6031 | 2172861.2582 | 1242244.7748 | 949275.598 | 314171.4147 | 82833.7615 | 2169.8427 | 4474.7784 | 2595170.1701
WeekDay | Tuesday | 4 | 23 | 972833.8255 | 760074.973 | 262831.0714 | 69205.4748 | 1934.8163 | 3613.23 | 2070493.391 | 1161910.046 | 907800.2056 | 313913.9021 | 82655.9833 | 2310.8597 | 4315.4834 | 2472906.4801
WeekDay | Wednesday | 4 | 0 | 882276.6551 | 730207.5098 | 260250.279 | 69195.0703 | 2993.633 | 3573.78 | 1948496.9271 | 1053752.534 | 872127.8177 | 310831.5169 | 82643.5566 | 3575.464 | 4268.3661 | 2327199.2552
WeekDay | Wednesday | 4 | 1 | 820074.901 | 707750.7 | 256625.1894 | 69179.278 | 3397.3546 | 3498.8938 | 1860526.3167 | 979461.4875 | 845306.3893 | 306501.8688 | 82624.695 | 4057.6512 | 4178.9253 | 2222131.0171
WeekDay | Wednesday | 4 | 2 | 776414.7602 | 686133.6337 | 255312.1738 | 69176.4315 | 3884.8673 | 3472.5173 | 1794394.3839 | 927315.7307 | 819487.9135 | 304933.6607 | 82621.2952 | 4639.9151 | 4147.4224 | 2143145.9376
WeekDay | Wednesday | 4 | 3 | 738478.1784 | 676798.957 | 255503.1309 | 69175.0137 | 3865.8238 | 3571.8304 | 1747392.9343 | 882005.9416 | 808338.9852 | 305161.7314 | 82619.6018 | 4617.1704 | 4266.0376 | 2087009.468
WeekDay | Wednesday | 4 | 4 | 684114.9469 | 670842.4065 | 256524.7763 | 69178.2746 | 2509.929 | 3729.057 | 1686899.3902 | 817076.8825 | 801224.7425 | 306381.9398 | 82623.4966 | 2997.7491 | 4453.8221 | 2014758.6326
WeekDay | Wednesday | 4 | 5 | 704023.5223 | 696645.0011 | 260262.0556 | 123.0225 | 3248.8155 | 4015.6429 | 1668318.0599 | 840854.8117 | 832042.2296 | 310845.5823 | 146.9327 | 3880.2427 | 4796.1077 | 1992565.9068
WeekDay | Wednesday | 4 | 6 | 720130.6338 | 730319.2449 | 267573.48 | 117.0677 | 4372.3801 | 4191.2183 | 1726704.0249 | 860092.4391 | 872261.2693 | 319578.0269 | 139.8205 | 5222.179 | 5005.8073 | 2062299.5421
WeekDay | Wednesday | 4 | 7 | 589205.7907 | 857540.2319 | 281100.5434 | 91.4598 | 3606.8327 | 4364.2708 | 1735909.1293 | 703721.5497 | 1024208.4353 | 335734.158 | 109.2356 | 4307.8427 | 5212.4936 | 2073293.715
WeekDay | Wednesday | 4 | 8 | 517667.4428 | 1027179.141 | 292945.3798 | 106.794 | 2563.2507 | 3880.8936 | 1844342.902 | 618279.2852 | 1226817.7068 | 349881.111 | 127.5501 | 3061.4342 | 4635.1691 | 2202802.2564
WeekDay | Wednesday | 4 | 9 | 508308.1277 | 1126878.8721 | 298039.62 | 113.6977 | 2940.3113 | 3585.0187 | 1939865.6474 | 607100.9298 | 1345894.6921 | 355965.448 | 135.7955 | 3511.7789 | 4281.789 | 2316890.4333
WeekDay | Wednesday | 4 | 10 | 516959.7917 | 1171530.8811 | 302550.0568 | 121.3975 | 2715.5984 | 3453.4804 | 1997331.206 | 617434.0977 | 1399225.0929 | 361352.516 | 144.9918 | 3243.3916 | 4124.6855 | 2385524.7756
WeekDay | Wednesday | 4 | 11 | 533015.2618 | 1195390.5774 | 304536.5071 | 124.3858 | 3043.1461 | 3559.2156 | 2039669.0938 | 636610.047 | 1427722.0675 | 363725.045 | 148.5609 | 3634.6002 | 4250.971 | 2436091.2916
WeekDay | Wednesday | 4 | 12 | 549198.3636 | 1230524.3395 | 305611.0735 | 122.3572 | 3945.8064 | 3868.7375 | 2093270.6778 | 655938.4339 | 1469684.2917 | 365008.4599 | 146.1381 | 4712.6981 | 4620.6504 | 2500110.6722
WeekDay | Wednesday | 4 | 13 | 550698.3183 | 1237147.692 | 301243.1051 | 110.6112 | 4635.1799 | 3760.5941 | 2097595.5006 | 657729.9139 | 1477594.9335 | 359791.5501 | 132.1092 | 5536.0556 | 4491.4886 | 2505276.0508
WeekDay | Wednesday | 4 | 14 | 558911.8954 | 1223139.0471 | 298695.7163 | 149.4156 | 5050.3275 | 3826.6499 | 2089773.0519 | 667539.8501 | 1460863.6225 | 356749.0607 | 178.4555 | 6031.8896 | 4570.3828 | 2495933.2613
WeekDay | Wednesday | 4 | 15 | 610784.768 | 1169806.8435 | 295032.0452 | 157.5626 | 5659.7185 | 4380.0967 | 2085821.0345 | 729494.5336 | 1397165.9781 | 352373.3327 | 188.1859 | 6759.7195 | 5231.3953 | 2491213.145
WeekDay | Wednesday | 4 | 16 | 666316.789 | 1098221.4824 | 287713.6383 | 153.5382 | 5042.7101 | 4429.5239 | 2061877.682 | 795819.5436 | 1311667.563 | 343632.5485 | 183.3793 | 6022.7918 | 5290.429 | 2462616.2551
WeekDay | Wednesday | 4 | 17 | 719694.9588 | 1002603.3975 | 278685.2143 | 152.3931 | 4833.232 | 4352.6881 | 2010321.8838 | 859572.088 | 1197465.5169 | 332849.3949 | 182.0116 | 5772.6003 | 5198.6597 | 2401040.2713
WeekDay | Wednesday | 4 | 18 | 793429.2242 | 938652.4568 | 271031.1614 | 69370.2792 | 3210.7286 | 4552.9198 | 2080246.77 | 947637.0601 | 1121085.3186 | 323707.7299 | 82852.8184 | 3834.7534 | 5437.8077 | 2484555.4881
WeekDay | Wednesday | 4 | 19 | 923118.0404 | 928630.6099 | 267617.597 | 69843.9377 | 2452.7986 | 4480.3272 | 2196143.3108 | 1102531.693 | 1109115.6643 | 319630.7183 | 83418.5354 | 2929.515 | 5351.1063 | 2622977.2323
WeekDay | Wednesday | 4 | 20 | 1011488.7126 | 884876.0712 | 261089.7741 | 69772.2836 | 2197.6161 | 4253.6044 | 2233678.0621 | 1208077.7475 | 1056857.1627 | 311834.173 | 83332.9549 | 2624.7363 | 5080.3185 | 2667807.0928
WeekDay | Wednesday | 4 | 21 | 1080455.8602 | 843104.4835 | 255674.1871 | 69769.4371 | 1969.0945 | 4059.9095 | 2255032.972 | 1290449.0832 | 1006967.0107 | 305366.0334 | 83329.5551 | 2351.8001 | 4848.9778 | 2693312.4603
WeekDay | Wednesday | 4 | 22 | 1087551.3446 | 798644.2362 | 252658.1233 | 69674.2692 | 1805.3207 | 3852.4529 | 2214185.7468 | 1298923.6184 | 953865.6417 | 301763.7791 | 83215.8907 | 2156.1958 | 4601.2008 | 2644526.3265
WeekDay | Wednesday | 4 | 23 | 1018402.7254 | 765737.8935 | 250338.4089 | 69398.5591 | 2014.7988 | 3728.8277 | 2109621.2134 | 1216335.541 | 914563.7495 | 298993.214 | 82886.5947 | 2406.3873 | 4453.5482 | 2519639.0347
WeekDay | Thursday | 4 | 0 | 932303.3363 | 683772.7973 | 247264.5319 | 69292.9866 | 3054.5721 | 3668.6205 | 1939356.8447 | 1113502.2075 | 816668.234 | 295321.9102 | 82760.5035 | 3648.247 | 4381.6394 | 2316282.7417
WeekDay | Thursday | 4 | 1 | 867551.9001 | 669754.3092 | 245749.3476 | 69178.0456 | 3732.5196 | 3602.3354 | 1859568.4575 | 1036165.9327 | 799925.1669 | 293512.2405 | 82623.223 | 4457.9577 | 4302.4713 | 2220986.9921
WeekDay | Thursday | 4 | 2 | 817208.9621 | 655530.3969 | 244969.2373 | 69173.9776 | 3488.7632 | 3506.1187 | 1793877.4559 | 976038.5359 | 782936.75 | 292580.511 | 82618.3644 | 4166.8257 | 4187.5543 | 2142528.5414
WeekDay | Thursday | 4 | 3 | 780544.6276 | 648312.3692 | 244540.9943 | 69173.9776 | 4010.5542 | 3525.3849 | 1750107.9078 | 932248.2631 | 774315.8542 | 292069.0364 | 82618.3644 | 4790.03 | 4210.5651 | 2090252.1132
WeekDay | Thursday | 4 | 4 | 758092.5723 | 647720.8187 | 245596.0956 | 69174.4575 | 3663.9631 | 3711.5109 | 1727959.4181 | 905432.5132 | 773609.3323 | 293329.2031 | 82618.9375 | 4376.0768 | 4432.8659 | 2063798.9287
WeekDay | Thursday | 4 | 5 | 759171.2492 | 673237.6742 | 249405.3943 | 119.1072 | 4098.1541 | 4035.4826 | 1690067.0616 | 906720.8375 | 804085.5452 | 297878.8623 | 142.2564 | 4894.6555 | 4819.8034 | 2018541.9603
WeekDay | Thursday | 4 | 6 | 763165.6836 | 708227.4078 | 256751.3183 | 117.5258 | 4806.5711 | 4103.488 | 1737171.9946 | 911491.6148 | 845875.7481 | 306652.5117 | 140.3676 | 5740.7577 | 4901.026 | 2074802.0259
WeekDay | Thursday | 4 | 7 | 632458.3445 | 847646.8123 | 269845.7036 | 96.1386 | 3145.9808 | 4339.7292 | 1757532.7091 | 755380.5027 | 1012392.169 | 322291.8711 | 114.8237 | 3757.4214 | 5183.1822 | 2099119.9702
WeekDay | Thursday | 4 | 8 | 556513.9558 | 1033184.2367 | 281025.5169 | 112.029 | 2266.1726 | 4161.5162 | 1877263.4272 | 664675.8563 | 1233989.9296 | 335644.5497 | 133.8025 | 2706.6171 | 4970.3324 | 2242121.0876
WeekDay | Thursday | 4 | 9 | 535810.6783 | 1126579.6916 | 286867.7115 | 120.8958 | 1854.8337 | 4028.1431 | 1955261.954 | 639948.7698 | 1345537.3641 | 342622.2106 | 144.3926 | 2215.332 | 4811.0374 | 2335279.1065
WeekDay | Thursday | 4 | 10 | 537213.8842 | 1171656.1213 | 292352.266 | 129.5117 | 2189.9987 | 4055.8957 | 2007597.6777 | 641624.6974 | 1399374.6743 | 349172.7219 | 154.6831 | 2615.6384 | 4844.1839 | 2397786.5991
WeekDay | Thursday | 4 | 11 | 556874.249 | 1185785.9454 | 293956.7253 | 131.8566 | 2433.7551 | 4038.6936 | 2043221.225 | 665106.1746 | 1416250.7163 | 351089.0177 | 157.4837 | 2906.7703 | 4823.6385 | 2440333.8013
WeekDay | Thursday | 4 | 12 | 548813.8356 | 1174350.9684 | 298071.4722 | 124.713 | 3027.9113 | 3982.8444 | 2028371.7448 | 655479.1705 | 1402593.2814 | 356003.4909 | 148.9517 | 3616.4044 | 4756.9346 | 2422598.2335
WeekDay | Thursday | 4 | 13 | 547871.3029 | 1176747.387 | 298065.6994 | 116.7078 | 3801.0761 | 4219.0856 | 2030821.2588 | 654353.4507 | 1405455.4588 | 355996.5961 | 139.3907 | 4539.8385 | 5039.0908 | 2425523.8256
WeekDay | Thursday | 4 | 14 | 550320.6593 | 1174773.7883 | 295763.9731 | 116.9041 | 4029.5977 | 4659.2284 | 2029664.1509 | 657278.8546 | 1403098.279 | 353247.5152 | 139.6251 | 4812.7747 | 5564.778 | 2424141.8267
WeekDay | Thursday | 4 | 15 | 595169.8747 | 1132399.9819 | 292551.9384 | 119.7943 | 4703.7364 | 4739.9632 | 2029685.2888 | 710844.79 | 1352488.8634 | 349411.2018 | 143.077 | 5617.9364 | 5661.2042 | 2424167.0729
WeekDay | Thursday | 4 | 16 | 656157.0622 | 1063560.0429 | 286771.693 | 120.6231 | 4608.5191 | 4829.8725 | 2016047.8129 | 783685.2115 | 1270269.4601 | 342507.5303 | 144.067 | 5504.213 | 5768.5879 | 2407879.0699
WeekDay | Thursday | 4 | 17 | 715391.3693 | 964253.3929 | 278244.5451 | 141.0833 | 4562.8148 | 4709.4583 | 1967302.6637 | 854432.0695 | 1151661.9536 | 332323.079 | 168.5037 | 5449.6258 | 5624.7704 | 2349660.0019
WeekDay | Thursday | 4 | 18 | 797598.5278 | 904544.137 | 270493.6937 | 69447.9426 | 3340.2242 | 4490.5337 | 2049915.059 | 952616.6935 | 1080347.8376 | 323065.802 | 82945.5762 | 3989.4172 | 5363.2965 | 2448328.623
WeekDay | Thursday | 4 | 19 | 908883.8783 | 901299.6218 | 266865.6432 | 69698.9391 | 2163.3379 | 4461.1756 | 2153372.5959 | 1085531.0343 | 1076472.731 | 318732.6177 | 83245.3554 | 2583.7959 | 5328.2324 | 2571893.7666
WeekDay | Thursday | 4 | 20 | 983276.9452 | 859408.6507 | 262248.0903 | 69811.1317 | 1953.8597 | 4238.8106 | 2180937.4883 | 1174382.85 | 1026439.9927 | 313217.6151 | 83379.3533 | 2333.6044 | 5062.6495 | 2604816.0649
WeekDay | Thursday | 4 | 21 | 1039236.4761 | 824441.2467 | 257004.5373 | 69672.1206 | 1976.7119 | 4028.6018 | 2196359.6944 | 1241218.4589 | 984676.4594 | 306954.9454 | 83213.3246 | 2360.898 | 4811.5852 | 2623235.6715
WeekDay | Thursday | 4 | 22 | 1061308.7284 | 778985.9027 | 252815.7636 | 69231.0391 | 1999.5641 | 3853.2557 | 2168194.2536 | 1267580.5888 | 930386.5904 | 301952.0578 | 82686.5161 | 2388.1916 | 4602.1596 | 2589596.1044
WeekDay | Thursday | 4 | 23 | 1006120.2527 | 743917.208 | 252324.7353 | 69202.2248 | 1626.3121 | 3686.9694 | 2076877.7023 | 1201665.8944 | 888502.0799 | 301365.5951 | 82652.1016 | 1942.3958 | 4403.5545 | 2480531.6213
WeekDay | Friday | 4 | 0 | 932835.4899 | 724038.1547 | 249646.9848 | 69191.6457 | 2624.1898 | 3665.4095 | 1982001.8744 | 1114137.7885 | 864759.4106 | 298167.4074 | 82639.4664 | 3134.2172 | 4377.8043 | 2367216.0944
WeekDay | Friday | 4 | 1 | 873176.6649 | 702732.6898 | 245433.8069 | 69179.4525 | 2959.3548 | 3629.6293 | 1897111.5982 | 1042883.905 | 839313.098 | 293135.3725 | 82624.9034 | 3534.5236 | 4335.07 | 2265826.8725
WeekDay | Friday | 4 | 2 | 829092.1688 | 684824.8352 | 244262.4818 | 69178.6673 | 3035.5287 | 3598.4362 | 1833992.1179 | 990231.3166 | 817924.742 | 291736.3932 | 82623.9655 | 3625.5023 | 4297.8144 | 2190439.734
WeekDay | Friday | 4 | 3 | 795450.7285 | 671880.7756 | 242114.4067 | 69178.7436 | 3583.9805 | 3625.8448 | 1785834.4798 | 950051.4561 | 802464.9251 | 289170.8265 | 82624.0567 | 4280.5491 | 4330.55 | 2132922.3635
WeekDay | Friday | 4 | 4 | 766067.636 | 672438.4382 | 243968.4918 | 69181.6229 | 1557.7556 | 3750.9609 | 1756964.9054 | 914957.5794 | 803130.9728 | 291385.2644 | 82627.4956 | 1860.515 | 4479.9832 | 2098441.8103
WeekDay | Friday | 4 | 5 | 776863.6847 | 695197.6353 | 249008.3436 | 125.8145 | 2700.3637 | 4040.5285 | 1727936.3704 | 927851.9064 | 830313.5595 | 297404.6424 | 150.2673 | 3225.1959 | 4825.83 | 2063771.4016
WeekDay | Friday | 4 | 6 | 777242.9178 | 722107.0188 | 252422.6265 | 123.6551 | 3808.6934 | 4146.8371 | 1759851.7488 | 928304.8458 | 862452.9467 | 301482.5121 | 147.6882 | 4548.9364 | 4952.8003 | 2101889.7295
WeekDay | Friday | 4 | 7 | 647367.6701 | 861736.1956 | 263682.4608 | 98.658 | 3035.5287 | 4327.4585 | 1780247.9716 | 773187.5472 | 1029219.9103 | 314930.7642 | 117.8327 | 3625.5023 | 5168.5266 | 2126250.0833
WeekDay | Friday | 4 | 8 | 574341.0039 | 1045021.1224 | 274083.2425 | 115.1591 | 2890.7983 | 4159.6813 | 1900611.0075 | 685967.7004 | 1248127.3867 | 327353.0016 | 137.541 | 3452.6427 | 4968.1409 | 2270006.4133
WeekDay | Friday | 4 | 9 | 550135.6661 | 1128947.8394 | 282088.8512 | 120.9176 | 2799.3897 | 4139.3829 | 1968232.0469 | 657057.9068 | 1348365.7759 | 336914.5495 | 144.4187 | 3343.4682 | 4943.8973 | 2350770.0165
WeekDay | Friday | 4 | 10 | 548953.0954 | 1169986.2274 | 285261.7436 | 117.3076 | 2441.3725 | 4177.8008 | 2010937.5474 | 655645.4963 | 1397380.2263 | 340704.113 | 140.1071 | 2915.8682 | 4989.782 | 2401775.5929
WeekDay | Friday | 4 | 11 | 568630.5401 | 1192404.7016 | 288709.8501 | 119.6852 | 2928.8853 | 4400.3951 | 2057194.0573 | 679147.373 | 1424155.8684 | 344822.3802 | 142.9468 | 3498.1321 | 5255.6389 | 2457022.3392
WeekDay | Friday | 4 | 12 | 575111.768 | 1195655.8602 | 293342.8284 | 117.9293 | 4037.2151 | 3944.5412 | 2072210.1421 | 686888.2674 | 1428038.9096 | 350355.8061 | 140.8496 | 4821.8726 | 4711.1869 | 2474956.8922
WeekDay | Friday | 4 | 13 | 571627.5961 | 1197897.3843 | 293136.7336 | 115.29 | 4456.1713 | 3929.4034 | 2071162.5787 | 682726.9252 | 1430716.0877 | 350109.6556 | 137.6973 | 5322.2556 | 4693.107 | 2473705.7284
WeekDay | Friday | 4 | 14 | 581921.8779 | 1189873.3337 | 290460.4314 | 114.1775 | 4673.2669 | 3921.6051 | 2070964.6924 | 695021.9638 | 1421132.5136 | 346913.1976 | 136.3687 | 5581.5449 | 4683.7931 | 2473469.3818
WeekDay | Friday | 4 | 15 | 623582.7477 | 1143547.4837 | 287673.0424 | 113.2723 | 4341.9105 | 4323.4447 | 2063581.9012 | 744779.8792 | 1365802.9506 | 343584.0625 | 135.2875 | 5185.7875 | 5163.7326 | 2464651.6998
WeekDay | Friday | 4 | 16 | 675570.9213 | 1070706.4528 | 282494.4383 | 105.7797 | 3599.2153 | 4499.4788 | 2036976.2863 | 806872.2732 | 1278804.8186 | 337398.965 | 126.3387 | 4298.7449 | 5373.9801 | 2432875.1204
WeekDay | Friday | 4 | 17 | 733039.7225 | 967811.8607 | 272680.8405 | 104.6455 | 3344.0328 | 4646.3842 | 1981627.4862 | 875510.4883 | 1155912.0315 | 325678.0342 | 124.984 | 3993.9661 | 5549.4374 | 2366768.9416
WeekDay | Friday | 4 | 18 | 789702.9569 | 922590.1562 | 264790.5008 | 69225.237 | 3583.9805 | 4564.9612 | 2054457.7925 | 943186.5699 | 1101901.2113 | 316254.1586 | 82679.5863 | 4280.5491 | 5452.1894 | 2453754.2646
WeekDay | Friday | 4 | 19 | 870418.4177 | 921570.0776 | 261979.1721 | 69507.3708 | 3279.2851 | 4458.9967 | 2131213.3199 | 1039589.5755 | 1100682.8742 | 312896.431 | 83016.5546 | 3916.6342 | 5325.63 | 2545427.6995
WeekDay | Friday | 4 | 20 | 891655.2176 | 878143.0158 | 256982.6934 | 69535.498 | 2993.633 | 4230.3243 | 2103540.3822 | 1064953.8777 | 1048815.4966 | 306928.856 | 83050.1485 | 3575.464 | 5052.5138 | 2512376.3566
WeekDay | Friday | 4 | 21 | 925400.8572 | 839692.8091 | 251158.7273 | 69247.5184 | 2441.3725 | 4066.5609 | 2092007.8455 | 1105258.1893 | 1002892.2565 | 299972.9664 | 82706.1983 | 2915.8682 | 4856.922 | 2498602.4007
WeekDay | Friday | 4 | 22 | 959090.1096 | 800353.0897 | 257697.7337 | 69204.3188 | 2296.6421 | 3860.0218 | 2092501.9159 | 1145495.1546 | 955906.6214 | 307782.8687 | 82654.6026 | 2743.0086 | 4610.2408 | 2499192.4967
WeekDay | Friday | 4 | 23 | 939442.5338 | 773709.2026 | 262971.3562 | 69204.0679 | 2608.955 | 3749.8141 | 2051685.9297 | 1122028.9519 | 924084.3314 | 314081.4521 | 82654.303 | 3116.0214 | 4478.6135 | 2450443.6733
Saturday | Saturday | 4 | 0 | 899662.1034 | 739199.4896 | 258712.2153 | 69177.1949 | 3751.563 | 3641.556 | 1974144.1223 | 1074516.9509 | 882867.4439 | 308994.521 | 82622.207 | 4480.7023 | 4349.3148 | 2357831.14
Saturday | Saturday | 4 | 1 | 857035.5639 | 711436.9795 | 255317.3002 | 69181.5138 | 4204.7976 | 3527.2198 | 1900703.3748 | 1023605.682 | 849709.1198 | 304939.7834 | 82627.3653 | 5022.0258 | 4212.7566 | 2270116.7328
Saturday | Saturday | 4 | 2 | 814979.2075 | 697368.5364 | 253082.3243 | 69180.4777 | 4071.4933 | 3498.091 | 1842180.1303 | 973375.4148 | 832906.3885 | 302270.4262 | 82626.1278 | 4862.813 | 4177.9665 | 2200219.1368
Saturday | Saturday | 4 | 3 | 780266.7356 | 681955.7281 | 251987.9565 | 69178.6127 | 4261.928 | 3512.082 | 1791163.043 | 931916.3611 | 814498.0064 | 300963.3613 | 82623.9004 | 5090.2598 | 4194.6767 | 2139286.5657
Saturday | Saturday | 4 | 4 | 751072.9498 | 678342.5435 | 250138.6583 | 69178.6345 | 3065.9982 | 3519.3069 | 1755318.0913 | 897048.584 | 810182.5771 | 298754.6407 | 82623.9264 | 3661.8938 | 4203.3058 | 2096474.9278
Saturday | Saturday | 4 | 5 | 736601.9587 | 692124.2605 | 250109.9142 | 124.0913 | 3252.6242 | 3620.5695 | 1685833.4184 | 879765.067 | 826642.8553 | 298720.3099 | 148.2092 | 3884.7917 | 4324.2494 | 2013485.4826
Saturday | Saturday | 4 | 6 | 736734.9163 | 687458.7027 | 248781.0419 | 122.1827 | 4783.719 | 3455.3153 | 1681335.878 | 879923.8657 | 821070.5178 | 297133.1632 | 145.9297 | 5713.4641 | 4126.877 | 2008113.8176
Saturday | Saturday | 4 | 7 | 734778.508 | 726336.1401 | 254302.7917 | 98.3199 | 3793.4587 | 3213.1107 | 1722522.329 | 877587.2174 | 867504.0236 | 303728.099 | 117.4289 | 4530.7406 | 3837.5984 | 2057305.108
Saturday | Saturday | 4 | 8 | 725702.952 | 803354.8077 | 256641.9307 | 91.1435 | 2826.0505 | 2836.2714 | 1791453.1558 | 866747.7715 | 959491.7416 | 306521.8639 | 108.8579 | 3375.3108 | 3387.5182 | 2139633.0638
Saturday | Saturday | 4 | 9 | 697299.1977 | 883111.3152 | 258110.134 | 90.162 | 1675.8251 | 2849.0009 | 1843135.6349 | 832823.5734 | 1054749.4154 | 308275.4215 | 107.6855 | 2001.532 | 3402.7217 | 2201360.3496
Saturday | Saturday | 4 | 10 | 678421.1047 | 913944.5081 | 260711.8925 | 94.4481 | 1725.3381 | 2965.0573 | 1857862.3489 | 810276.4072 | 1091575.2286 | 311382.8477 | 112.8047 | 2060.6682 | 3541.3344 | 2218949.2908
Saturday | Saturday | 4 | 11 | 678511.0747 | 928941.6564 | 261160.058 | 94.9607 | 2536.5898 | 2748.7704 | 1873993.1101 | 810383.8634 | 1109487.1646 | 311918.117 | 113.4169 | 3029.5916 | 3283.0108 | 2238215.1644
Saturday | Saturday | 4 | 12 | 670588.1223 | 927776.4881 | 262990.2804 | 94.9825 | 3161.2156 | 2606.6816 | 1867217.7706 | 800921.0367 | 1108095.5387 | 314104.0543 | 113.443 | 3775.6172 | 3113.3062 | 2230122.9961
Saturday | Saturday | 4 | 13 | 662683.41 | 907103.2549 | 264136.3634 | 96.6512 | 3911.5282 | 3141.7796 | 1841072.9872 | 791479.995 | 1083404.3359 | 315472.8855 | 115.436 | 4671.7577 | 3752.4037 | 2198896.8137
Saturday | Saturday | 4 | 14 | 653078.5686 | 883934.526 | 261979.7917 | 97.1093 | 4124.815 | 3251.4139 | 1806466.2244 | 780008.3937 | 1055732.6224 | 312897.171 | 115.983 | 4926.4981 | 3883.3461 | 2157564.0143
Saturday | Saturday | 4 | 15 | 654899.0369 | 868249.4242 | 257760.11 | 94.6881 | 4612.3278 | 4222.6407 | 1789838.2277 | 782182.6813 | 1036999.0248 | 307857.3683 | 113.0913 | 5508.762 | 5043.3369 | 2137704.2645
Saturday | Saturday | 4 | 16 | 674278.6398 | 850562.6857 | 252382.3802 | 96.1495 | 3983.8933 | 3970.8029 | 1785274.5514 | 805328.8288 | 1015874.7602 | 301434.4436 | 114.8368 | 4758.1875 | 4742.5529 | 2132253.6097
Saturday | Saturday | 4 | 17 | 692102.3822 | 821006.6901 | 247500.3239 | 90.391 | 4463.7887 | 4202.5717 | 1769366.1476 | 826616.7249 | 980574.3756 | 295603.5298 | 107.9591 | 5331.3534 | 5019.3673 | 2113253.3101
Saturday | Saturday | 4 | 18 | 724036.5149 | 820161.3 | 243496.775 | 69351.4332 | 3663.9631 | 4281.357 | 1864991.3432 | 864757.4521 | 979564.6787 | 290821.8666 | 82830.3096 | 4376.0768 | 5113.465 | 2227463.8488
Saturday | Saturday | 4 | 19 | 787245.1224 | 838131.7502 | 244227.5586 | 69440.6791 | 2551.8246 | 4321.0364 | 1945917.9712 | 940251.0402 | 1001027.7962 | 291694.6824 | 82936.9009 | 3047.7874 | 5160.8563 | 2324119.0634
Saturday | Saturday | 4 | 20 | 812073.2994 | 825035.431 | 241434.9316 | 69497.1516 | 2304.2595 | 4058.1893 | 1954403.2624 | 969904.7256 | 985386.127 | 288359.2913 | 83004.3493 | 2752.1065 | 4846.9233 | 2334253.5229
Saturday | Saturday | 4 | 21 | 832546.6881 | 804066.3176 | 239592.1792 | 69496.988 | 2445.1812 | 3915.2977 | 1952062.6519 | 994357.243 | 960341.5378 | 286158.3887 | 83004.1539 | 2920.4172 | 4676.2598 | 2331458.0004
Saturday | Saturday | 4 | 22 | 849970.6153 | 778681.1007 | 233930.2135 | 69495.1449 | 2315.6856 | 3732.3827 | 1938125.1427 | 1015167.6173 | 930022.5483 | 279395.9852 | 83001.9525 | 2765.7533 | 4457.7942 | 2314811.6508
Saturday | Saturday | 4 | 23 | 838448.4649 | 755472.559 | 225524.9444 | 69489.5718 | 2110.0162 | 3601.6473 | 1894647.2036 | 1001406.0663 | 902303.2842 | 269357.1005 | 82995.2962 | 2520.1108 | 4301.6495 | 2262883.5076
Sunday | Sunday | 4 | 0 | 799244.5845 | 728861.8822 | 221337.1637 | 69437.6253 | 3363.0763 | 3556.3486 | 1825800.6806 | 954582.6713 | 870520.6592 | 264355.3989 | 82933.2537 | 4016.7108 | 4247.5468 | 2180656.2407
Sunday | Sunday | 4 | 1 | 758280.9476 | 696153.1675 | 220491.041 | 69175.6462 | 3983.8933 | 3457.1502 | 1751541.846 | 905657.5004 | 831454.8052 | 263344.8271 | 82620.3573 | 4758.1875 | 4129.0685 | 2091964.746
Sunday | Sunday | 4 | 2 | 724629.422 | 672264.1787 | 219272.992 | 69163.8566 | 4037.2151 | 3403.0211 | 1692770.6854 | 865465.5943 | 802922.8449 | 261890.0428 | 82606.2763 | 4821.8726 | 4064.4192 | 2021771.05
Sunday | Sunday | 4 | 3 | 697124.19 | 672627.238 | 218464.9986 | 69162.0025 | 3641.1109 | 3449.3519 | 1664468.892 | 832614.5518 | 803356.467 | 260925.011 | 82604.0619 | 4348.7832 | 4119.7546 | 1987968.6294
Sunday | Sunday | 4 | 4 | 667651.0359 | 669856.7289 | 216517.5199 | 69161.828 | 2803.1984 | 3458.4117 | 1629448.7228 | 797413.1094 | 800047.4925 | 258599.0278 | 82603.8535 | 3348.0172 | 4130.5752 | 1946142.0755
Sunday | Sunday | 4 | 5 | 658686.4145 | 671634.1801 | 216448.2352 | 107.5902 | 3469.7197 | 3485.1322 | 1553831.2719 | 786706.1589 | 802170.4022 | 258516.2772 | 128.501 | 4144.081 | 4162.489 | 1855827.9093
Sunday | Sunday | 4 | 6 | 663475.2471 | 653427.106 | 215056.7288 | 101.2755 | 4155.2846 | 3329.8551 | 1539545.4971 | 792425.7305 | 780424.6716 | 256854.323 | 120.959 | 4962.8896 | 3977.0329 | 1838765.6066
Sunday | Sunday | 4 | 7 | 694566.0999 | 660129.8999 | 218163.8078 | 70.6507 | 3888.676 | 3057.8336 | 1579876.968 | 829559.2813 | 788430.1946 | 260565.2819 | 84.3821 | 4644.464 | 3652.1424 | 1886935.7462
Sunday | Sunday | 4 | 8 | 718752.2633 | 695175.1563 | 220518.5047 | 68.0005 | 3347.8415 | 2645.0995 | 1640506.8658 | 858446.1739 | 830286.7115 | 263377.6285 | 81.2168 | 3998.5151 | 3159.1908 | 1959349.4365
Sunday | Sunday | 4 | 9 | 720204.1655 | 731323.892 | 224509.9092 | 75.6567 | 2867.9462 | 2341.3116 | 1681322.8812 | 860180.2621 | 873461.1757 | 268144.787 | 90.361 | 3425.3491 | 2796.3598 | 2008098.2948
Sunday | Sunday | 4 | 10 | 707309.4264 | 760900.2845 | 229994.387 | 75.8857 | 2395.6682 | 2400.1425 | 1703075.7943 | 844779.3514 | 908785.9215 | 274695.2067 | 90.6346 | 2861.281 | 2866.6249 | 2034079.02
Sunday | Sunday | 4 | 11 | 688938.6024 | 779265.3645 | 231869.6586 | 68.6876 | 2391.8595 | 2532.8275 | 1705067.0001 | 822838.0451 | 930720.3673 | 276934.9488 | 82.0374 | 2856.732 | 3025.0981 | 2036457.2288
Sunday | Sunday | 4 | 12 | 685191.133 | 800571.3016 | 233661.5633 | 66.7899 | 3538.2762 | 2517.9191 | 1725546.9831 | 818362.2321 | 956167.244 | 279075.1212 | 79.7709 | 4225.9619 | 3007.2921 | 2060917.6221
Sunday | Sunday | 4 | 13 | 675410.7524 | 797406.9308 | 236953.8681 | 69.5928 | 3957.2325 | 2624.3424 | 1716422.719 | 806680.9744 | 952387.8584 | 283007.3057 | 83.1186 | 4726.3449 | 3134.3994 | 2050020.0013
Sunday | Sunday | 4 | 14 | 655892.6804 | 799094.9149 | 238410.9682 | 77.2817 | 4997.0058 | 2865.5149 | 1701338.3659 | 783369.4455 | 954403.9125 | 284747.6021 | 92.3019 | 5968.2045 | 3422.4453 | 2032003.9117
Sunday | Sunday | 4 | 15 | 652950.2574 | 791842.317 | 237182.9145 | 80.9353 | 4711.3538 | 3422.6314 | 1690190.4095 | 779855.1445 | 945741.7278 | 283280.8686 | 96.6656 | 5627.0343 | 4087.8409 | 2018689.2816
Sunday | Sunday | 4 | 16 | 656109.9438 | 832439.6263 | 236496.2461 | 76.5728 | 4185.7541 | 3980.5508 | 1733288.6938 | 783628.9353 | 994229.373 | 282460.7419 | 91.4552 | 4999.2811 | 4754.1952 | 2070163.9818
Sunday | Sunday | 4 | 17 | 679038.8116 | 830021.2643 | 234944.4276 | 74.7951 | 4840.8494 | 3982.0416 | 1752902.1896 | 811014.1692 | 991340.9876 | 280607.3181 | 89.332 | 5781.6981 | 4755.9758 | 2093589.4809
Sunday | Sunday | 4 | 18 | 717631.3032 | 849573.9691 | 235016.2833 | 69128.2259 | 2685.1289 | 4098.7861 | 1878133.6964 | 857107.3483 | 1014693.8805 | 280693.1393 | 82563.7205 | 3207.0001 | 4895.4103 | 2243160.499
Sunday | Sunday | 4 | 19 | 828446.4388 | 812156.4566 | 236540.7564 | 69151.9906 | 1843.4076 | 4120.8047 | 1952259.8547 | 989460.085 | 970004.045 | 282513.9031 | 82592.1041 | 2201.6852 | 4921.7083 | 2331693.5308
Sunday | Sunday | 4 | 20 | 901942.8161 | 792058.077 | 236339.5484 | 69187.4577 | 2026.2249 | 3853.7144 | 2005407.8385 | 1077240.9341 | 945999.422 | 282273.5891 | 82634.4644 | 2420.0342 | 4602.7075 | 2395171.1512
Sunday | Sunday | 4 | 21 | 954573.4501 | 767330.9578 | 235504.345 | 69188.4175 | 1790.0859 | 3688.0015 | 2032075.2578 | 1140100.6546 | 916466.4356 | 281276.0589 | 82635.6107 | 2138.0001 | 4404.7872 | 2427021.547
Sunday | Sunday | 4 | 22 | 953297.2924 | 749401.312 | 231109.6172 | 69189.5844 | 1576.7991 | 3592.8169 | 2008167.422 | 1138576.4678 | 895052.0531 | 276027.1888 | 82637.0045 | 1883.2597 | 4291.1029 | 2398467.0767
Sunday | Sunday | 4 | 23 | 899603.3321 | 728346.2896 | 234295.624 | 69188.1666 | 1702.486 | 3523.0913 | 1936658.9896 | 1074446.757 | 869904.8579 | 279832.4155 | 82635.3111 | 2033.3746 | 4207.8257 | 2313060.5419
WeekDay | Monday | 4 | 0 | 817845.5067 | 708643.3223 | 236451.6642 | 69167.761 | 2867.9462 | 3462.0814 | 1838438.2818 | 976798.7969 | 846372.4982 | 282407.4953 | 82610.9396 | 3425.3491 | 4134.9582 | 2195750.0371
WeekDay | Monday | 4 | 1 | 759700.8288 | 693171.6291 | 236184.8702 | 69162.7332 | 3561.1284 | 3430.315 | 1765211.5047 | 907353.3441 | 827893.7864 | 282088.8483 | 82604.9346 | 4253.2555 | 4097.0178 | 2108291.1868
WeekDay | Monday | 4 | 2 | 715068.2067 | 676108.239 | 237486.1981 | 69162.7332 | 3648.7283 | 3371.8281 | 1704845.9334 | 854046.0982 | 807514.0219 | 283643.0972 | 82604.9346 | 4357.8811 | 4027.1636 | 2036193.1965
WeekDay | Monday | 4 | 3 | 684815.4999 | 669182.6854 | 238789.2746 | 69162.4824 | 3111.7025 | 3447.9758 | 1668509.6206 | 817913.5923 | 799242.4445 | 285199.4346 | 82604.635 | 3716.481 | 4118.111 | 1992794.6984
WeekDay | Monday | 4 | 4 | 674197.2024 | 669589.1772 | 241574.0197 | 69163.2131 | 3024.1026 | 3517.128 | 1661064.8429 | 805231.5636 | 799727.9404 | 288525.412 | 82605.5078 | 3611.8555 | 4200.7033 | 1983902.9826
WeekDay | Monday | 4 | 5 | 700950.8102 | 698334.0891 | 248581.2914 | 106.9249 | 4041.0237 | 3832.8426 | 1655846.982 | 837184.8992 | 834059.6023 | 296894.5899 | 127.7064 | 4826.4215 | 4577.7791 | 1977670.9984
WeekDay | Monday | 4 | 6 | 724841.47 | 746012.632 | 256756.7261 | 101.3518 | 4547.58 | 3992.3628 | 1736252.1228 | 865718.8552 | 891004.7624 | 306658.9706 | 121.0501 | 5431.43 | 4768.303 | 2073703.3714
WeekDay | Monday | 4 | 7 | 605475.0089 | 893989.6845 | 275259.3236 | 74.9914 | 3496.3806 | 4216.9067 | 1782512.2957 | 723152.7903 | 1067742.0626 | 328757.6613 | 89.5664 | 4175.9236 | 5036.4884 | 2128954.4926
WeekDay | Monday | 4 | 8 | 535012.3531 | 1084291.3043 | 290603.0515 | 99.4432 | 2589.9115 | 4105.7816 | 1916701.8452 | 638995.2852 | 1295029.9693 | 347083.5368 | 118.7706 | 3093.2767 | 4903.7654 | 2289224.6041
WeekDay | Monday | 4 | 9 | 524966.8651 | 1168072.3711 | 300696.2412 | 110.7857 | 2776.5375 | 3996.7207 | 2000619.5213 | 626997.395 | 1395094.4003 | 359138.3999 | 132.3176 | 3316.1746 | 4773.5079 | 2389452.1952
WeekDay | Monday | 4 | 10 | 535059.0882 | 1224514.4234 | 306876.4181 | 120.6886 | 3168.8329 | 4520.924 | 2074260.3753 | 639051.1036 | 1462506.3117 | 366519.732 | 144.1451 | 3784.7151 | 5399.5933 | 2477405.6008
WeekDay | Monday | 4 | 11 | 556849.0553 | 1234626.5489 | 310573.8555 | 122.5317 | 2791.7723 | 4506.1303 | 2109469.8939 | 665076.0843 | 1474583.7908 | 370935.789 | 146.3465 | 3334.3704 | 5381.9243 | 2519458.3053
WeekDay | Monday | 4 | 12 | 552672.0152 | 1216437.3532 | 314268.9181 | 126.1962 | 3576.3631 | 4081.9281 | 2091162.774 | 660087.2109 | 1452859.4133 | 375349.0097 | 150.7233 | 4271.4513 | 4875.2758 | 2497593.0844
WeekDay | Monday | 4 | 13 | 554187.8857 | 1232674.135 | 315679.8397 | 116.8278 | 3999.1281 | 3653.024 | 2110310.8403 | 661897.7001 | 1472251.9132 | 377034.1526 | 139.534 | 4776.3832 | 4363.0117 | 2520462.6948
WeekDay | Monday | 4 | 14 | 563843.1612 | 1228263.1488 | 308991.7477 | 118.4964 | 4353.3366 | 3840.7556 | 2109410.6463 | 673429.5376 | 1466983.6248 | 369046.1889 | 141.5269 | 5199.4343 | 4587.23 | 2519387.5426
WeekDay | Monday | 4 | 15 | 615715.5941 | 1181965.5941 | 300859.0959 | 125.9672 | 5236.9535 | 4261.8614 | 2108165.0662 | 735383.696 | 1411687.8564 | 359332.9064 | 150.4497 | 6254.7875 | 5090.1803 | 2517899.8763
WeekDay | Monday | 4 | 16 | 668445.6906 | 1103953.6737 | 292693.0139 | 114.1885 | 5198.8666 | 4242.251 | 2074647.6843 | 798362.2102 | 1318513.8408 | 349579.6963 | 136.3817 | 6209.2982 | 5066.7586 | 2477868.1857
WeekDay | Monday | 4 | 17 | 722142.7001 | 985144.3908 | 285479.8258 | 105.8888 | 4848.4668 | 4389.3858 | 2002110.6581 | 862495.5628 | 1176613.2452 | 340964.5808 | 126.4689 | 5790.796 | 5242.4898 | 2391233.1435
WeekDay | Monday | 4 | 18 | 793429.5869 | 916113.6827 | 278405.6272 | 69156.364 | 3378.3111 | 4331.3576 | 2064814.9294 | 947637.4933 | 1094165.9955 | 332515.4683 | 82597.3275 | 4034.9066 | 5173.1835 | 2466124.3746
WeekDay | Monday | 4 | 19 | 926768.965 | 917619.0456 | 274401.0232 | 69162.6024 | 1972.9032 | 4342.4816 | 2194267.0209 | 1106892.1973 | 1095963.9349 | 327732.5449 | 82604.7783 | 2356.349 | 5186.4695 | 2620736.274
WeekDay | Monday | 4 | 20 | 1020825.5842 | 880743.6464 | 268405.2808 | 69204.5696 | 1687.2512 | 4167.9383 | 2245034.2705 | 1219229.2973 | 1051921.5757 | 320571.4933 | 82654.9022 | 2015.1788 | 4978.0026 | 2681370.4499
WeekDay | Monday | 4 | 21 | 1069106.7974 | 838491.0353 | 263541.0011 | 69211.8441 | 1458.7296 | 3921.9492 | 2245731.3567 | 1276894.2604 | 1001456.9106 | 314761.811 | 82663.5905 | 1742.2426 | 4684.204 | 2682203.0191
WeekDay | Monday | 4 | 22 | 1077452.0454 | 786469.777 | 260004.5578 | 69201.0578 | 1675.8251 | 3706.5797 | 2198509.8428 | 1286861.4585 | 939325.0016 | 310538.0383 | 82650.7078 | 2001.532 | 4426.9762 | 2625803.7144
WeekDay | Monday | 4 | 23 | 1008473.359 | 756142.5305 | 260764.5724 | 69197.2733 | 1515.86 | 3598.895 | 2099692.4903 | 1204476.3414 | 903103.4688 | 311445.7663 | 82646.1878 | 1810.4767 | 4298.3623 | 2507780.6033
WeekDay | Tuesday | 4 | 0 | 928209.4497 | 745341.9142 | 258800.7426 | 69172.3198 | 2753.6854 | 3555.7752 | 2007833.8869 | 1108612.649 | 890203.6865 | 309100.2542 | 82616.3844 | 3288.881 | 4246.8619 | 2398068.717
WeekDay | Tuesday | 4 | 1 | 863044.8104 | 718938.421 | 256543.1628 | 69169.4297 | 3157.4069 | 3434.9022 | 1914288.1329 | 1030782.8624 | 858668.5125 | 306403.8998 | 82612.9325 | 3771.0683 | 4102.4965 | 2286341.772
WeekDay | Tuesday | 4 | 2 | 815707.7038 | 702018.0635 | 258022.2984 | 69167.7392 | 2951.7374 | 3408.1817 | 1851275.7242 | 974245.4988 | 838459.5797 | 308170.5146 | 82610.9135 | 3525.4257 | 4070.5828 | 2211082.5151
WeekDay | Tuesday | 4 | 3 | 777938.7807 | 684150.2697 | 257010.4533 | 69166.5504 | 2818.4332 | 3447.5171 | 1794532.0044 | 929135.9539 | 817119.0705 | 306962.0112 | 82609.4937 | 3366.2129 | 4117.5631 | 2143310.3054
WeekDay | Tuesday | 4 | 4 | 752541.5586 | 683746.6969 | 257866.2375 | 69168.9498 | 2719.4071 | 3571.4864 | 1769614.3363 | 898802.6259 | 816637.0609 | 307984.1223 | 82612.3594 | 3247.9406 | 4265.6267 | 2113549.7357
WeekDay | Tuesday | 4 | 5 | 767242.0162 | 712949.6587 | 262281.1341 | 115.3663 | 3732.5196 | 3811.6268 | 1750132.3216 | 916360.2076 | 851515.7974 | 313257.0811 | 137.7885 | 4457.9577 | 4552.4398 | 2090281.272
WeekDay | Tuesday | 4 | 6 | 766403.2645 | 763848.6717 | 266869.555 | 109.6624 | 4642.7973 | 4045.5745 | 1805919.5253 | 915358.4394 | 912307.3457 | 318737.2897 | 130.9759 | 5545.1534 | 4831.8567 | 2156911.0608
WeekDay | Tuesday | 4 | 7 | 628690.0299 | 905588.4588 | 275035.7011 | 90.4892 | 3416.398 | 4153.4886 | 1816974.5656 | 750879.793 | 1081595.1298 | 328490.5765 | 108.0763 | 4080.3959 | 4960.7445 | 2170114.716
WeekDay | Tuesday | 4 | 8 | 553193.362 | 1088716.4652 | 286758.2103 | 112.1599 | 2738.4506 | 3946.7201 | 1935465.3681 | 660709.8846 | 1300315.1874 | 342491.4271 | 133.9589 | 3270.6853 | 4713.7894 | 2311634.9327
WeekDay | Tuesday | 4 | 9 | 536920.9588 | 1187289.5348 | 295416.4072 | 127.6359 | 2765.1114 | 3643.2762 | 2026162.9243 | 641274.8401 | 1418046.5376 | 352832.3977 | 152.4427 | 3302.5278 | 4351.3693 | 2419960.1152
WeekDay | Tuesday | 4 | 10 | 544838.9597 | 1233829.2342 | 300895.4164 | 132.6636 | 2951.7374 | 3911.8573 | 2086559.8687 | 650731.753 | 1473631.513 | 359376.286 | 158.4476 | 3525.4257 | 4672.1508 | 2492095.5762
WeekDay | Tuesday | 4 | 11 | 559131.705 | 1248049.997 | 302432.0275 | 137.7132 | 3027.9113 | 4419.088 | 2117198.4421 | 667802.381 | 1490616.1683 | 361211.5469 | 164.4787 | 3616.4044 | 5277.9648 | 2528688.9442
WeekDay | Tuesday | 4 | 12 | 560304.163 | 1238402.3893 | 305460.7795 | 142.1848 | 3801.0761 | 4442.1387 | 2112552.7314 | 669202.7135 | 1479093.4889 | 364828.9554 | 169.8193 | 4539.8385 | 5305.4956 | 2523140.3112
WeekDay | Tuesday | 4 | 13 | 565562.1967 | 1254095.9798 | 304351.4517 | 140.3416 | 4638.9886 | 4312.7794 | 2133101.7378 | 675482.6783 | 1497837.2249 | 363504.023 | 167.6179 | 5540.6045 | 5150.9945 | 2547683.143
WeekDay | Tuesday | 4 | 14 | 581914.3251 | 1241983.899 | 300454.7715 | 125.1601 | 4749.4407 | 4325.8529 | 2133553.4495 | 695012.9431 | 1483371.087 | 358849.9991 | 149.4858 | 5672.5237 | 5166.609 | 2548222.6476
WeekDay | Tuesday | 4 | 15 | 630818.155 | 1187850.0562 | 297746.3475 | 125.7273 | 5442.6229 | 4119.7726 | 2126102.6814 | 753421.5322 | 1418715.9997 | 355615.1762 | 150.1631 | 6500.4301 | 4920.4756 | 2539323.777
WeekDay | Tuesday | 4 | 16 | 689002.785 | 1112309.7383 | 292391.0109 | 124.015 | 5720.6576 | 4374.592 | 2103922.7988 | 822914.702 | 1328493.9578 | 349218.9971 | 148.1181 | 6832.5024 | 5224.8208 | 2512833.0983
WeekDay | Tuesday | 4 | 17 | 737322.5426 | 995814.1979 | 284671.8841 | 116.6969 | 5785.4053 | 4336.1742 | 2028046.9009 | 880625.7007 | 1189356.7946 | 339999.6107 | 139.3777 | 6909.8344 | 5178.9362 | 2422210.2543
WeekDay | Tuesday | 4 | 18 | 805716.5337 | 940218.039 | 277917.3761 | 69156.593 | 4433.3192 | 4372.1837 | 2101814.0447 | 962312.4835 | 1122955.1813 | 331932.3226 | 82597.601 | 5294.9619 | 5221.9445 | 2510314.4948
WeekDay | Tuesday | 4 | 19 | 949414.2721 | 922137.3743 | 271887.6554 | 69439.1304 | 2399.4769 | 4423.4458 | 2219701.3548 | 1133938.7587 | 1101360.4285 | 324730.6887 | 82935.0512 | 2865.8299 | 5283.1696 | 2651113.9267
WeekDay | Tuesday | 4 | 20 | 1048257.4856 | 882929.3295 | 266434.5187 | 69688.6763 | 2136.677 | 4181.3558 | 2273628.0431 | 1251992.757 | 1054532.0598 | 318217.7015 | 83233.098 | 2551.9533 | 4994.028 | 2715521.5975
WeekDay | Tuesday | 4 | 21 | 1112373.0891 | 839257.6622 | 262838.9897 | 69526.3804 | 1839.5989 | 3989.3811 | 2289825.1016 | 1328569.6212 | 1002372.5361 | 313923.3594 | 83039.2588 | 2197.1363 | 4764.7418 | 2734866.6537
WeekDay | Tuesday | 4 | 22 | 1135803.518 | 796937.8318 | 261060.5863 | 69266.1027 | 1557.7556 | 3767.8189 | 2268393.6132 | 1356553.8976 | 951827.587 | 311799.3123 | 82728.3946 | 1860.515 | 4500.1177 | 2709269.8242
WeekDay | Tuesday | 4 | 23 | 1072258.4255 | 758489.4409 | 259756.0566 | 69196.2591 | 1702.486 | 3667.8178 | 2165070.4859 | 1280658.4267 | 905906.5156 | 310241.2394 | 82644.9764 | 2033.3746 | 4380.6807 | 2585865.2133
WeekDay | Wednesday | 4 | 0 | 991135.6255 | 727188.3787 | 257114.6034 | 69189.3336 | 2982.207 | 3642.8175 | 2051252.9656 | 1183768.913 | 868521.8999 | 307086.4035 | 82636.7049 | 3561.8172 | 4350.8214 | 2449926.5599
WeekDay | Wednesday | 4 | 1 | 927813.9798 | 705811.0168 | 255511.5975 | 69173.7049 | 3347.8415 | 3582.4957 | 1965240.6362 | 1108140.3171 | 842989.7167 | 305171.8435 | 82618.0387 | 3998.5151 | 4278.7757 | 2347197.2068
WeekDay | Wednesday | 4 | 2 | 876033.2924 | 685842.0054 | 252850.8669 | 69174.512 | 3503.998 | 3522.5179 | 1890927.1927 | 1046295.7356 | 819139.6055 | 301993.9837 | 82619.0026 | 4185.0215 | 4207.1409 | 2258440.4898
WeekDay | Wednesday | 4 | 3 | 836630.8156 | 689338.2042 | 254892.23 | 69174.1848 | 2852.7114 | 3598.4362 | 1856486.5822 | 999235.1458 | 823315.3119 | 304432.0982 | 82618.6119 | 3407.1533 | 4297.8144 | 2217306.1354
WeekDay | Wednesday | 4 | 4 | 772560.577 | 672924.1248 | 256649.3069 | 69174.6865 | 2506.1203 | 3722.6349 | 1777537.4504 | 922712.4633 | 803711.0555 | 306530.6738 | 82619.2111 | 2993.2001 | 4446.1519 | 2123012.7557
WeekDay | Wednesday | 4 | 5 | 772957.7511 | 692391.646 | 260392.6903 | 119.8924 | 3241.1981 | 4070.116 | 1733173.294 | 923186.8306 | 826962.2089 | 311001.6067 | 143.1943 | 3871.1449 | 4861.168 | 2070026.1533
WeekDay | Wednesday | 4 | 6 | 755552.4869 | 722733.2204 | 265415.1989 | 112.9997 | 4776.1016 | 4257.1595 | 1752847.167 | 902398.7466 | 863200.8544 | 317000.2707 | 134.9619 | 5704.3662 | 5084.5645 | 2093523.7642
WeekDay | Wednesday | 4 | 7 | 618114.2396 | 859585.4077 | 277997.2243 | 87.8499 | 3229.772 | 4312.206 | 1763326.6994 | 738248.5329 | 1026651.1036 | 332027.6898 | 104.924 | 3857.498 | 5150.3097 | 2106040.058
WeekDay | Wednesday | 4 | 8 | 540440.1419 | 1045845.1939 | 286010.7872 | 115.4972 | 2391.8595 | 3863.921 | 1878667.4007 | 645477.9981 | 1249111.6215 | 341598.7378 | 137.9448 | 2856.732 | 4614.8977 | 2243797.932
WeekDay | Wednesday | 4 | 9 | 521656.6989 | 1140652.4961 | 294391.5078 | 126.8615 | 2673.7028 | 3295.5658 | 1962796.8329 | 623043.8777 | 1362345.3044 | 351608.3029 | 151.5178 | 3193.3533 | 3936.0792 | 2344278.4354
WeekDay | Wednesday | 4 | 10 | 526990.8702 | 1187652.825 | 300673.1513 | 127.3196 | 2646.2088 | 3131.6877 | 2021222.0626 | 629414.7779 | 1418480.4355 | 359110.8223 | 152.0649 | 3160.5157 | 3740.3504 | 2414058.9667
WeekDay | Wednesday | 4 | 11 | 539915.6572 | 1207708.9552 | 300396.1654 | 134.1796 | 2600.9806 | 3068.7283 | 2053824.6662 | 644851.5765 | 1442434.5976 | 358780.0025 | 160.2582 | 3106.4971 | 3665.1544 | 2452998.0863
WeekDay | Wednesday | 4 | 12 | 553947.6222 | 1238134.9914 | 302663.3434 | 137.7241 | 3617.3066 | 3177.6745 | 2101678.6622 | 661610.7399 | 1478774.1205 | 361487.8204 | 164.4917 | 4320.3523 | 3795.275 | 2510152.7999
WeekDay | Wednesday | 4 | 13 | 563174.5816 | 1251134.8312 | 304743.2293 | 144.3224 | 4532.4642 | 3435.1316 | 2127164.5604 | 672631.0155 | 1494300.5589 | 363971.945 | 172.3724 | 5413.3764 | 4102.7705 | 2540592.0387
WeekDay | Wednesday | 4 | 14 | 578505.5282 | 1237772.9044 | 295081.9673 | 136.1427 | 4933.2102 | 4266.4486 | 2120696.2015 | 690941.6257 | 1478341.6597 | 352432.9574 | 162.6029 | 5892.0098 | 5095.659 | 2532866.5146
WeekDay | Wednesday | 4 | 15 | 622864.7702 | 1183659.7382 | 291189.2763 | 133.8524 | 5195.0579 | 4075.506 | 2107118.201 | 743922.3584 | 1413711.2678 | 347783.698 | 159.8675 | 6204.7492 | 4867.6056 | 2516649.5464
WeekDay | Wednesday | 4 | 16 | 684701.4893 | 1108869.9913 | 287354.5316 | 120.3832 | 5389.3012 | 4076.8822 | 2090512.5788 | 817777.4231 | 1324385.6749 | 343203.6471 | 143.7804 | 6436.745 | 4869.2492 | 2496816.5197
WeekDay | Wednesday | 4 | 17 | 735161.429 | 1012181.0304 | 278271.6814 | 101.8317 | 5343.5969 | 4305.3252 | 2035364.8946 | 878044.5616 | 1208904.6215 | 332355.4893 | 121.6233 | 6382.1577 | 5142.0915 | 2430950.5449
WeekDay | Wednesday | 4 | 18 | 805143.2672 | 942193.8053 | 270376.4381 | 69230.3411 | 3862.0152 | 4392.3675 | 2095198.2343 | 961627.7992 | 1125314.9499 | 322925.7571 | 82685.6825 | 4612.6215 | 5246.051 | 2502412.8611
WeekDay | Wednesday | 4 | 19 | 955172.3329 | 936654.6734 | 266339.6821 | 69437.4835 | 2487.0768 | 4394.4317 | 2234485.6805 | 1140815.9339 | 1118699.2537 | 318104.4328 | 82933.0843 | 2970.4555 | 5248.5165 | 2668771.6767
WeekDay | Wednesday | 4 | 20 | 1074052.0116 | 895976.8543 | 261725.4404 | 69475.121 | 2448.9899 | 4176.5393 | 2307854.9564 | 1282800.6072 | 1070115.451 | 312593.3849 | 82978.0369 | 2924.9661 | 4988.2753 | 2756400.7214
WeekDay | Wednesday | 4 | 21 | 1137740.1441 | 849480.731 | 256941.6442 | 69269.4836 | 2399.4769 | 3960.9404 | 2319792.4203 | 1358866.9189 | 1014582.521 | 306879.8285 | 82732.4326 | 2865.8299 | 4730.7735 | 2770658.3046
WeekDay | Wednesday | 4 | 22 | 1173174.8964 | 799248.6603 | 254399.0545 | 69207.1108 | 1896.7293 | 3834.2188 | 2301760.67 | 1401188.6326 | 954587.5393 | 303843.0709 | 82657.9372 | 2265.3703 | 4579.4227 | 2749121.9731
WeekDay | Wednesday | 4 | 23 | 1112859.391 | 764368.4754 | 252185.4173 | 69196.8589 | 1938.625 | 3696.4878 | 2204245.2554 | 1329150.4389 | 912928.1765 | 301199.1998 | 82645.6928 | 2315.4086 | 4414.9229 | 2632653.8396
WeekDay | Thursday | 4 | 0 | 1030759.9933 | 684812.2688 | 249147.1659 | 69197.7423 | 2940.3113 | 3624.4687 | 2040481.9503 | 1231094.5197 | 817909.7333 | 297570.4456 | 82646.7479 | 3511.7789 | 4328.9064 | 2437062.1318
WeekDay | Thursday | 4 | 1 | 964706.1729 | 670613.6904 | 246449.0009 | 69197.2842 | 3401.1632 | 3564.2615 | 1957931.5732 | 1152202.7342 | 800951.574 | 294347.8757 | 82646.2008 | 4062.2002 | 4256.9976 | 2338467.5825
WeekDay | Thursday | 4 | 2 | 912852.0362 | 655012.4516 | 246288.4275 | 69198.2222 | 3214.5373 | 3488.6873 | 1890054.362 | 1090270.428 | 782318.1388 | 294156.0939 | 82647.3211 | 3839.3023 | 4166.735 | 2257398.019
WeekDay | Thursday | 4 | 3 | 869306.4 | 648647.1829 | 245464.5773 | 69198.0477 | 3862.0152 | 3568.7341 | 1840046.9571 | 1038261.4304 | 774715.7411 | 293172.1233 | 82647.1126 | 4612.6215 | 4262.3394 | 2197671.3683
WeekDay | Thursday | 4 | 4 | 824963.0183 | 642290.951 | 242638.5485 | 69177.8384 | 2281.4074 | 3691.7859 | 1785043.5495 | 985299.6404 | 767124.1366 | 289796.8385 | 82622.9756 | 2724.8129 | 4409.3072 | 2131977.7112
WeekDay | Thursday | 4 | 5 | 819954.3988 | 666377.9028 | 247149.594 | 118.5946 | 3458.2937 | 3926.0777 | 1740984.8615 | 979317.565 | 795892.5351 | 295184.6334 | 141.6442 | 4130.4342 | 4689.1349 | 2079355.9469
WeekDay | Thursday | 4 | 6 | 792697.5174 | 704282.5842 | 254620.8304 | 118.7255 | 4433.3192 | 4057.7306 | 1760210.7072 | 946763.1416 | 841164.2238 | 304107.9504 | 141.8005 | 5294.9619 | 4846.3754 | 2102318.4536
WeekDay | Thursday | 4 | 7 | 652303.7425 | 849940.8688 | 267646.3627 | 99.2796 | 3724.9022 | 4185.0256 | 1777900.1815 | 779082.9755 | 1015132.0894 | 319665.0748 | 118.5752 | 4448.8598 | 4998.411 | 2123445.9858
WeekDay | Thursday | 4 | 8 | 575158.2044 | 1032172.6922 | 277491.5798 | 115.3772 | 2707.981 | 4041.2166 | 1891687.0513 | 686943.7289 | 1232781.7853 | 331423.7702 | 137.8015 | 3234.2938 | 4826.6518 | 2259348.0315
WeekDay | Thursday | 4 | 9 | 555651.5928 | 1123574.7459 | 282335.0473 | 119.3689 | 2473.9844 | 3708.7586 | 1967863.4979 | 663645.8876 | 1341948.3888 | 337208.5953 | 142.569 | 2954.8185 | 4429.5786 | 2350329.8378
WeekDay | Thursday | 4 | 10 | 555452.6935 | 1177057.0871 | 287944.6836 | 131.1368 | 2721.9066 | 3502.1048 | 2026809.6124 | 663408.3311 | 1405825.3509 | 343908.4989 | 156.624 | 3250.9258 | 4182.7604 | 2420732.4911
WeekDay | Thursday | 4 | 11 | 569021.9814 | 1189331.6155 | 289727.2497 | 133.3616 | 3260.3606 | 3422.2874 | 2054896.8563 | 679614.8933 | 1420485.5093 | 346037.5176 | 159.2813 | 3894.0317 | 4087.43 | 2454278.6631
WeekDay | Thursday | 4 | 12 | 568711.8882 | 1202375.5643 | 292524.3438 | 137.626 | 4137.7884 | 3365.062 | 2071252.2727 | 679244.5316 | 1436064.6295 | 349378.2441 | 164.3744 | 4941.9929 | 4019.0824 | 2473812.855
WeekDay | Thursday | 4 | 13 | 577478.5236 | 1207655.3965 | 293503.6167 | 125.9018 | 4433.3192 | 3519.3069 | 2086716.0647 | 689715.0164 | 1442370.6294 | 350547.8447 | 150.3716 | 5294.9619 | 4203.3058 | 2492282.1298
WeekDay | Thursday | 4 | 14 | 583410.0397 | 1191608.5325 | 291032.1226 | 126.6434 | 4566.6234 | 3863.0035 | 2074606.9651 | 696799.359 | 1423204.959 | 347596.0005 | 151.2573 | 5454.1747 | 4613.802 | 2477819.5525
WeekDay | Thursday | 4 | 15 | 628320.9707 | 1136290.102 | 286531.9823 | 130.7223 | 4730.3973 | 3968.1653 | 2059972.3399 | 750439.0049 | 1357135.0522 | 342221.2304 | 156.129 | 5649.779 | 4739.4026 | 2460340.5981
WeekDay | Thursday | 4 | 16 | 685907.849 | 1112930.0496 | 280272.1433 | 109.9132 | 3873.4412 | 4236.7464 | 2087330.1428 | 819218.2462 | 1329234.8304 | 334744.7533 | 131.2755 | 4626.2683 | 5060.184 | 2493015.5577
WeekDay | Thursday | 4 | 17 | 740705.7645 | 1011734.6639 | 271640.5917 | 103.0205 | 4369.6426 | 4405.8997 | 2032959.5829 | 884666.4727 | 1208371.5009 | 324435.6067 | 123.0431 | 5218.9094 | 5262.2134 | 2428077.7461
WeekDay | Thursday | 4 | 18 | 817434.3754 | 953394.2242 | 264540.871 | 69165.7979 | 3046.9548 | 4472.4143 | 2112054.6376 | 976307.7597 | 1138692.2389 | 315956.0117 | 82608.5949 | 3639.1491 | 5341.6554 | 2522545.4097
WeekDay | Thursday | 4 | 19 | 951903.5606 | 896557.2926 | 260751.0728 | 69497.2607 | 2212.8509 | 4468.7445 | 2185390.782 | 1136911.8557 | 1070808.701 | 311429.6429 | 83004.4795 | 2642.932 | 5337.2724 | 2610134.8837
WeekDay | Thursday | 4 | 20 | 1056018.508 | 853383.5786 | 257352.1052 | 69540.5476 | 1767.2338 | 4275.7377 | 2242337.7109 | 1261262.1817 | 1019243.911 | 307370.0652 | 83056.1795 | 2110.7065 | 5106.7535 | 2678149.7974
WeekDay | Thursday | 4 | 21 | 1120759.5086 | 820351.4862 | 251448.2652 | 69538.3773 | 1892.9206 | 3997.1794 | 2267987.7373 | 1338585.9928 | 979791.8288 | 300318.7777 | 83053.5874 | 2260.8214 | 4774.0557 | 2708785.0637
WeekDay | Thursday | 4 | 22 | 1136963.9483 | 769267.3494 | 249196.3415 | 69230.5592 | 1763.4251 | 3839.3794 | 2230261.0029 | 1357939.8648 | 918779.1767 | 297629.1788 | 82685.943 | 2106.1575 | 4585.5863 | 2663725.9072
WeekDay | Thursday | 4 | 23 | 1105788.0861 | 732955.3428 | 249675.1402 | 69208.1905 | 2014.7988 | 3682.6115 | 2163324.1699 | 1320704.7824 | 875409.7089 | 298201.035 | 82659.2268 | 2406.3873 | 4398.3497 | 2583779.4901
WeekDay | Friday | 4 | 0 | 1022616.9031 | 823913.2964 | 241771.5191 | 69208.4959 | 3054.5721 | 3594.4224 | 2164159.209 | 1221368.77 | 984045.8986 | 288761.2967 | 82659.5915 | 3648.247 | 4293.0205 | 2584776.8242
WeekDay | Friday | 4 | 1 | 956980.0985 | 807125.0296 | 238437.1881 | 69188.3629 | 3435.4415 | 3485.2469 | 2078651.3675 | 1142975.0498 | 963994.7293 | 284778.9179 | 82635.5456 | 4103.1406 | 4162.626 | 2482650.0092
WeekDay | Friday | 4 | 2 | 905176.478 | 787766.3596 | 237231.8239 | 69183.0298 | 3203.1112 | 3481.9211 | 2006042.7236 | 1081103.0781 | 940873.583 | 283339.2838 | 82629.1759 | 3825.6555 | 4158.6539 | 2395929.4301
WeekDay | Friday | 4 | 3 | 861090.0023 | 775654.3143 | 238097.5357 | 69181.4375 | 2829.8592 | 3486.5083 | 1950339.6574 | 1028448.1254 | 926407.4874 | 284373.2521 | 82627.2741 | 3379.8597 | 4164.1326 | 2329400.1313
WeekDay | Friday | 4 | 4 | 835084.6367 | 666850.8431 | 239323.8372 | 69181.6447 | 2334.7291 | 3685.8226 | 1816461.5133 | 997388.4574 | 796457.3943 | 285837.8927 | 82627.5216 | 2788.498 | 4402.1848 | 2169501.9489
WeekDay | Friday | 4 | 5 | 845880.6854 | 688385.2589 | 243330.9621 | 124.8221 | 3210.7286 | 3935.0227 | 1784867.4797 | 1010282.7844 | 822177.1559 | 290623.8269 | 149.082 | 3834.7534 | 4699.8185 | 2131767.4211
WeekDay | Friday | 4 | 6 | 846259.9185 | 719368.3343 | 248368.1457 | 118.5182 | 4936.0667 | 4097.9833 | 1823148.9667 | 1010735.7238 | 859181.9819 | 296640.018 | 141.553 | 5895.4215 | 4894.4515 | 2177489.1498
WeekDay | Friday | 4 | 7 | 716384.6708 | 841553.0506 | 255963.1915 | 98.0908 | 4421.8931 | 4266.1045 | 1822687.0013 | 855618.4252 | 1005114.0472 | 305711.2076 | 117.1554 | 5281.3151 | 5095.2481 | 2176937.3987
WeekDay | Friday | 4 | 8 | 643358.0045 | 1002309.2028 | 268319.8341 | 99.3669 | 3454.485 | 3996.0326 | 1921536.9259 | 768398.5785 | 1197114.1436 | 320469.4395 | 118.6794 | 4125.8853 | 4772.686 | 2294999.4123
WeekDay | Friday | 4 | 9 | 619152.6667 | 1085702.0784 | 277255.0129 | 103.7403 | 2132.8683 | 3589.1471 | 1987935.5138 | 739488.7848 | 1296714.9361 | 331141.2251 | 123.9028 | 2547.4044 | 4286.7199 | 2374302.973
WeekDay | Friday | 4 | 10 | 617970.0961 | 1129622.484 | 282686.5321 | 107.3939 | 2349.9639 | 4159.5666 | 2036896.0366 | 738076.3743 | 1349171.5419 | 337628.3934 | 128.2665 | 2806.6937 | 4968.0039 | 2432779.2737
WeekDay | Friday | 4 | 11 | 637647.5407 | 1156607.9466 | 283819.2933 | 108.1573 | 3337.4867 | 3795.2275 | 2085315.652 | 761578.251 | 1381401.7945 | 338981.3136 | 129.1783 | 3986.1477 | 4532.8533 | 2490609.5384
WeekDay | Friday | 4 | 12 | 644128.7687 | 1113921.5328 | 289283.0284 | 110.0005 | 4616.1365 | 3555.4312 | 2055614.898 | 769319.1454 | 1330419.0145 | 345506.9591 | 131.3797 | 5513.3109 | 4246.451 | 2455136.2606
WeekDay | Friday | 4 | 13 | 640644.5968 | 1111475.5428 | 290087.4788 | 109.0625 | 4875.1276 | 3589.2618 | 2050781.0703 | 765157.8033 | 1327497.6313 | 346467.7595 | 130.2595 | 5822.6386 | 4286.8569 | 2449362.9489
WeekDay | Friday | 4 | 14 | 650938.8786 | 1111580.1366 | 288616.002 | 109.0952 | 4928.4493 | 4531.3599 | 2060703.9216 | 777452.8419 | 1327622.5535 | 344710.2921 | 130.2986 | 5886.3237 | 5412.0575 | 2461214.3672
WeekDay | Friday | 4 | 15 | 692599.7483 | 1080346.7643 | 284486.4958 | 58.0104 | 4985.5797 | 4200.8515 | 2066677.4499 | 827210.7572 | 1290318.7837 | 339778.191 | 69.285 | 5954.5577 | 5017.3127 | 2468348.8874
WeekDay | Friday | 4 | 16 | 744587.922 | 1020056.9624 | 278483.7451 | 52.0883 | 4220.0323 | 4277.9166 | 2051678.6667 | 889303.1512 | 1218311.2891 | 332608.7689 | 62.2119 | 5040.2215 | 5109.3559 | 2450434.9986
WeekDay | Friday | 4 | 17 | 802056.7231 | 931623.0774 | 270459.3969 | 94.4045 | 3804.8848 | 4452.9186 | 2012491.4053 | 957941.3664 | 1112689.7361 | 323024.8394 | 112.7526 | 4544.3874 | 5318.3707 | 2403631.4526
WeekDay | Friday | 4 | 18 | 858719.9575 | 885003.2241 | 261142.3705 | 69146.7992 | 2209.0422 | 4416.909 | 2080638.3026 | 1025617.4479 | 1057009.0285 | 311896.9918 | 82585.9037 | 2638.3831 | 5275.3624 | 2485023.1174
WeekDay | Friday | 4 | 19 | 939435.4183 | 878626.57 | 257428.2451 | 69333.7542 | 1809.1294 | 4307.3894 | 2150940.5064 | 1122020.4535 | 1049393.0326 | 307461.0034 | 82809.1945 | 2160.7448 | 5144.557 | 2568988.9857
WeekDay | Friday | 4 | 20 | 960672.2183 | 843729.8023 | 254034.1022 | 69518.5824 | 2125.2509 | 4132.9608 | 2134212.9168 | 1147384.7557 | 1007713.864 | 303407.1879 | 83029.9453 | 2538.3065 | 4936.2271 | 2549010.2865
WeekDay | Friday | 4 | 21 | 994417.8578 | 808704.977 | 250332.2143 | 69521.4726 | 1953.8597 | 3963.4634 | 2128893.8449 | 1187689.0673 | 965881.7492 | 298985.8155 | 83033.3971 | 2333.6044 | 4733.7868 | 2542657.4203
WeekDay | Friday | 4 | 22 | 1028107.1103 | 770317.9534 | 244556.5755 | 69254.1276 | 2220.4683 | 3807.8423 | 2118264.0774 | 1227926.0326 | 920033.9721 | 292087.6458 | 82714.0921 | 2652.0299 | 4547.9199 | 2529961.6923
WeekDay | Friday | 4 | 23 | 1008459.5345 | 745357.3219 | 244378.123 | 69201.614 | 2506.1203 | 3697.4053 | 2073600.119 | 1204459.8299 | 890222.0887 | 291874.51 | 82651.3721 | 2993.2001 | 4416.0187 | 2476617.0196
Saturday | Saturday | 4 | 0 | 904220.8856 | 734879.5134 | 239747.2128 | 69201.5377 | 2365.1986 | 3596.716 | 1954011.0641 | 1079961.7603 | 877707.8539 | 286343.554 | 82651.2809 | 2824.8895 | 4295.7599 | 2333785.0985
Saturday | Saturday | 4 | 1 | 856181.224 | 710376.4435 | 238879.1811 | 69185.0474 | 2944.12 | 3505.6599 | 1881071.676 | 1022585.2959 | 848442.4621 | 285306.815 | 82631.5857 | 3516.3278 | 4187.0064 | 2246669.493
Saturday | Saturday | 4 | 2 | 814976.8936 | 696774.2607 | 239369.8617 | 69178.2746 | 3370.6937 | 3442.2418 | 1827112.2261 | 973372.6512 | 832196.6117 | 285892.8623 | 82623.4966 | 4025.8087 | 4111.2626 | 2182222.6931
Saturday | Saturday | 4 | 3 | 780424.9499 | 681827.6211 | 237592.0367 | 69178.5582 | 2601.3376 | 3465.6365 | 1775090.14 | 932105.3253 | 814345.0009 | 283769.5062 | 82623.8353 | 3106.9235 | 4139.2042 | 2120089.7955
Saturday | Saturday | 4 | 4 | 754513.9206 | 679085.8244 | 235060.5473 | 69176.1806 | 2071.9292 | 3554.399 | 1743462.8012 | 901158.3286 | 811070.3192 | 280746.0063 | 82620.9956 | 2474.6214 | 4245.2183 | 2082315.4893
Saturday | Saturday | 4 | 5 | 739465.0776 | 687486.0407 | 235237.4345 | 121.7901 | 2608.955 | 3658.1846 | 1668577.4826 | 883184.6506 | 821103.1691 | 280957.2726 | 145.4608 | 3116.0214 | 4369.1753 | 1992875.7498
Saturday | Saturday | 4 | 6 | 730617.8112 | 679088.0874 | 234894.8292 | 114.6029 | 1713.9121 | 3646.8313 | 1650076.0742 | 872617.8638 | 811073.0221 | 280548.0799 | 136.8767 | 2047.0214 | 4355.6153 | 1970778.4792
Saturday | Saturday | 4 | 7 | 727768.2303 | 721326.0341 | 238200.0534 | 82.4076 | 1458.7296 | 3530.5455 | 1692366.0004 | 869214.4492 | 861520.1727 | 284495.6946 | 98.4241 | 1742.2426 | 4216.7287 | 2021287.712
Saturday | Saturday | 4 | 8 | 723177.8911 | 805082.9689 | 237245.8496 | 81.6333 | 1207.3558 | 3272.7444 | 1770068.4431 | 863731.9495 | 961555.7816 | 283356.0355 | 97.4992 | 1442.0128 | 3908.8223 | 2114092.1009
Saturday | Saturday | 4 | 9 | 689451.7822 | 885878.7864 | 238111.2259 | 82.6367 | 1393.9818 | 3139.3713 | 1818057.7843 | 823450.9646 | 1058054.7617 | 284389.603 | 98.6976 | 1664.9107 | 3749.5273 | 2171408.4649
Saturday | Saturday | 4 | 10 | 666099.216 | 919696.6463 | 242312.0129 | 83.2474 | 1245.4428 | 3235.1293 | 1832671.6946 | 795559.6838 | 1098445.33 | 289406.8387 | 99.4271 | 1487.5022 | 3863.8965 | 2188862.6783
Saturday | Saturday | 4 | 11 | 668385.0897 | 943508.6644 | 245999.7152 | 83.6946 | 1294.9558 | 2909.0934 | 1862181.213 | 798289.8311 | 1126885.3599 | 293811.2686 | 99.9611 | 1546.6384 | 3474.4935 | 2224107.5526
Saturday | Saturday | 4 | 12 | 652949.3826 | 942805.1949 | 243568.579 | 88.1552 | 3210.7286 | 3154.8531 | 1845776.8935 | 779854.0997 | 1126045.1668 | 290907.6262 | 105.2887 | 3834.7534 | 3768.0182 | 2204514.953
Saturday | Saturday | 4 | 13 | 649295.1041 | 924008.5234 | 244838.97 | 88.6024 | 4539.9626 | 3145.6787 | 1825916.8412 | 775489.5897 | 1103595.2469 | 292424.9254 | 105.8228 | 5422.3322 | 3757.0606 | 2180794.9777
Saturday | Saturday | 4 | 14 | 651331.6725 | 902313.0176 | 243316.2407 | 89.693 | 5164.5883 | 3065.2879 | 1805280.4999 | 777921.9777 | 1077683.0865 | 290606.2443 | 107.1254 | 6168.3577 | 3661.0453 | 2156147.837
Saturday | Saturday | 4 | 15 | 660276.4177 | 893482.5654 | 241179.6845 | 94.819 | 4715.1625 | 3519.5362 | 1803268.1853 | 788605.1891 | 1067136.3818 | 288054.4353 | 113.2476 | 5631.5832 | 4203.5797 | 2153744.4167
Saturday | Saturday | 4 | 16 | 678173.497 | 875494.7109 | 238055.7962 | 93.8701 | 3854.3978 | 3909.449 | 1799581.721 | 809980.6754 | 1045652.4774 | 284323.4002 | 112.1143 | 4603.5236 | 4669.2744 | 2149341.4654
Saturday | Saturday | 4 | 17 | 709025.7449 | 840321.6372 | 232554.4024 | 108.1355 | 3092.6591 | 4200.6221 | 1789303.2012 | 846829.2469 | 1003643.3012 | 277752.7767 | 129.1523 | 3693.7363 | 5017.0388 | 2137065.2522
Saturday | Saturday | 4 | 18 | 754538.9173 | 835529.7075 | 229522.5641 | 69431.2124 | 2262.3639 | 4397.9868 | 1895682.7521 | 901188.1836 | 997920.0306 | 274131.6821 | 82925.5944 | 2702.0682 | 5252.7625 | 2264120.3213
Saturday | Saturday | 4 | 19 | 825757.2539 | 853851.2937 | 227111.7049 | 69508.7232 | 1957.6684 | 4399.707 | 1982586.3512 | 986248.2406 | 1019802.5294 | 271252.2577 | 83018.1698 | 2338.1533 | 5254.817 | 2367914.1678
Saturday | Saturday | 4 | 20 | 843918.896 | 823960.3595 | 226759.4747 | 69736.9365 | 2346.1552 | 4151.6537 | 1970873.4755 | 1007939.7092 | 984102.1088 | 270831.5694 | 83290.7378 | 2802.1448 | 4958.553 | 2353924.823
Saturday | Saturday | 4 | 21 | 873543.6943 | 802201.7313 | 223666.898 | 69616.815 | 1466.347 | 4009.3355 | 1974504.8211 | 1043322.2688 | 958114.5577 | 267137.9314 | 83147.27 | 1751.3405 | 4788.5744 | 2358261.9428
Saturday | Saturday | 4 | 22 | 893578.3533 | 772863.5019 | 223486.863 | 69608.1773 | 1291.1471 | 3844.9987 | 1964673.0413 | 1067250.7866 | 923074.2635 | 266922.9055 | 83136.9534 | 1542.0894 | 4592.2978 | 2346519.2963
Saturday | Saturday | 4 | 23 | 889017.5514 | 753036.9633 | 222765.4053 | 69729.8692 | 1645.3556 | 3702.9099 | 1939898.0547 | 1061803.5649 | 899394.3156 | 266061.2281 | 83282.297 | 1965.1405 | 4422.5932 | 2316929.1392
Sunday | Sunday | 4 | 0 | 841073.7509 | 708249.9204 | 221774.225 | 69644.0697 | 2536.5898 | 3593.2756 | 1846871.8315 | 1004541.5927 | 845902.6361 | 264877.4058 | 83179.8218 | 3029.5916 | 4291.6508 | 2205822.6989
Sunday | Sunday | 4 | 1 | 798975.2762 | 681348.1474 | 222566.7438 | 69427.5588 | 3229.772 | 3504.8572 | 1779052.3555 | 954261.0213 | 813772.3386 | 265823.9555 | 82921.2307 | 3857.498 | 4186.0477 | 2124822.0918
Sunday | Sunday | 4 | 2 | 763066.1041 | 656461.4454 | 223620.2556 | 69308.5607 | 3279.2851 | 3434.4435 | 1719170.0944 | 911372.6814 | 784048.7534 | 267082.2238 | 82779.1046 | 3916.6342 | 4101.9487 | 2053301.3461
Sunday | Sunday | 4 | 3 | 734510.3818 | 656556.3608 | 222852.7384 | 69167.99 | 3446.8676 | 3426.6453 | 1689960.9839 | 877266.9793 | 784162.1162 | 266165.5349 | 82611.2131 | 4116.7874 | 4092.6348 | 2018415.2657
Sunday | Sunday | 4 | 4 | 681985.3268 | 655142.0036 | 219845.1995 | 69167.3793 | 2742.2593 | 3508.0682 | 1632390.2367 | 814533.3577 | 782472.87 | 262573.4623 | 82610.4837 | 3275.2342 | 4189.8828 | 1949655.2908
Sunday | Sunday | 4 | 5 | 669442.4724 | 654153.5411 | 215886.4057 | 111.5055 | 3203.1112 | 3713.8046 | 1546510.8405 | 799552.7226 | 781292.2938 | 257845.2527 | 133.1773 | 3825.6555 | 4435.6052 | 1847084.7072
Sunday | Sunday | 4 | 6 | 670353.1928 | 641194.4328 | 213381.524 | 109.128 | 3614.4501 | 3541.5548 | 1532194.2825 | 800640.4472 | 765814.5033 | 254853.5319 | 130.3376 | 4316.9406 | 4229.8778 | 1829985.6384
Sunday | Sunday | 4 | 7 | 686523.1043 | 654296.8035 | 216887.1035 | 84.1199 | 2787.9636 | 3324.9239 | 1563904.0186 | 819953.0801 | 781463.4001 | 259040.4422 | 100.4691 | 3329.8214 | 3971.1432 | 1867858.3562
Sunday | Sunday | 4 | 8 | 704357.144 | 683967.9359 | 219983.2038 | 117.3513 | 1824.3642 | 3267.4691 | 1613517.4682 | 841253.2748 | 816901.2991 | 262738.2886 | 140.1592 | 2178.9405 | 3902.5218 | 1927114.484
Sunday | Sunday | 4 | 9 | 709911.6384 | 718353.0313 | 226655.3434 | 83.5419 | 1165.4602 | 2955.4242 | 1659124.4393 | 847887.3192 | 857969.3486 | 270707.1994 | 99.7788 | 1391.9745 | 3529.829 | 1981585.4495
Sunday | Sunday | 4 | 10 | 698441.6241 | 741202.0635 | 228454.8971 | 73.9226 | 1291.1471 | 3639.7211 | 1673103.3755 | 834188.0373 | 885259.2304 | 272856.5075 | 88.2899 | 1542.0894 | 4347.1232 | 1998281.2778
Sunday | Sunday | 4 | 11 | 686497.7368 | 755611.7299 | 228850.9878 | 72.4829 | 1687.2512 | 3710.5935 | 1676430.7822 | 819922.7823 | 902469.5038 | 273329.5809 | 86.5705 | 2015.1788 | 4431.7701 | 2002255.3864
Sunday | Sunday | 4 | 12 | 687902.3514 | 763315.3005 | 226443.6651 | 73.2137 | 2761.3027 | 2895.7905 | 1683391.624 | 821600.3923 | 911670.3107 | 270454.3803 | 87.4432 | 3297.9789 | 3458.6051 | 2010569.1104
Sunday | Sunday | 4 | 13 | 685385.9363 | 759253.4676 | 224789.7257 | 73.6717 | 3058.3808 | 2863.336 | 1675424.5181 | 818594.8965 | 906819.0356 | 268478.9876 | 87.9903 | 3652.7959 | 3419.8429 | 2001053.5487
Sunday | Sunday | 4 | 14 | 672055.1947 | 768444.0582 | 227304.5471 | 79.4302 | 3888.676 | 2792.6929 | 1674564.5992 | 802673.2436 | 917795.8739 | 271482.5798 | 94.868 | 4644.464 | 3335.47 | 2000026.4993
Sunday | Sunday | 4 | 15 | 666698.2399 | 766083.066 | 223958.4866 | 79.2012 | 2993.633 | 3256.1158 | 1663068.7425 | 796275.1317 | 914976.0083 | 267486.1921 | 94.5944 | 3575.464 | 3888.9618 | 1986296.3523
Sunday | Sunday | 4 | 16 | 666310.1409 | 757307.0062 | 224368.092 | 84.229 | 2308.0682 | 3961.2845 | 1654338.8207 | 795811.6033 | 904494.2675 | 267975.4067 | 100.5994 | 2756.6554 | 4731.1844 | 1975869.7167
Sunday | Sunday | 4 | 17 | 683327.6709 | 748542.7931 | 222427.2304 | 87.1846 | 2864.1375 | 4127.5708 | 1661376.5872 | 816136.5946 | 894026.6758 | 265657.3268 | 104.1294 | 3420.8002 | 4929.7895 | 1984275.3163
Sunday | Sunday | 4 | 18 | 718155.4987 | 762465.0027 | 220300.4703 | 69136.4492 | 1698.6773 | 4175.3925 | 1775931.4906 | 857733.4243 | 910654.7522 | 263117.2178 | 82573.5421 | 2028.8256 | 4986.9056 | 2121094.6677
Sunday | Sunday | 4 | 19 | 813173.1278 | 779283.7052 | 222504.4543 | 69241.4327 | 1451.1122 | 4106.4697 | 1889760.3019 | 971218.3124 | 930742.2727 | 265749.5596 | 82698.9299 | 1733.1448 | 4904.5872 | 2257046.8066
Sunday | Sunday | 4 | 20 | 917810.3234 | 753033.7939 | 222580.0942 | 69250.943 | 2030.0336 | 3853.2557 | 1968558.4438 | 1096192.3887 | 899390.5301 | 265839.9006 | 82710.2885 | 2424.5831 | 4602.1596 | 2351159.8506
Sunday | Sunday | 4 | 21 | 970440.9574 | 732967.4007 | 218351.9917 | 69194.0669 | 3123.1286 | 3706.5797 | 1997784.125 | 1159052.1093 | 875424.1103 | 260790.0405 | 82642.3582 | 3730.1278 | 4426.9762 | 2386065.7223
Sunday | Sunday | 4 | 22 | 969164.7997 | 730009.9082 | 217326.6039 | 69194.3941 | 3610.6414 | 3613.23 | 1992919.5773 | 1157527.9224 | 871891.8111 | 259565.3623 | 82642.7489 | 4312.3917 | 4315.4834 | 2380255.7198
Sunday | Sunday | 4 | 23 | 915470.8394 | 715043.0554 | 220913.4816 | 69195.0812 | 3949.6151 | 3531.3483 | 1928103.421 | 1093398.2117 | 854016.0586 | 263849.3717 | 82643.5696 | 4717.247 | 4217.6875 | 2302842.1461
WeekDay | Monday | 5 | 0 | 686805.4695 | 715446.8791 | 218645.3387 | 69085.4462 | 3468.5068 | 3600.7339 | 1697052.3742 | 820290.3247 | 854498.368 | 261140.4012 | 82512.6263 | 4142.6324 | 4300.5586 | 2026884.9112
WeekDay | Monday | 5 | 1 | 674260.3165 | 705127.2322 | 219494.2939 | 69079.7667 | 2683.4539 | 3535.9289 | 1674180.992 | 805306.9443 | 842173.0343 | 262154.3561 | 82505.843 | 3204.9996 | 4223.1584 | 1999568.3357
WeekDay | Monday | 5 | 2 | 695319.0854 | 696974.5907 | 220718.1848 | 69080.0282 | 3500.6227 | 3504.4349 | 1689096.9467 | 830458.6141 | 832435.8769 | 263616.1177 | 82506.1554 | 4180.9901 | 4185.5433 | 2017383.2976
WeekDay | Monday | 5 | 3 | 707902.5986 | 700165.4273 | 222197.3594 | 69078.9322 | 4053.7282 | 3594.7985 | 1706992.8441 | 845487.8102 | 836246.8722 | 265382.779 | 82504.8463 | 4841.5951 | 4293.4696 | 2038757.3725
WeekDay | Monday | 5 | 4 | 676910.0313 | 684655.3397 | 225643.5005 | 69079.966 | 2565.6959 | 3726.4677 | 1662581.001 | 808471.6474 | 817722.304 | 269498.6987 | 82506.081 | 3064.3546 | 4450.7295 | 1985713.8153
WeekDay | Monday | 5 | 5 | 697585.7014 | 713263.473 | 231705.5081 | 132.7201 | 3372.1594 | 4082.8345 | 1650142.3965 | 833165.7607 | 851890.6035 | 276738.8947 | 158.5151 | 4027.5593 | 4876.3584 | 1970857.6917
WeekDay | Monday | 5 | 6 | 710371.6208 | 761421.0832 | 237590.6259 | 122.6067 | 3953.8123 | 4202.7539 | 1717662.5028 | 848436.702 | 909407.9405 | 283767.8211 | 146.436 | 4722.26 | 5019.5849 | 2051500.7447
WeekDay | Monday | 5 | 7 | 587293.5916 | 916268.2876 | 253827.3446 | 99.3657 | 3386.4331 | 4423.9388 | 1765298.9615 | 701437.7031 | 1094350.6489 | 303160.2458 | 118.6781 | 4044.6072 | 5283.7584 | 2108395.6413
WeekDay | Monday | 5 | 8 | 516029.1664 | 1099254.5389 | 269693.9567 | 122.096 | 2744.117 | 4181.1927 | 1892025.0677 | 616322.5997 | 1312901.4003 | 322110.6312 | 145.8261 | 3277.453 | 4993.8331 | 2259751.7435
WeekDay | Monday | 5 | 9 | 500539.6963 | 1189644.6581 | 283991.5992 | 133.0689 | 2194.58 | 3845.6604 | 1980349.2628 | 597822.6561 | 1420859.3936 | 339187.1083 | 158.9316 | 2621.11 | 4593.088 | 2365242.2876
WeekDay | Monday | 5 | 10 | 502678.9773 | 1232356.9435 | 290330.9398 | 132.9817 | 2037.5694 | 3935.0549 | 2031472.4665 | 600377.7195 | 1471873.0736 | 346758.5386 | 158.8275 | 2433.5835 | 4699.8569 | 2426301.5995
WeekDay | Monday | 5 | 11 | 515284.393 | 1245188.7247 | 287960.1064 | 131.9977 | 2376.5695 | 3686.6156 | 2054628.4068 | 615433.075 | 1487198.7901 | 343926.9191 | 157.6523 | 2838.4704 | 4403.132 | 2453958.0389
WeekDay | Monday | 5 | 12 | 512294.0101 | 1246252.1866 | 289882.0623 | 139.5828 | 3654.0648 | 3638.8901 | 2055860.7967 | 611861.4929 | 1488468.9424 | 346222.419 | 166.7116 | 4364.2547 | 4346.1307 | 2455429.9513
WeekDay | Monday | 5 | 13 | 508245.7939 | 1249224.2569 | 289749.6788 | 142.6716 | 3893.1491 | 3905.7412 | 2055161.2916 | 607026.4811 | 1492018.6528 | 346064.3059 | 170.4007 | 4649.8066 | 4664.846 | 2454594.493
WeekDay | Monday | 5 | 14 | 514226.8986 | 1231306.309 | 289156.8786 | 132.6952 | 4064.4334 | 5050.6695 | 2043937.8844 | 614170.0502 | 1470618.2418 | 345356.2914 | 158.4853 | 4854.381 | 6032.2981 | 2441189.7478
WeekDay | Monday | 5 | 15 | 552201.9546 | 1174172.8306 | 282329.382 | 124.0266 | 4335.6336 | 5006.0933 | 2018169.9207 | 659525.7912 | 1402380.5216 | 337201.829 | 148.1319 | 5178.2905 | 5979.0583 | 2410413.6224
WeekDay | Monday | 5 | 16 | 613256.7146 | 1110133.0761 | 277981.0628 | 119.5677 | 3935.9702 | 4926.6315 | 2010353.0229 | 732446.9183 | 1325894.248 | 332008.3872 | 142.8064 | 4700.9502 | 5884.1526 | 2401077.4626
WeekDay | Monday | 5 | 17 | 665608.1433 | 1008700.878 | 272847.5741 | 109.1678 | 3886.0123 | 4531.5029 | 1955683.2783 | 794973.1682 | 1204748.0801 | 325877.1735 | 130.3852 | 4641.2826 | 5412.2283 | 2335782.3178
WeekDay | Monday | 5 | 18 | 734344.1959 | 942504.8924 | 265592.606 | 69050.2484 | 2569.2643 | 4402.9831 | 2018464.1901 | 877068.4941 | 1125686.4986 | 317212.1579 | 82470.5877 | 3068.6166 | 5258.7299 | 2410765.0849
WeekDay | Monday | 5 | 19 | 850498.2185 | 943190.1314 | 262808.4772 | 69054.7322 | 1816.3271 | 4224.3152 | 2131592.2017 | 1015797.7634 | 1126504.9181 | 313886.9166 | 82475.9429 | 2169.3415 | 5045.3368 | 2545880.2193
WeekDay | Monday | 5 | 20 | 930363.8712 | 894019.4755 | 257605.0074 | 69107.616 | 2133.9168 | 4021.5423 | 2157251.4292 | 1111185.7956 | 1067777.6436 | 307672.1205 | 82539.105 | 2548.6566 | 4803.1537 | 2576526.475
WeekDay | Monday | 5 | 21 | 979866.9307 | 853862.1109 | 253326.5183 | 69111.913 | 1341.7269 | 3879.9404 | 2161389.1401 | 1170310.0782 | 1019815.449 | 302562.0808 | 82544.2371 | 1602.4998 | 4634.0306 | 2581468.3755
WeekDay | Monday | 5 | 22 | 990758.7254 | 810918.1917 | 251371.8978 | 69111.9752 | 1298.9059 | 3751.4206 | 2127211.1166 | 1183318.76 | 968525.1157 | 300227.5678 | 82544.3115 | 1551.3562 | 4480.5322 | 2540647.6434
WeekDay | Monday | 5 | 23 | 924730.9449 | 778751.8867 | 247364.2081 | 69090.5402 | 1605.7902 | 3680.5591 | 2025223.9292 | 1104458.0755 | 930107.092 | 295440.959 | 82518.7105 | 1917.8854 | 4395.8983 | 2418838.6207
WeekDay | Tuesday | 5 | 0 | 847923.7142 | 762522.9791 | 245783.2181 | 69085.6454 | 2729.8434 | 3635.2562 | 1931680.6563 | 1012722.8884 | 910723.9966 | 293552.6939 | 82512.8643 | 3260.4052 | 4341.7905 | 2307114.639
WeekDay | Tuesday | 5 | 1 | 790112.6791 | 739334.5753 | 244201.3771 | 69083.964 | 3026.0224 | 3572.8738 | 1849331.4918 | 943675.9241 | 883028.7844 | 291663.4124 | 82510.8561 | 3614.1485 | 4267.2838 | 2208760.4093
WeekDay | Tuesday | 5 | 2 | 750998.4542 | 721173.5142 | 245258.859 | 69084.4996 | 3004.6119 | 3552.645 | 1793072.584 | 896959.6097 | 861338.0097 | 292926.4225 | 82511.4958 | 3588.5767 | 4243.1233 | 2141567.2377
WeekDay | Tuesday | 5 | 3 | 720400.5579 | 704769.2028 | 246033.8139 | 69082.9053 | 2729.8434 | 3588.742 | 1746605.0651 | 860414.8245 | 841745.4197 | 293851.9945 | 82509.5917 | 3260.4052 | 4286.236 | 2086068.4716
WeekDay | Tuesday | 5 | 4 | 697779.4234 | 705524.3743 | 247002.9249 | 69085.3216 | 2419.3906 | 3741.1245 | 1725552.5593 | 833397.1339 | 842647.3635 | 295009.4582 | 82512.4776 | 2889.614 | 4468.235 | 2060924.2821
WeekDay | Tuesday | 5 | 5 | 711901.9524 | 731237.983 | 254301.0807 | 137.2662 | 3500.6227 | 3983.5072 | 1705062.4122 | 850264.463 | 873358.5697 | 303726.0554 | 163.9447 | 4180.9901 | 4757.7263 | 2036451.7493
WeekDay | Tuesday | 5 | 6 | 716470.3746 | 776814.6404 | 260139.7946 | 128.0869 | 4778.118 | 4147.5183 | 1762478.5327 | 855720.7861 | 927793.33 | 310699.5591 | 152.9813 | 5706.7745 | 4953.6139 | 2105027.0449
WeekDay | Tuesday | 5 | 7 | 592842.9742 | 914717.0523 | 270575.9408 | 100.7731 | 3686.1806 | 4312.983 | 1786235.904 | 708065.6422 | 1092497.9215 | 323164.0343 | 120.359 | 4402.6124 | 5151.2376 | 2133401.8071
WeekDay | Tuesday | 5 | 8 | 519342.2203 | 1082414.1141 | 279995.0559 | 115.5696 | 2911.8329 | 4171.7445 | 1888950.5373 | 620279.566 | 1292787.9357 | 334413.8122 | 138.0313 | 3477.7655 | 4982.5486 | 2256079.6592
WeekDay | Tuesday | 5 | 9 | 493506.3075 | 1168391.1995 | 283809.6232 | 139.0348 | 2465.7801 | 4043.1036 | 1952355.0486 | 589422.2851 | 1395475.1949 | 338969.764 | 166.057 | 2945.0196 | 4828.9055 | 2331807.2262
WeekDay | Tuesday | 5 | 10 | 493534.8469 | 1212051.5032 | 287827.3884 | 135.4228 | 2169.601 | 4394.6251 | 2000113.3874 | 589456.3712 | 1447621.1464 | 343768.4067 | 161.7431 | 2591.2763 | 5248.7475 | 2388847.6911
WeekDay | Tuesday | 5 | 11 | 500863.5377 | 1230078.8685 | 290310.861 | 139.1967 | 2397.98 | 4106.6972 | 2027897.1412 | 598209.438 | 1469152.2408 | 346734.5573 | 166.2504 | 2864.0422 | 4904.859 | 2422031.3878
WeekDay | Tuesday | 5 | 12 | 506912.7084 | 1219433.7989 | 293501.7256 | 133.4674 | 3786.0965 | 4351.8659 | 2028119.6627 | 605434.3022 | 1456438.2366 | 350545.586 | 159.4076 | 4521.9475 | 5197.6778 | 2422297.1578
WeekDay | Tuesday | 5 | 13 | 499401.1226 | 1226330.156 | 292636.9087 | 132.1596 | 4528.3284 | 4572.8085 | 2027601.4838 | 596462.7936 | 1464674.9429 | 349512.6866 | 157.8457 | 5408.4368 | 5461.5619 | 2421678.2675
WeekDay | Tuesday | 5 | 14 | 509170.0864 | 1223429.6693 | 290733.7769 | 139.3711 | 4860.1917 | 4745.1776 | 2033078.2729 | 608130.4154 | 1461210.7289 | 347239.6696 | 166.4587 | 5804.7998 | 5667.432 | 2428219.5043
WeekDay | Tuesday | 5 | 15 | 558474.4571 | 1168863.3883 | 287806.5534 | 145.7978 | 5673.7921 | 4427.0882 | 2025391.0767 | 667017.393 | 1396039.1565 | 343743.5221 | 174.1345 | 6776.5284 | 5287.5199 | 2419038.2544
WeekDay | Tuesday | 5 | 16 | 614289.9874 | 1098201.6448 | 281962.2624 | 126.3307 | 5231.3077 | 4652.028 | 2004463.561 | 733681.0139 | 1311643.8699 | 336763.3574 | 150.8839 | 6248.0444 | 5556.1782 | 2394043.3476
WeekDay | Tuesday | 5 | 17 | 664727.8735 | 1001384.6811 | 271186.6814 | 126.0567 | 4342.7704 | 4687.156 | 1946455.2191 | 793921.8125 | 1196009.9354 | 323893.4761 | 150.5566 | 5186.8145 | 5598.1335 | 2324760.7287
WeekDay | Tuesday | 5 | 18 | 737576.3545 | 951614.8837 | 262576.247 | 69191.4379 | 2819.0539 | 4644.5179 | 2028422.495 | 880928.8426 | 1136567.0727 | 313609.551 | 82639.2182 | 3366.9543 | 5547.2085 | 2422658.8473
WeekDay | Tuesday | 5 | 19 | 842532.9952 | 931523.1178 | 257511.5831 | 69445.1207 | 2290.9274 | 4590.7359 | 2107894.4801 | 1006284.4501 | 1112570.3489 | 307560.5386 | 82942.2058 | 2736.1831 | 5482.9735 | 2517576.7001
WeekDay | Tuesday | 5 | 20 | 908779.4147 | 898889.6633 | 252275.1062 | 69459.9047 | 2265.9484 | 4337.8148 | 2136007.852 | 1085406.2675 | 1073594.3823 | 301306.3203 | 82959.8632 | 2706.3494 | 5180.8957 | 2551154.0783
WeekDay | Tuesday | 5 | 21 | 967755.5943 | 850681.0046 | 244576.2448 | 69448.3216 | 2012.5904 | 3997.4372 | 2138471.1928 | 1155844.8293 | 1016016.0751 | 292111.1379 | 82946.0288 | 2403.7497 | 4774.3637 | 2554096.1845
WeekDay | Tuesday | 5 | 22 | 973415.6524 | 808152.4807 | 243179.1976 | 69333.9601 | 1923.3798 | 3875.2163 | 2099879.8868 | 1162604.9544 | 965221.8717 | 290442.566 | 82809.4405 | 2297.2005 | 4628.3883 | 2508004.4215
WeekDay | Tuesday | 5 | 23 | 913291.9682 | 771666.1174 | 240844.494 | 69122.3627 | 2397.98 | 3818.8905 | 2001141.8128 | 1090795.8635 | 921644.16 | 287654.0985 | 82556.7178 | 2864.0422 | 4561.1152 | 2390075.9972
WeekDay | Wednesday | 5 | 0 | 837275.2856 | 740805.0303 | 239937.7946 | 69098.0506 | 3257.9699 | 3750.5727 | 1894124.7038 | 1000004.8725 | 884785.0314 | 286571.1765 | 82527.6805 | 3891.1763 | 4479.5195 | 2262259.4567
WeekDay | Wednesday | 5 | 1 | 776107.1422 | 719852.5239 | 242239.056 | 69090.3783 | 3464.9384 | 3715.0814 | 1814469.1202 | 926948.3252 | 859760.2768 | 289319.7023 | 82518.5171 | 4138.3705 | 4437.1302 | 2167122.322
WeekDay | Wednesday | 5 | 2 | 735559.3286 | 698202.5129 | 242419.2819 | 69088.9335 | 3250.8331 | 3647.9749 | 1752168.865 | 878519.7954 | 833902.4534 | 289534.9562 | 82516.7915 | 3882.6524 | 4356.9812 | 2092713.6301
WeekDay | Wednesday | 5 | 3 | 699359.9045 | 688583.902 | 245249.2299 | 69090.3783 | 3232.991 | 3628.3517 | 1709144.7574 | 835284.7912 | 822414.4065 | 292914.9218 | 82518.5171 | 3861.3426 | 4333.5441 | 2041327.5233
WeekDay | Wednesday | 5 | 4 | 677260.8208 | 692940.9518 | 247944.8491 | 69089.2823 | 2986.7698 | 3806.5351 | 1694029.2089 | 808890.615 | 827618.2757 | 296134.4512 | 82517.208 | 3567.2668 | 4546.3586 | 2023274.1753
WeekDay | Wednesday | 5 | 5 | 694550.517 | 715506.7142 | 252524.0286 | 138.9102 | 3582.6964 | 4131.7713 | 1670434.6377 | 829540.6697 | 854569.8323 | 301603.6223 | 165.9083 | 4279.0154 | 4934.8064 | 1995093.8544
WeekDay | Wednesday | 5 | 6 | 711403.9948 | 743205.3273 | 256902.9374 | 133.9282 | 4335.6336 | 4219.5911 | 1720201.4125 | 849669.7243 | 887651.8408 | 306833.5989 | 159.958 | 5178.2905 | 5039.6945 | 2054533.1072
WeekDay | Wednesday | 5 | 7 | 592246.9317 | 875357.3685 | 267563.4736 | 106.6768 | 3654.0648 | 4468.1515 | 1743396.6669 | 707353.7552 | 1045488.4417 | 319566.0756 | 127.4101 | 4364.2547 | 5336.5641 | 2082236.5015
WeekDay | Wednesday | 5 | 8 | 523400.0299 | 1059750.7581 | 274518.9136 | 130.0921 | 3004.6119 | 4236.6706 | 1865041.0762 | 625126.0358 | 1265719.8175 | 327873.3482 | 155.3763 | 3588.5767 | 5060.0935 | 2227523.2478
WeekDay | Wednesday | 5 | 9 | 499477.7608 | 1154785.6539 | 280453.413 | 316.8917 | 2462.2117 | 3599.6437 | 1941095.5747 | 596554.3269 | 1379225.3281 | 334961.2539 | 378.4815 | 2940.7576 | 4299.2566 | 2318359.4045
WeekDay | Wednesday | 5 | 10 | 493343.768 | 1202036.813 | 285005.1301 | 130.553 | 1837.7377 | 3512.7929 | 1985866.7947 | 589228.1551 | 1435660.0397 | 340397.6251 | 155.9267 | 2194.9133 | 4195.5258 | 2371832.1856
WeekDay | Wednesday | 5 | 11 | 505103.9637 | 1221375.7735 | 285938.7761 | 131.5618 | 2751.2539 | 4103.6689 | 2019404.9979 | 603274.0169 | 1458757.6458 | 341512.7309 | 157.1317 | 3285.977 | 4901.2422 | 2411888.7444
WeekDay | Wednesday | 5 | 12 | 498173.9545 | 1215957.4698 | 289270.5144 | 160.6815 | 3639.7911 | 3558.217 | 2010760.6284 | 594997.1179 | 1452286.2616 | 345492.013 | 191.911 | 4347.2069 | 4249.7783 | 2401564.2886
WeekDay | Wednesday | 5 | 13 | 497134.3418 | 1228666.7191 | 285128.4428 | 207.1884 | 4068.0019 | 3457.0728 | 2018661.7667 | 593755.4501 | 1467465.6314 | 340544.9044 | 247.4567 | 4858.643 | 4128.9761 | 2411001.0616
WeekDay | Wednesday | 5 | 14 | 503809.122 | 1217403.6844 | 285779.3814 | 202.1316 | 4210.7388 | 4254.719 | 2015659.7772 | 601727.5148 | 1454013.5569 | 341322.3569 | 241.4172 | 5029.1217 | 5081.6498 | 2407415.6171
WeekDay | Wednesday | 5 | 15 | 540996.0494 | 1163368.7918 | 281835.4282 | 196.7386 | 4392.7283 | 5292.0831 | 1996081.8195 | 646141.9496 | 1389476.6514 | 336611.8722 | 234.976 | 5246.482 | 6320.632 | 2384032.5632
WeekDay | Wednesday | 5 | 16 | 597623.0132 | 1096904.0377 | 275732.021 | 143.7179 | 4278.5388 | 4915.003 | 1979596.3315 | 713774.7111 | 1310094.0648 | 329322.2304 | 171.6503 | 5110.0991 | 5870.264 | 2364343.0196
WeekDay | Wednesday | 5 | 17 | 642410.6218 | 1012935.3158 | 268559.0955 | 118.4218 | 4824.5075 | 4502.0681 | 1933350.0304 | 767267.0661 | 1209805.5068 | 320755.2028 | 141.4378 | 5762.1801 | 5377.0727 | 2309108.4662
WeekDay | Wednesday | 5 | 18 | 696950.2027 | 951667.3517 | 260313.1631 | 69068.3828 | 2223.1273 | 4346.5362 | 1984568.7638 | 832406.7491 | 1136629.7381 | 310906.6228 | 82492.2467 | 2655.2058 | 5191.3121 | 2370281.8746
WeekDay | Wednesday | 5 | 19 | 814122.2279 | 942883.4919 | 252799.8737 | 69130.1595 | 1948.3588 | 4284.8806 | 2085168.9925 | 972351.876 | 1126138.6813 | 301933.0796 | 82566.03 | 2327.0343 | 5117.6734 | 2490434.3746
WeekDay | Wednesday | 5 | 20 | 868337.3488 | 895820.4716 | 248028.7262 | 69492.8855 | 1880.5588 | 4072.5383 | 2087632.5292 | 1037104.0381 | 1069928.6744 | 296234.6303 | 82999.2539 | 2246.0569 | 4864.0611 | 2493376.7148
WeekDay | Wednesday | 5 | 21 | 928397.7066 | 850235.7066 | 244290.8117 | 69413.3605 | 1695.0008 | 3854.3818 | 2097886.9679 | 1108837.4948 | 1015484.2307 | 291770.2292 | 82904.2728 | 2024.4346 | 4603.5045 | 2505624.1666
WeekDay | Wednesday | 5 | 22 | 946951.2807 | 803649.4608 | 243457.8368 | 69121.6652 | 2108.9378 | 3741.8513 | 2069031.0326 | 1130997.0699 | 959843.6623 | 290775.3605 | 82555.8847 | 2518.8228 | 4469.103 | 2471159.9033
WeekDay | Wednesday | 5 | 23 | 879815.1946 | 772467.3857 | 245299.6849 | 69119.9589 | 2076.822 | 3667.8404 | 1972446.8864 | 1050812.6736 | 922601.1597 | 292975.1831 | 82553.8468 | 2480.4651 | 4380.7076 | 2355804.036
WeekDay | Thursday | 5 | 0 | 800315.4565 | 692454.6209 | 245490.9531 | 69092.3587 | 2815.4855 | 3474.7579 | 1813643.6325 | 955861.6739 | 827037.4233 | 293203.6254 | 82520.8823 | 3362.6924 | 4150.0984 | 2166136.3957
WeekDay | Thursday | 5 | 1 | 739403.9359 | 676153.0486 | 238858.061 | 69086.044 | 3457.8016 | 3486.023 | 1730444.9141 | 883111.6257 | 807567.5405 | 285281.5901 | 82513.3403 | 4129.8465 | 4163.553 | 2066767.4961
WeekDay | Thursday | 5 | 2 | 697781.4296 | 661982.5001 | 242176.1075 | 69086.2682 | 3793.2333 | 3470.1549 | 1678289.6936 | 833399.53 | 790642.859 | 289244.5193 | 82513.6081 | 4530.4715 | 4144.6008 | 2004475.5886
WeekDay | Thursday | 5 | 3 | 663190.8581 | 656978.5997 | 243079.5247 | 69086.0689 | 3472.0753 | 3504.4349 | 1639311.5616 | 792086.0687 | 784666.4199 | 290323.5211 | 82513.3701 | 4146.8944 | 4185.5433 | 1957921.8176
WeekDay | Thursday | 5 | 4 | 627021.6734 | 652262.0483 | 245048.497 | 69088.1738 | 2901.1276 | 3666.0234 | 1599987.5436 | 748887.1812 | 779033.1778 | 292675.1753 | 82515.8841 | 3464.9796 | 4378.5375 | 1910954.9355
WeekDay | Thursday | 5 | 5 | 644250.0427 | 678718.8032 | 245957.293 | 138.4992 | 3043.8645 | 3957.7063 | 1576066.209 | 769463.9897 | 810631.9652 | 293760.6014 | 165.4174 | 3635.4583 | 4726.9108 | 1882384.3428
WeekDay | Thursday | 5 | 6 | 656772.0728 | 719449.1555 | 250099.3096 | 129.3075 | 4110.8229 | 4158.7835 | 1634719.4517 | 784419.7532 | 859278.5112 | 298707.6443 | 154.4392 | 4909.7866 | 4967.0685 | 1952437.203
WeekDay | Thursday | 5 | 7 | 563406.6703 | 851561.7095 | 265540.5642 | 107.586 | 3682.6122 | 4291.1794 | 1688590.3217 | 672908.2121 | 1017067.9505 | 317150.0014 | 128.496 | 4398.3505 | 5125.1964 | 2016778.2069
WeekDay | Thursday | 5 | 8 | 500890.6067 | 1015352.4746 | 276882.4177 | 122.6939 | 2629.9275 | 4256.2937 | 1800134.4142 | 598241.7681 | 1212692.4553 | 330696.2138 | 146.5402 | 3141.0701 | 5083.5305 | 2150001.5779
WeekDay | Thursday | 5 | 9 | 477609.5816 | 1097216.3602 | 281465.3862 | 127.9997 | 2415.8222 | 4240.0622 | 1863075.2121 | 570435.933 | 1310467.0891 | 336169.9103 | 152.8772 | 2885.352 | 5064.1443 | 2225175.306
WeekDay | Thursday | 5 | 10 | 477465.9975 | 1141667.1955 | 287962.2151 | 129.3946 | 2351.5905 | 4048.4333 | 1913624.8266 | 570264.4425 | 1363557.2168 | 343929.4377 | 154.5433 | 2808.6366 | 4835.2711 | 2285549.548
WeekDay | Thursday | 5 | 11 | 486211.0489 | 1157836.1774 | 284644.8315 | 131.3003 | 2505.0327 | 4788.179 | 1936116.5698 | 580709.1482 | 1382868.7396 | 339967.3003 | 156.8193 | 2991.9012 | 5718.791 | 2312412.6995
WeekDay | Thursday | 5 | 12 | 511555.1432 | 1174379.3668 | 281988.7573 | 134.2645 | 3482.7805 | 4759.4711 | 1976299.7834 | 610979.0226 | 1402627.1993 | 336795.0018 | 160.3597 | 4159.6803 | 5684.5034 | 2360405.7671
WeekDay | Thursday | 5 | 13 | 518822.4245 | 1183080.6043 | 274313.0701 | 133.2308 | 3821.7807 | 4812.1629 | 1984983.2733 | 619658.7447 | 1413019.5757 | 327627.4977 | 159.125 | 4564.5672 | 5747.4363 | 2370776.9465
WeekDay | Thursday | 5 | 14 | 528757.9043 | 1188169.0215 | 267169.7307 | 131.3252 | 3778.9596 | 4067.6931 | 1992074.6344 | 631525.2459 | 1419096.958 | 319095.8064 | 156.849 | 4513.4236 | 4858.2742 | 2379246.5571
WeekDay | Thursday | 5 | 15 | 568052.2695 | 1141478.1689 | 259538.3837 | 125.571 | 4324.9283 | 4070.358 | 1977589.6794 | 678456.712 | 1363331.4518 | 309981.2604 | 149.9765 | 5165.5046 | 4861.457 | 2361946.3623
WeekDay | Thursday | 5 | 16 | 615548.8288 | 1073799.9742 | 255317.3308 | 116.5162 | 4396.2967 | 4125.7148 | 1953304.6615 | 735184.5189 | 1282499.5849 | 304939.8199 | 139.1618 | 5250.744 | 4927.5727 | 2332941.4022
WeekDay | Thursday | 5 | 17 | 666020.9335 | 979054.125 | 253068.159 | 104.8085 | 4346.3388 | 3815.1354 | 1906409.5003 | 795466.1867 | 1169339.2988 | 302253.5078 | 125.1787 | 5191.0764 | 4556.6304 | 2276931.8788
WeekDay | Thursday | 5 | 18 | 718884.4759 | 920620.06 | 251777.6743 | 69060.1377 | 3225.8541 | 3968.487 | 1967536.6889 | 858604.0827 | 1099548.2149 | 300712.2094 | 82482.399 | 3852.8186 | 4739.7868 | 2349939.5114
WeekDay | Thursday | 5 | 19 | 825168.2242 | 907686.7535 | 250330.5741 | 69334.2341 | 2215.9905 | 3992.8343 | 2058728.6107 | 985544.7294 | 1084101.2409 | 298983.8565 | 82809.7677 | 2646.6818 | 4768.8661 | 2458855.1425
WeekDay | Thursday | 5 | 20 | 899553.6447 | 864740.0447 | 246680.0892 | 69274.0268 | 1898.4009 | 3798.9039 | 2085945.1101 | 1074387.4125 | 1032807.5759 | 294623.8775 | 82737.8588 | 2267.3667 | 4537.2441 | 2491361.3354
WeekDay | Thursday | 5 | 21 | 963880.3551 | 828724.0133 | 242343.2547 | 69126.5226 | 1780.6429 | 3670.0207 | 2109524.8093 | 1151216.4136 | 989791.6079 | 289444.1525 | 82561.6863 | 2126.7218 | 4383.3117 | 2519523.8938
WeekDay | Thursday | 5 | 22 | 993178.5567 | 788027.1027 | 238903.4866 | 69124.8163 | 1752.0955 | 3492.5641 | 2094478.6219 | 1186208.9004 | 941185.0031 | 285335.8445 | 82559.6483 | 2092.6261 | 4171.3654 | 2501553.3877
WeekDay | Thursday | 5 | 23 | 942353.1029 | 750519.7163 | 237992.8036 | 69113.9182 | 1423.8007 | 3394.6904 | 2004798.0321 | 1125505.208 | 896387.8262 | 284248.1646 | 82546.6321 | 1700.525 | 4054.4693 | 2394442.8252
WeekDay | Friday | 5 | 0 | 868091.6873 | 726963.2969 | 235922.9798 | 69099.458 | 2023.2957 | 3367.0726 | 1905467.7902 | 1036810.6308 | 868253.0721 | 281776.0578 | 82529.3614 | 2416.5356 | 4021.4838 | 2275807.1416
WeekDay | Friday | 5 | 1 | 807360.5401 | 707956.1998 | 232727.7332 | 69098.8228 | 2858.3066 | 3341.2717 | 1823342.8741 | 964276.0126 | 845551.8291 | 277959.7954 | 82528.6028 | 3413.836 | 3990.6684 | 2177720.7444
WeekDay | Friday | 5 | 2 | 761236.3247 | 692018.5761 | 231483.8136 | 69098.0755 | 2790.5065 | 3343.9366 | 1759971.2331 | 909187.2731 | 826516.6306 | 276474.1125 | 82527.7102 | 3332.8586 | 3993.8512 | 2102032.4363
WeekDay | Friday | 5 | 3 | 725006.6731 | 677637.5697 | 231574.3932 | 69099.458 | 3186.6015 | 3400.3836 | 1709905.079 | 865916.1665 | 809340.5874 | 276582.2967 | 82529.3614 | 3805.937 | 4061.269 | 2042235.6181
WeekDay | Friday | 5 | 4 | 661721.2204 | 670402.8262 | 229980.7895 | 69101.0149 | 2330.18 | 3536.1712 | 1637072.2021 | 790330.7979 | 800699.7271 | 274678.9664 | 82531.2209 | 2783.0648 | 4223.4477 | 1955247.2249
WeekDay | Friday | 5 | 5 | 666837.9681 | 689282.5465 | 235013.1078 | 151.8883 | 2983.2014 | 3842.8744 | 1598111.5864 | 796442.0169 | 823248.8369 | 280689.3466 | 181.4087 | 3563.0048 | 4589.7606 | 1908714.3745
WeekDay | Friday | 5 | 6 | 676344.1172 | 722143.3997 | 240598.564 | 143.2695 | 4010.9071 | 4116.6299 | 1647356.8874 | 807795.7445 | 862496.3984 | 287360.3705 | 171.1148 | 4790.4515 | 4916.7222 | 1967530.8018
WeekDay | Friday | 5 | 7 | 607811.2935 | 852641.4078 | 251264.5477 | 111.1108 | 3390.0015 | 4218.9855 | 1719437.3468 | 725943.1462 | 1018357.4947 | 300099.3536 | 132.7058 | 4048.8691 | 5038.9712 | 2053620.5405
WeekDay | Friday | 5 | 8 | 553671.6826 | 1017979.0479 | 256905.4458 | 119.7171 | 2626.3591 | 3543.8024 | 1834846.0549 | 661281.1698 | 1215829.5191 | 306836.5948 | 142.9849 | 3136.8081 | 4232.5622 | 2191459.6389
WeekDay | Friday | 5 | 9 | 527430.5793 | 1099895.7737 | 261199.1076 | 128.062 | 2141.0536 | 3450.1683 | 1894244.7445 | 629939.9472 | 1313667.263 | 311964.7561 | 152.9516 | 2557.1805 | 4120.7297 | 2262402.8281
WeekDay | Friday | 5 | 10 | 520152.1035 | 1142506.1016 | 264942.2653 | 49.6704 | 2340.8853 | 3529.1456 | 1933520.1717 | 621246.855 | 1364559.1695 | 316435.4194 | 59.3242 | 2795.8507 | 4215.0567 | 2309311.6755
WeekDay | Friday | 5 | 11 | 528847.0777 | 1150798.5281 | 271761.509 | 35.2226 | 2926.1066 | 3260.8409 | 1957629.2849 | 631631.7507 | 1374463.28 | 324580.0249 | 42.0684 | 3494.8134 | 3894.6053 | 2338106.5427
WeekDay | Friday | 5 | 12 | 534603.7202 | 1164241.3332 | 270919.746 | 35.1355 | 3993.065 | 3438.5398 | 1977231.5397 | 638507.232 | 1390518.7767 | 323574.6602 | 41.9643 | 4769.1417 | 4106.8411 | 2361518.6159
WeekDay | Friday | 5 | 13 | 527730.1973 | 1167875.1105 | 272308.9611 | 35.4842 | 4200.0335 | 3554.4619 | 1975704.2485 | 630297.7978 | 1394858.8009 | 325233.8778 | 42.3808 | 5016.3358 | 4245.2934 | 2359694.4864
WeekDay | Friday | 5 | 14 | 536716.0842 | 1163266.3415 | 270076.6984 | 34.8739 | 4842.3496 | 3394.5693 | 1978330.9169 | 641030.1469 | 1389354.2894 | 322567.7611 | 41.6519 | 5783.4899 | 4054.3247 | 2362831.6638
WeekDay | Friday | 5 | 15 | 559717.9089 | 1121566.0381 | 265868.9779 | 33.3046 | 5042.1813 | 3948.0159 | 1956176.4266 | 668502.5173 | 1339549.2762 | 317542.2443 | 39.7775 | 6022.1601 | 4715.337 | 2336371.3125
WeekDay | Friday | 5 | 16 | 597689.0852 | 1060324.7827 | 261564.6844 | 67.0202 | 4428.4126 | 4245.2708 | 1928319.2559 | 713853.6246 | 1266405.4073 | 312401.385 | 80.046 | 5289.1017 | 5070.3653 | 2303099.9298
WeekDay | Friday | 5 | 17 | 639814.7382 | 973857.6223 | 257219.0484 | 92.8518 | 4510.4863 | 4167.626 | 1879662.373 | 764166.6566 | 1163132.824 | 307211.148 | 110.8981 | 5387.1269 | 4977.6297 | 2244986.2833
WeekDay | Friday | 5 | 18 | 691656.966 | 915218.7548 | 252010.4186 | 69043.9088 | 2794.075 | 4108.7564 | 1934832.8797 | 826084.7394 | 1093097.1329 | 300990.1891 | 82463.016 | 3337.1206 | 4907.3185 | 2310879.5163
WeekDay | Friday | 5 | 19 | 772272.8353 | 905253.938 | 247960.4292 | 69295.9475 | 2030.4325 | 4156.2397 | 2000969.8222 | 922368.7972 | 1081195.5928 | 296153.0593 | 82764.0399 | 2425.0595 | 4964.0304 | 2389870.5792
WeekDay | Friday | 5 | 20 | 741304.8852 | 868958.0202 | 243503.4553 | 69471.9362 | 1384.548 | 4011.6095 | 1928634.4545 | 885382.0362 | 1037845.3408 | 290829.8452 | 82974.2331 | 1653.6434 | 4791.2905 | 2303476.3891
WeekDay | Friday | 5 | 21 | 773386.1708 | 837101.8073 | 238241.2087 | 69320.3344 | 1306.0427 | 3803.9914 | 1923159.5552 | 923698.5163 | 999797.6776 | 284544.8487 | 82793.1665 | 1559.8801 | 4543.3204 | 2296937.4096
WeekDay | Friday | 5 | 22 | 801063.0091 | 800511.5579 | 235579.4926 | 69094.4013 | 1263.2216 | 3619.5092 | 1911131.1916 | 956754.5179 | 956095.8888 | 281365.8118 | 82523.3219 | 1508.7365 | 4322.983 | 2282571.2598
WeekDay | Friday | 5 | 23 | 782080.4789 | 772209.2519 | 232193.2612 | 69098.3993 | 1495.1691 | 3499.832 | 1860576.3924 | 934082.6165 | 922292.856 | 277321.4456 | 82528.097 | 1785.7644 | 4180.0458 | 2222190.8253
Saturday | Saturday | 5 | 0 | 745413.7966 | 736605.1503 | 233127.4823 | 69078.297 | 2330.18 | 3354.2327 | 1789909.139 | 890289.5396 | 879768.8789 | 278437.2383 | 82504.0877 | 2783.0648 | 4006.1484 | 2137788.9577
Saturday | Saturday | 5 | 1 | 708835.7397 | 710117.5716 | 230118.2867 | 69072.9912 | 2758.3907 | 3358.4723 | 1724261.4523 | 846602.3131 | 848133.2769 | 274843.187 | 82497.7506 | 3294.5009 | 4011.212 | 2059382.2405
Saturday | Saturday | 5 | 2 | 675857.7258 | 695351.9076 | 227539.9197 | 69072.8168 | 2819.0539 | 3256.3591 | 1673897.783 | 807214.8199 | 830497.8155 | 271763.6986 | 82497.5424 | 3366.9543 | 3889.2524 | 1999230.0832
Saturday | Saturday | 5 | 3 | 651926.1427 | 676707.8699 | 226039.7256 | 69070.9112 | 3550.5806 | 3319.4682 | 1630614.6981 | 778631.9868 | 808230.1947 | 269971.9326 | 82495.2664 | 4240.6577 | 3964.6272 | 1947534.6654
Saturday | Saturday | 5 | 4 | 612603.6869 | 671280.4393 | 224620.7117 | 69070.5874 | 1730.685 | 3377.8532 | 1582683.9635 | 731666.9706 | 801747.9097 | 268277.1246 | 82494.8796 | 2067.0542 | 4034.3597 | 1890288.2985
Saturday | Saturday | 5 | 5 | 599296.8007 | 683970.7487 | 224614.0326 | 122.532 | 2201.7168 | 3485.7808 | 1513691.6116 | 715773.8095 | 816904.6585 | 268269.1475 | 146.3468 | 2629.634 | 4163.2637 | 1807886.8599
Saturday | Saturday | 5 | 6 | 604673.9883 | 683939.5777 | 220038.9594 | 116.8276 | 3629.0859 | 3393.9636 | 1515792.4026 | 722196.0864 | 816867.4293 | 262804.8807 | 139.5337 | 4334.421 | 4053.6013 | 1810395.9524
Saturday | Saturday | 5 | 7 | 617035.982 | 721182.0569 | 220970.2759 | 81.4181 | 2601.3801 | 3401.1104 | 1565272.2234 | 736960.7094 | 861348.2127 | 263917.2042 | 97.2422 | 3106.9743 | 4062.137 | 1869492.4799
Saturday | Saturday | 5 | 8 | 616338.8021 | 791323.5953 | 222196.766 | 76.1995 | 1580.8112 | 3470.1549 | 1634986.329 | 736128.0283 | 945122.1892 | 265382.0703 | 91.0093 | 1888.0516 | 4144.6008 | 1952755.9495
Saturday | Saturday | 5 | 9 | 593545.1974 | 863288.6978 | 221635.8722 | 75.5643 | 1198.99 | 3481.2989 | 1683225.6206 | 708904.3467 | 1031074.1509 | 264712.1632 | 90.2507 | 1432.0211 | 4157.9107 | 2010370.8433
Saturday | Saturday | 5 | 10 | 577597.8261 | 899051.9476 | 222470.8068 | 77.3578 | 1209.6953 | 3484.4483 | 1703892.0819 | 689857.506 | 1073788.2075 | 265709.3726 | 92.3928 | 1444.807 | 4161.6722 | 2035053.9581
Saturday | Saturday | 5 | 11 | 572153.9716 | 921115.131 | 223096.4687 | 77.0091 | 1513.0112 | 3476.4537 | 1721432.0452 | 683355.605 | 1100139.5059 | 266456.6356 | 91.9762 | 1807.0742 | 4152.1238 | 2056002.9208
Saturday | Saturday | 5 | 12 | 569752.8434 | 915535.2142 | 222699.6099 | 77.8186 | 2197.0332 | 3555.7944 | 1713818.3138 | 680487.8029 | 1093475.0981 | 265982.6449 | 92.9432 | 2624.0401 | 4246.8848 | 2046909.4141
Saturday | Saturday | 5 | 13 | 566207.7539 | 891513.6992 | 220752.4904 | 80.758 | 2547.7423 | 3263.0213 | 1684365.465 | 676253.7035 | 1064784.8543 | 263657.0907 | 96.4538 | 3042.9116 | 3897.2094 | 2011732.2234
Saturday | Saturday | 5 | 14 | 566053.7887 | 869141.0247 | 218250.8944 | 81.717 | 2604.9486 | 3061.823 | 1659194.1964 | 676069.8142 | 1038063.9133 | 260669.2943 | 97.5992 | 3111.2363 | 3656.9071 | 1981668.7644
Saturday | Saturday | 5 | 15 | 580108.7147 | 867512.7061 | 216263.1389 | 82.153 | 2651.3381 | 3319.7105 | 1669937.7612 | 692856.4012 | 1036119.1211 | 258295.2063 | 98.1199 | 3166.6419 | 3964.9166 | 1994500.4069
Saturday | Saturday | 5 | 16 | 599914.7091 | 860234.7356 | 212886.0804 | 83.7223 | 2116.0747 | 3414.5559 | 1678649.8779 | 716511.8121 | 1027426.6324 | 254261.7957 | 99.9942 | 2527.3467 | 4078.1958 | 2004905.7769
Saturday | Saturday | 5 | 17 | 627059.2774 | 832466.7085 | 209551.8847 | 89.2149 | 2740.5486 | 3571.9048 | 1675479.5389 | 748932.0937 | 994261.7188 | 250279.5787 | 106.5544 | 3273.1911 | 4266.1264 | 2001119.2631
Saturday | Saturday | 5 | 18 | 647294.4456 | 827837.6843 | 207835.2671 | 69052.1789 | 1973.3377 | 3683.8296 | 1757676.7433 | 773100.0911 | 988733.0154 | 248229.3259 | 82472.8934 | 2356.868 | 4399.8045 | 2099291.9983
Saturday | Saturday | 5 | 19 | 697805.5477 | 836608.6694 | 206895.5447 | 69449.9781 | 1484.4638 | 3659.1189 | 1815903.3226 | 833428.3356 | 999208.6952 | 247106.9627 | 82948.0073 | 1772.9785 | 4370.2912 | 2168835.2705
Saturday | Saturday | 5 | 20 | 714859.4278 | 815350.7454 | 206546.6731 | 69495.638 | 1684.2955 | 3560.034 | 1811496.8137 | 853796.7418 | 973819.1634 | 246690.2858 | 83002.5415 | 2011.6487 | 4251.9484 | 2163572.3295
Saturday | Saturday | 5 | 21 | 737230.8263 | 798265.6742 | 205384.9325 | 69497.9173 | 1502.306 | 3458.6475 | 1815340.3037 | 880516.1589 | 953413.5038 | 245302.7537 | 83005.2637 | 1794.2883 | 4130.8568 | 2168162.8253
Saturday | Saturday | 5 | 22 | 763169.0329 | 775069.3301 | 200855.0938 | 69498.9261 | 1198.99 | 3328.1896 | 1813119.5626 | 911495.615 | 925708.808 | 239892.5132 | 83006.4686 | 1432.0211 | 3975.0437 | 2165510.4696
Saturday | Saturday | 5 | 23 | 755928.3333 | 750576.0008 | 198937.5924 | 69492.6364 | 1248.9479 | 3227.4088 | 1779410.9196 | 902847.6411 | 896455.0499 | 237602.3336 | 82998.9564 | 1491.6886 | 3854.6755 | 2125250.3451
Sunday | Sunday | 5 | 0 | 717498.1967 | 723428.9075 | 202749.7316 | 69462.8316 | 2376.5695 | 3181.7425 | 1718697.9794 | 856948.3717 | 864031.7525 | 242155.3854 | 82963.359 | 2838.4704 | 3800.1337 | 2052737.4726
Sunday | Sunday | 5 | 1 | 674630.7407 | 696247.881 | 206108.1892 | 69187.7388 | 3026.0224 | 3162.6038 | 1652363.176 | 805749.3628 | 831567.9268 | 246166.5799 | 82634.8002 | 3614.1485 | 3777.2753 | 1973510.0934
Sunday | Sunday | 5 | 2 | 642667.785 | 669463.2028 | 206908.4435 | 69070.1639 | 3072.4119 | 3086.8971 | 1594268.9041 | 767574.2105 | 799577.4821 | 247122.3685 | 82494.3739 | 3669.554 | 3686.8545 | 1904124.8434
Sunday | Sunday | 5 | 3 | 617090.2637 | 670986.6266 | 204568.6103 | 69069.8152 | 3229.4225 | 3141.1637 | 1568085.9019 | 737025.541 | 801396.9926 | 244327.7744 | 82493.9574 | 3857.0806 | 3751.6681 | 1872853.0141
Sunday | Sunday | 5 | 4 | 592450.3765 | 669364.8368 | 202438.4883 | 69068.1711 | 2569.2643 | 3120.3292 | 1539011.4662 | 707596.7407 | 799459.9981 | 241783.6501 | 82491.9938 | 3068.6166 | 3726.7843 | 1838127.7835
Sunday | Sunday | 5 | 5 | 587141.4383 | 666838.425 | 201181.9125 | 120.315 | 3001.0435 | 3267.6242 | 1461550.7585 | 701255.9778 | 796442.5627 | 240282.8511 | 143.6989 | 3584.3147 | 3902.707 | 1745612.1122
Sunday | Sunday | 5 | 6 | 600955.6452 | 654445.627 | 199900.3029 | 110.4008 | 3386.4331 | 2969.158 | 1461767.567 | 717755.0605 | 781641.1484 | 238752.1528 | 131.8579 | 4044.6072 | 3546.232 | 1745871.0588
Sunday | Sunday | 5 | 7 | 639257.6266 | 667616.3415 | 202505.928 | 76.461 | 2612.0854 | 2629.6283 | 1514698.0709 | 763501.2669 | 797371.672 | 241864.1971 | 91.3217 | 3119.7602 | 3140.7127 | 1809088.9307
Sunday | Sunday | 5 | 8 | 677943.3397 | 697993.978 | 204302.2479 | 75.8881 | 1709.2745 | 2611.701 | 1584636.4291 | 809705.7856 | 833653.3884 | 244009.6428 | 90.6374 | 2041.4824 | 3119.3011 | 1892620.2378
Sunday | Sunday | 5 | 9 | 681459.2303 | 732074.7494 | 205525.7991 | 75.8632 | 1091.9373 | 2867.4081 | 1623094.9874 | 813905.0112 | 874357.9668 | 245470.9986 | 90.6077 | 1304.1621 | 3424.7064 | 1938553.4528
Sunday | Sunday | 5 | 10 | 676544.2792 | 755954.3749 | 205708.5362 | 78.404 | 1209.6953 | 2310.9332 | 1641806.2229 | 808034.8092 | 902878.744 | 245689.2518 | 93.6423 | 1444.807 | 2760.0773 | 1960901.3316
Sunday | Sunday | 5 | 11 | 664676.8612 | 770872.7161 | 205577.3944 | 79.6993 | 1580.8112 | 2411.8352 | 1645199.3175 | 793860.8857 | 920696.5563 | 245532.6218 | 95.1894 | 1888.0516 | 2880.5901 | 1964953.895
Sunday | Sunday | 5 | 12 | 634864.5642 | 780618.4004 | 205444.6533 | 82.9874 | 2587.1064 | 2474.8232 | 1626072.535 | 758254.3859 | 932336.3741 | 245374.0817 | 99.1166 | 3089.9265 | 2955.8203 | 1942109.705
Sunday | Sunday | 5 | 13 | 607451.8495 | 776271.6334 | 205558.7317 | 82.153 | 2865.4434 | 3379.0646 | 1595608.8755 | 725513.842 | 927144.7863 | 245510.3319 | 98.1199 | 3422.3599 | 4035.8065 | 1905725.2464
Sunday | Sunday | 5 | 14 | 568570.8498 | 784613.0542 | 205482.0809 | 82.5017 | 3643.3596 | 3581.1107 | 1565972.9569 | 679076.0815 | 937107.4134 | 245418.7836 | 98.5364 | 4351.4688 | 4277.1215 | 1870329.4052
Sunday | Sunday | 5 | 15 | 536773.2479 | 781493.4055 | 203698.6478 | 82.701 | 2804.7802 | 3507.2209 | 1528360.0034 | 641098.4207 | 933381.4419 | 243288.7293 | 98.7744 | 3349.9065 | 4188.8708 | 1825406.1436
Sunday | Sunday | 5 | 16 | 518998.7262 | 772871.915 | 204024.1054 | 79.936 | 2162.4641 | 3643.7353 | 1501780.882 | 619869.3116 | 923084.3117 | 243677.4416 | 95.472 | 2582.7523 | 4351.9176 | 1793661.207
Sunday | Sunday | 5 | 17 | 526891.752 | 766625.4224 | 196067.2081 | 83.0497 | 2683.4539 | 3472.9409 | 1495823.827 | 629296.3955 | 915623.775 | 234174.0725 | 99.1909 | 3204.9996 | 4147.9283 | 1786546.3617
Sunday | Sunday | 5 | 18 | 555729.6017 | 783063.9866 | 194799.5223 | 69028.1035 | 1591.5165 | 3567.1807 | 1607779.9112 | 663739.0581 | 935257.2749 | 232660.0041 | 82444.1388 | 1900.8375 | 4260.4841 | 1920261.7975
Sunday | Sunday | 5 | 19 | 651022.6575 | 799701.2094 | 196216.2638 | 69041.1065 | 1359.569 | 3635.4984 | 1720976.3045 | 777552.9037 | 955128.044 | 234352.098 | 82459.6689 | 1623.8096 | 4342.0799 | 2055458.6042
Sunday | Sunday | 5 | 20 | 741154.6063 | 782629.9202 | 196707.258 | 69096.419 | 1248.9479 | 3523.4525 | 1794360.6039 | 885202.5496 | 934738.8451 | 234938.52 | 82525.7318 | 1491.6886 | 4208.2571 | 2143105.5922
Sunday | Sunday | 5 | 21 | 804912.8108 | 761812.0318 | 196078.1991 | 69098.0008 | 1070.5268 | 3417.9475 | 1836389.5168 | 961352.5521 | 909874.8724 | 234187.1997 | 82527.621 | 1278.5903 | 4082.2466 | 2193303.082
Sunday | Sunday | 5 | 22 | 823266.6961 | 749083.998 | 195051.1098 | 69098.0008 | 984.8847 | 3310.1411 | 1840794.8304 | 983273.6276 | 894673.0672 | 232960.4892 | 82527.621 | 1176.303 | 3953.4874 | 2198564.5954
Sunday | Sunday | 5 | 23 | 788890.5142 | 727913.6007 | 196000.8264 | 69096.3318 | 1220.4006 | 3289.3066 | 1786410.9802 | 942216.2239 | 869388.0733 | 234094.7891 | 82525.6276 | 1457.5929 | 3928.6036 | 2133610.9103
WeekDay | Monday | 5 | 0 | 726747.5383 | 711152.6929 | 196837.5941 | 69078.8824 | 2255.2431 | 3235.2823 | 1709307.2331 | 867995.3795 | 849369.5803 | 235094.1877 | 82504.7868 | 2693.5635 | 3864.0793 | 2041521.5771
WeekDay | Monday | 5 | 1 | 676957.7054 | 697843.738 | 197633.9503 | 69070.5998 | 2951.0856 | 3241.8234 | 1647698.9025 | 808528.5873 | 833473.9484 | 236045.3207 | 82494.8945 | 3524.6471 | 3871.8916 | 1967939.2896
WeekDay | Monday | 5 | 2 | 639191.8781 | 678142.4947 | 197942.9824 | 69070.3383 | 2983.2014 | 3211.1773 | 1590542.0721 | 763422.7398 | 809943.6476 | 236414.415 | 82494.5821 | 3563.0048 | 3835.2893 | 1899673.6787
WeekDay | Monday | 5 | 3 | 609677.4471 | 670193.9237 | 199456.3591 | 69072.0446 | 2694.1591 | 3286.6418 | 1554380.5753 | 728171.9981 | 800450.2231 | 238221.9257 | 82496.6201 | 3217.7855 | 3925.4207 | 1856483.9733
WeekDay | Monday | 5 | 4 | 634043.211 | 674760.3106 | 203542.7324 | 69070.3383 | 2041.1378 | 3442.2948 | 1586900.0248 | 757273.3977 | 805904.1153 | 243102.5107 | 82494.5821 | 2437.8454 | 4111.3259 | 1895323.7772
WeekDay | Monday | 5 | 5 | 646122.7818 | 700626.5193 | 211364.0978 | 125.2222 | 3008.1803 | 3711.2052 | 1564958.0067 | 771700.7072 | 836797.5803 | 252444.0066 | 149.5599 | 3592.8386 | 4432.5007 | 1869117.1932
WeekDay | Monday | 5 | 6 | 652760.5729 | 752274.0298 | 222135.7222 | 117.413 | 3168.7593 | 3908.5272 | 1634365.0244 | 779628.5936 | 898483.1012 | 265309.1622 | 140.2329 | 3784.6272 | 4668.1735 | 1952013.8906
WeekDay | Monday | 5 | 7 | 554363.9665 | 894607.0935 | 235328.3903 | 92.4781 | 2679.8854 | 3995.9837 | 1691067.7975 | 662108.0033 | 1068479.4689 | 281065.9062 | 110.4518 | 3200.7376 | 4772.6276 | 2019737.1954
WeekDay | Monday | 5 | 8 | 497642.9363 | 1081233.9014 | 252326.6171 | 115.7814 | 1941.2219 | 4152.4847 | 1837412.9428 | 594362.8931 | 1291378.3415 | 301367.8427 | 138.2842 | 2318.5103 | 4959.5455 | 2194525.4173
WeekDay | Monday | 5 | 9 | 489792.5887 | 1161991.1129 | 262873.5289 | 122.5693 | 2048.2746 | 4083.1978 | 1920911.2723 | 584986.7823 | 1387831.2123 | 313964.6114 | 146.3914 | 2446.3694 | 4876.7924 | 2294252.1591
WeekDay | Monday | 5 | 10 | 491056.9012 | 1213857.1974 | 265935.4012 | 126.0318 | 2390.8432 | 4378.6358 | 1977745.0107 | 586496.8217 | 1449777.7884 | 317621.5775 | 150.5269 | 2855.5182 | 5229.6506 | 2362131.8832
WeekDay | Monday | 5 | 11 | 510992.2635 | 1231644.2426 | 271669.0637 | 127.3894 | 2904.6961 | 4519.6321 | 2021857.2873 | 610306.7438 | 1471021.8549 | 324469.6124 | 152.1483 | 3469.2416 | 5398.0503 | 2414817.6513
WeekDay | Monday | 5 | 12 | 526495.7508 | 1227319.3018 | 276921.5541 | 134.3393 | 3828.9175 | 4248.2991 | 2038948.1626 | 628823.429 | 1465856.3353 | 330742.9565 | 160.4489 | 4573.0911 | 5073.9821 | 2435230.243
WeekDay | Monday | 5 | 13 | 526409.848 | 1231500.517 | 277627.163 | 172.3518 | 4731.7285 | 4070.8425 | 2044512.4508 | 628720.8305 | 1470850.1953 | 331585.7048 | 205.8495 | 5651.3689 | 4862.0357 | 2441875.9847
WeekDay | Monday | 5 | 14 | 530393.6452 | 1224597.9744 | 280427.3736 | 157.0571 | 4667.4969 | 4763.2261 | 2045006.7733 | 633478.903 | 1462606.1013 | 334930.1536 | 187.5821 | 5574.6535 | 5688.9883 | 2442466.3818
WeekDay | Monday | 5 | 15 | 567831.306 | 1168181.5917 | 278202.3432 | 151.2656 | 4128.665 | 4312.983 | 2022808.1544 | 678192.8029 | 1395224.8485 | 332272.6748 | 180.665 | 4931.0964 | 5151.2376 | 2415953.3253
WeekDay | Monday | 5 | 16 | 617196.8128 | 1096169.3242 | 272030.4011 | 122.4946 | 3475.6437 | 4233.4 | 1993228.0764 | 737152.7987 | 1309216.5552 | 324901.178 | 146.3022 | 4151.1564 | 5056.1873 | 2380624.1777
WeekDay | Monday | 5 | 17 | 662980.599 | 988038.1019 | 264144.5521 | 114.648 | 3554.149 | 3947.7736 | 1922779.8236 | 791834.9445 | 1180069.3668 | 315482.6659 | 136.9305 | 4244.9196 | 4715.0476 | 2296483.8749
WeekDay | Monday | 5 | 18 | 714806.1232 | 925109.4101 | 258380.4349 | 69074.5107 | 2290.9274 | 3969.3349 | 1973630.7412 | 853733.0772 | 1104910.0977 | 308598.2571 | 82499.5655 | 2736.1831 | 4740.7995 | 2357217.9801
WeekDay | Monday | 5 | 19 | 826581.1826 | 920077.4599 | 254325.3676 | 69346.6392 | 2058.9799 | 4002.5247 | 2076392.1539 | 987232.3049 | 1098900.1571 | 303755.0626 | 82824.5839 | 2459.1553 | 4780.44 | 2479951.7037
WeekDay | Monday | 5 | 20 | 898271.0893 | 878573.1086 | 250208.5749 | 69377.266 | 1463.0533 | 3813.9241 | 2101707.0162 | 1072855.5847 | 1049329.1806 | 298838.146 | 82861.1631 | 1747.4067 | 4555.1836 | 2510186.6647
WeekDay | Monday | 5 | 21 | 941260.5169 | 840237.7495 | 247504.7037 | 69236.3754 | 1216.8321 | 3675.835 | 2103132.0127 | 1124200.2712 | 1003543.1094 | 295608.7608 | 82692.8896 | 1453.3309 | 4390.2561 | 2511888.618
WeekDay | Monday | 5 | 22 | 945757.9648 | 794788.6644 | 244675.839 | 69093.4796 | 1370.2743 | 3568.8765 | 2059255.0986 | 1129571.8256 | 949260.7159 | 292230.0889 | 82522.2211 | 1636.5955 | 4262.5095 | 2459483.9566
WeekDay | Monday | 5 | 23 | 883883.1824 | 764427.5013 | 240604.9279 | 69092.3213 | 1655.7481 | 3488.4457 | 1963152.1266 | 1055671.2998 | 912998.6744 | 287367.9713 | 82520.8377 | 1977.5529 | 4166.4465 | 2344702.7825
WeekDay | Tuesday | 5 | 0 | 809585.8416 | 751171.478 | 239451.5192 | 69091.2626 | 2690.5907 | 3436.1172 | 1875426.8093 | 966933.8151 | 897166.2618 | 285990.3905 | 82519.5733 | 3213.5235 | 4103.9476 | 2239927.5118
WeekDay | Tuesday | 5 | 1 | 751051.4099 | 724600.7741 | 234905.4277 | 69092.122 | 2915.4013 | 3355.5652 | 1785920.7003 | 897022.8577 | 865431.3786 | 280560.7383 | 82520.5997 | 3482.0275 | 4007.7399 | 2133025.3416
WeekDay | Tuesday | 5 | 2 | 710937.9886 | 705683.8476 | 230968.6477 | 69090.6772 | 2901.1276 | 3346.3592 | 1722928.648 | 849113.1469 | 842837.8314 | 275858.8209 | 82518.8741 | 3464.9796 | 3996.7447 | 2057790.3976
WeekDay | Tuesday | 5 | 3 | 679667.0479 | 689393.1246 | 233635.7664 | 69090.478 | 2537.1485 | 3386.6958 | 1677710.2611 | 811764.507 | 823380.9064 | 279044.3105 | 82518.6361 | 3030.2589 | 4044.9209 | 2003783.5399
WeekDay | Tuesday | 5 | 4 | 682283.6104 | 699252.8601 | 235551.863 | 69092.122 | 2133.9168 | 3535.081 | 1691849.4533 | 814889.6146 | 835156.942 | 281332.8122 | 82520.5997 | 2548.6566 | 4222.1457 | 2020670.7707
WeekDay | Tuesday | 5 | 5 | 696429.5474 | 726405.1983 | 238979.6553 | 144.2036 | 3065.2751 | 3845.9026 | 1668869.7823 | 831784.9011 | 867586.5037 | 285426.817 | 172.2305 | 3661.0301 | 4593.3774 | 1993224.8597
WeekDay | Tuesday | 5 | 6 | 706831.5666 | 779198.8865 | 244481.4709 | 135.4104 | 3190.1699 | 4068.9044 | 1737906.4087 | 844208.6166 | 930640.969 | 291997.9442 | 161.7282 | 3810.199 | 4859.7209 | 2075679.1779
WeekDay | Tuesday | 5 | 7 | 599608.8282 | 910621.5893 | 259273.4646 | 109.9649 | 2508.6011 | 4084.5303 | 1776206.9784 | 716146.4814 | 1087606.48 | 309664.8525 | 131.3372 | 2996.1632 | 4878.3838 | 2121423.6982
WeekDay | Tuesday | 5 | 8 | 532335.7519 | 1080425.3176 | 268107.1424 | 121.4733 | 1602.2218 | 3982.5382 | 1886574.4451 | 635798.4701 | 1290412.6043 | 320215.4099 | 145.0824 | 1913.6234 | 4756.5689 | 2253241.759
WeekDay | Tuesday | 5 | 9 | 513046.0766 | 1168936.1029 | 272629.4488 | 138.3622 | 1352.4322 | 4423.212 | 1960525.6347 | 612759.7281 | 1396126.0037 | 325616.6542 | 165.2538 | 1615.2857 | 5282.8903 | 2341565.8158
WeekDay | Tuesday | 5 | 10 | 514824.5146 | 1218496.5321 | 272998.2417 | 141.7375 | 1648.6113 | 3885.0279 | 2011994.6651 | 614883.8164 | 1455318.8062 | 326057.1243 | 169.2851 | 1969.029 | 4640.1069 | 2403038.1679
WeekDay | Tuesday | 5 | 11 | 530381.4863 | 1228930.9356 | 274423.1032 | 149.5841 | 1791.3482 | 3948.137 | 2039624.5945 | 633464.381 | 1467781.2001 | 327758.9164 | 178.6567 | 2139.5077 | 4715.4817 | 2436038.1436
WeekDay | Tuesday | 5 | 12 | 533568.953 | 1245028.7415 | 278447.4622 | 153.9185 | 3229.4225 | 4546.5231 | 2064975.0208 | 637271.3514 | 1487007.7133 | 332565.4342 | 183.8335 | 3857.0806 | 5430.1678 | 2466315.5807
WeekDay | Tuesday | 5 | 13 | 528095.8624 | 1251629.2084 | 276468.1075 | 149.6215 | 3489.9174 | 4893.5628 | 2064726.28 | 630734.5321 | 1494891.0214 | 330201.3798 | 178.7014 | 4168.2042 | 5844.6568 | 2466018.4956
WeekDay | Tuesday | 5 | 14 | 533796.5195 | 1243241.1401 | 273966.8036 | 142.435 | 4535.4652 | 4993.738 | 2060676.1015 | 637543.1469 | 1484872.6806 | 327213.9321 | 170.1181 | 5416.9607 | 5964.3016 | 2461181.14
WeekDay | Tuesday | 5 | 15 | 574813.0963 | 1188606.929 | 273080.68 | 133.5421 | 5134.9602 | 5007.5469 | 2046776.7546 | 686531.5469 | 1419619.9754 | 326155.585 | 159.4969 | 6132.9713 | 5980.7944 | 2444580.3699
WeekDay | Tuesday | 5 | 16 | 630952.3188 | 1117205.9531 | 268748.3098 | 105.7053 | 3868.1702 | 4179.1334 | 2025059.5906 | 753581.7716 | 1334341.7819 | 320981.1921 | 126.2498 | 4619.9728 | 4991.3736 | 2418642.3418
WeekDay | Tuesday | 5 | 17 | 680960.2573 | 1015063.4015 | 262684.0484 | 102.6538 | 3300.791 | 4107.3029 | 1966218.4549 | 813309.0597 | 1212347.199 | 313738.3043 | 122.6052 | 3942.32 | 4905.5824 | 2348365.0706
WeekDay | Tuesday | 5 | 18 | 740064.0406 | 963129.6028 | 256692.2871 | 69155.5676 | 1937.6535 | 4039.5908 | 2035018.7425 | 883900.0257 | 1150319.7481 | 306582.0075 | 82596.3763 | 2314.2484 | 4824.71 | 2430537.1159
WeekDay | Tuesday | 5 | 19 | 856110.3812 | 941155.2599 | 254886.0288 | 69518.2562 | 1901.9693 | 4041.7711 | 2127613.6666 | 1022500.6843 | 1124074.5569 | 304424.6917 | 83029.5557 | 2271.6287 | 4827.3141 | 2541128.4314
WeekDay | Tuesday | 5 | 20 | 917571.4292 | 895331.1506 | 250410.8944 | 69758.5001 | 1766.3692 | 3761.5956 | 2138599.9391 | 1095907.064 | 1069344.2508 | 299079.7875 | 83316.4924 | 2109.6739 | 4492.6848 | 2554249.9534
WeekDay | Tuesday | 5 | 21 | 966873.828 | 847461.9983 | 243019.0007 | 69433.1514 | 1566.5376 | 3550.9491 | 2131905.4651 | 1154791.6864 | 1012171.4352 | 290251.2339 | 82927.9103 | 1871.0037 | 4241.0979 | 2546254.3674
WeekDay | Tuesday | 5 | 22 | 971915.5 | 805070.1254 | 236322.2706 | 69160.313 | 1195.4216 | 3352.9003 | 2087016.5309 | 1160813.2383 | 961540.4419 | 282252.9533 | 82602.0439 | 1427.7591 | 4004.557 | 2492640.9935
WeekDay | Tuesday | 5 | 23 | 907116.6351 | 767929.9577 | 233470.9033 | 69110.1942 | 1291.769 | 3295.7266 | 1982215.1858 | 1083420.3165 | 917181.8547 | 278847.4052 | 82542.1843 | 1542.8322 | 3936.2712 | 2367470.8642
WeekDay | Wednesday | 5 | 0 | 836479.6589 | 736186.3197 | 232842.2983 | 69089.9548 | 2076.822 | 3260.3564 | 1879935.4102 | 999054.6108 | 879268.646 | 278096.627 | 82518.0113 | 2480.4651 | 3894.0266 | 2245312.3869
WeekDay | Wednesday | 5 | 1 | 782365.3267 | 713015.96 | 234064.4096 | 69082.0459 | 2687.0223 | 3224.2594 | 1804439.024 | 934422.8263 | 851594.9848 | 279556.2631 | 82508.5653 | 3209.2615 | 3850.914 | 2155142.815
WeekDay | Wednesday | 5 | 2 | 742481.445 | 690695.6231 | 232867.3267 | 69080.8876 | 3222.2857 | 3210.935 | 1741558.5032 | 886787.2675 | 824936.5535 | 278126.5199 | 82507.1818 | 3848.5567 | 3834.9999 | 2080041.0793
WeekDay | Wednesday | 5 | 3 | 708340.4878 | 683475.8245 | 238276.8993 | 69080.4268 | 3282.9489 | 3250.787 | 1705707.3744 | 846010.8059 | 816313.5428 | 284587.476 | 82506.6314 | 3921.0101 | 3882.5974 | 2037222.0638
WeekDay | Wednesday | 5 | 4 | 680322.0507 | 685913.0244 | 237768.5316 | 69081.5228 | 2258.8116 | 3397.961 | 1678741.9021 | 812546.8137 | 819224.4275 | 283980.304 | 82507.9405 | 2697.8254 | 4058.3755 | 2005015.6867
WeekDay | Wednesday | 5 | 5 | 695471.5621 | 707446.7303 | 243571.5705 | 134.414 | 2701.296 | 3669.0517 | 1652994.6245 | 830640.7256 | 844943.3411 | 290911.1991 | 160.5382 | 3226.3094 | 4382.1544 | 1974264.2677
WeekDay | Wednesday | 5 | 6 | 699185.78 | 737958.1045 | 246727.5421 | 122.2829 | 2879.7171 | 3953.9513 | 1690827.3778 | 835076.8245 | 881384.788 | 294680.553 | 146.0493 | 3439.4078 | 4722.426 | 2019450.0486
WeekDay | Wednesday | 5 | 7 | 596255.7523 | 866163.2468 | 253792.8668 | 95.4175 | 2594.2433 | 4357.9225 | 1723259.4492 | 712141.7147 | 1034507.386 | 303119.067 | 113.9625 | 3098.4504 | 5204.9114 | 2058185.492
WeekDay | Wednesday | 5 | 8 | 523475.6499 | 1042422.8965 | 262667.5349 | 121.4484 | 1794.9166 | 4191.731 | 1834674.1774 | 625216.353 | 1245024.1797 | 313718.5813 | 145.0526 | 2143.7697 | 5006.4197 | 2191254.3559
WeekDay | Wednesday | 5 | 9 | 502351.4472 | 1130370.3864 | 273323.5629 | 123.7525 | 1459.4849 | 4139.2814 | 1911767.9153 | 599986.5319 | 1350064.8036 | 326445.6737 | 147.8046 | 1743.1447 | 4943.7761 | 2283331.7346
WeekDay | Wednesday | 5 | 10 | 504863.9146 | 1177600.7384 | 281140.9018 | 128.0246 | 1787.7798 | 3983.9917 | 1969505.3509 | 602987.3128 | 1406474.6642 | 335782.3603 | 152.907 | 2135.2457 | 4758.305 | 2352290.7949
WeekDay | Wednesday | 5 | 11 | 519297.3256 | 1202109.0973 | 281418.0279 | 132.6205 | 2012.5904 | 3854.9874 | 2008824.6491 | 620225.9457 | 1435746.373 | 336113.3476 | 158.3961 | 2403.7497 | 4604.2279 | 2399252.0399
WeekDay | Wednesday | 5 | 12 | 520009.4395 | 1207586.0324 | 288338.3475 | 147.0433 | 3479.2121 | 3467.7323 | 2023027.8071 | 621076.4633 | 1442287.7839 | 344378.6738 | 175.6221 | 4155.4183 | 4141.7073 | 2416215.6688
WeekDay | Wednesday | 5 | 13 | 514807.342 | 1218788.7845 | 288160.5245 | 139.7074 | 4346.3388 | 3813.0762 | 2030055.7734 | 614863.3062 | 1455667.8597 | 344166.2897 | 166.8603 | 5191.0764 | 4554.1709 | 2424609.5634
WeekDay | Wednesday | 5 | 14 | 524705.8061 | 1203637.2212 | 285760.3698 | 133.6169 | 4435.5494 | 3706.7233 | 2022379.2868 | 626685.5976 | 1437571.4972 | 341299.6502 | 159.5861 | 5297.6256 | 4427.1478 | 2415441.1045
WeekDay | Wednesday | 5 | 15 | 570718.1519 | 1159633.9179 | 288600.8714 | 127.7755 | 4610.4021 | 4528.7169 | 2028219.8357 | 681640.725 | 1385015.8819 | 344692.2208 | 152.6094 | 5506.462 | 5408.9008 | 2422416.8
WeekDay | Wednesday | 5 | 16 | 612739.8747 | 1094530.7021 | 278096.2758 | 152.1997 | 3736.1386 | 4279.7931 | 1993534.984 | 731829.6274 | 1307259.4569 | 332145.9926 | 181.7806 | 4462.28 | 5111.5972 | 2380990.7346
WeekDay | Wednesday | 5 | 17 | 659929.4157 | 1003331.7984 | 273413.8575 | 234.7387 | 3111.6646 | 4413.037 | 1944434.512 | 788190.7451 | 1198335.487 | 326553.5176 | 280.3617 | 3716.4357 | 5270.7378 | 2322347.2847
WeekDay | Wednesday | 5 | 18 | 724002.1314 | 942673.6606 | 271884.2066 | 69176.6539 | 1962.6325 | 4395.9575 | 2014095.2424 | 864716.386 | 1125888.068 | 324726.5696 | 82621.5608 | 2344.0821 | 5250.3389 | 2405547.0054
WeekDay | Wednesday | 5 | 19 | 832985.0879 | 943242.8225 | 271836.7576 | 69201.7631 | 1623.6323 | 4388.6897 | 2123278.7531 | 994880.8485 | 1126567.8501 | 324669.8986 | 82651.5502 | 1939.1952 | 5241.6585 | 2535951.001
WeekDay | Wednesday | 5 | 20 | 888202.5094 | 903553.5348 | 265317.0671 | 69486.0975 | 1052.6847 | 4256.4149 | 2131868.3083 | 1060830.1145 | 1079164.7058 | 316883.0663 | 82991.1467 | 1257.2804 | 5083.6752 | 2546209.9889
WeekDay | Wednesday | 5 | 21 | 950351.4793 | 861698.917 | 263071.7992 | 69484.4784 | 1024.1373 | 4038.2583 | 2149669.0695 | 1135058.1179 | 1029175.3864 | 314201.4168 | 82989.2129 | 1223.1847 | 4823.1186 | 2567470.4372
WeekDay | Wednesday | 5 | 22 | 977288.9554 | 811074.7632 | 260029.0428 | 69425.5165 | 849.2846 | 3791.8783 | 2122459.4407 | 1167231.0576 | 968712.1178 | 310567.282 | 82918.7915 | 1014.3483 | 4528.8531 | 2534972.4502
WeekDay | Wednesday | 5 | 23 | 941159.1318 | 775364.5803 | 257381.4857 | 69114.7153 | 967.0425 | 3702.8472 | 2047689.8029 | 1124079.1812 | 926061.4419 | 307405.156 | 82547.5841 | 1154.9932 | 4422.5182 | 2445670.8747
WeekDay | Thursday | 5 | 0 | 765052.2236 | 689781.9564 | 255471.6262 | 69091.0633 | 1773.5061 | 3652.8201 | 1784823.1958 | 913744.8154 | 823845.3101 | 305124.1036 | 82519.3352 | 2118.1979 | 4362.7681 | 2131714.5303
WeekDay | Thursday | 5 | 1 | 706966.9941 | 673873.5159 | 253272.9793 | 69087.3144 | 2305.2011 | 3583.5333 | 1709089.5381 | 844370.3652 | 804844.9667 | 302498.1362 | 82514.8577 | 2753.231 | 4280.015 | 2041261.5717
WeekDay | Thursday | 5 | 2 | 667092.5864 | 658512.8394 | 252341.0899 | 69086.1561 | 2376.5695 | 3535.4444 | 1652944.6857 | 796746.1219 | 786498.8484 | 301385.1283 | 82513.4742 | 2838.4704 | 4222.5797 | 1974204.6229
WeekDay | Thursday | 5 | 3 | 633875.521 | 654523.2609 | 249619.8347 | 69086.2184 | 2879.7171 | 3547.073 | 1613531.6249 | 757073.1161 | 781733.8708 | 298134.9805 | 82513.5486 | 3439.4078 | 4236.4683 | 1927131.3921
WeekDay | Thursday | 5 | 4 | 597601.2918 | 649980.9488 | 252709.5897 | 69085.3216 | 1969.7693 | 3688.796 | 1575035.7172 | 713748.768 | 776308.7326 | 301825.2483 | 82512.4776 | 2352.6061 | 4405.7361 | 1881153.5686
WeekDay | Thursday | 5 | 5 | 612847.6898 | 677738.2682 | 256027.0525 | 137.0046 | 2554.9906 | 3936.5085 | 1553241.5143 | 731958.397 | 809460.8573 | 305787.4804 | 163.6323 | 3051.5687 | 4701.593 | 1855123.5287
WeekDay | Thursday | 5 | 6 | 621976.5851 | 716968.4741 | 262912.9924 | 132.4835 | 2736.9802 | 4104.0323 | 1608831.5476 | 742861.5491 | 856315.6942 | 314011.7449 | 158.2324 | 3268.9291 | 4901.6762 | 1921517.826
WeekDay | Thursday | 5 | 7 | 534903.9414 | 850007.8778 | 270172.1723 | 107.4988 | 2437.2327 | 4314.5577 | 1661943.2807 | 638865.8031 | 1015212.122 | 322681.791 | 128.3919 | 2910.9238 | 5153.1184 | 1984952.1501
WeekDay | Thursday | 5 | 8 | 475943.5343 | 1011470.4913 | 277534.9894 | 121.5605 | 1605.7902 | 4518.7842 | 1771195.1499 | 568446.0792 | 1208055.9847 | 331475.6168 | 145.1865 | 1917.8854 | 5397.0376 | 2115437.7901
WeekDay | Thursday | 5 | 9 | 453518.7208 | 1094595.5698 | 280723.168 | 130.2416 | 1905.5377 | 4955.9452 | 1835829.183 | 541662.8656 | 1307336.932 | 335283.4374 | 155.5548 | 2275.8907 | 5919.1635 | 2192633.844
WeekDay | Thursday | 5 | 10 | 453450.4516 | 1138660.6291 | 277369.6093 | 140.8657 | 2412.2537 | 4401.2873 | 1876435.0966 | 541581.3279 | 1359966.3058 | 331278.0939 | 168.2438 | 2881.09 | 5256.7045 | 2241131.766
WeekDay | Thursday | 5 | 11 | 462070.6387 | 1153941.1905 | 280785.0824 | 143.668 | 2936.8119 | 4709.8074 | 1904587.1989 | 551876.9013 | 1378216.7381 | 335357.3852 | 171.5908 | 3507.5993 | 5625.1874 | 2274755.402
WeekDay | Thursday | 5 | 12 | 536789.1317 | 1163581.0851 | 283030.6091 | 148.7746 | 3475.6437 | 4961.7595 | 1991987.0038 | 641117.3917 | 1389730.2053 | 338039.3439 | 177.6898 | 4151.1564 | 5926.1079 | 2379141.8949
WeekDay | Thursday | 5 | 13 | 532066.1686 | 1165066.5689 | 284685.0271 | 157.655 | 3300.791 | 4331.7582 | 1989607.9688 | 635476.4917 | 1391504.402 | 340015.3081 | 188.2962 | 3942.32 | 5173.662 | 2376300.4799
WeekDay | Thursday | 5 | 14 | 538714.7752 | 1159514.8089 | 286706.5986 | 152.6107 | 3529.17 | 4426.967 | 1993044.9306 | 643417.2958 | 1384873.6234 | 342429.7845 | 182.2715 | 4215.0859 | 5287.3752 | 2380405.4363
WeekDay | Thursday | 5 | 15 | 572821.2778 | 1119039.0577 | 277047.0456 | 145.8477 | 3400.7068 | 4319.2818 | 1976773.2173 | 684152.6063 | 1336531.1617 | 330892.838 | 174.194 | 4061.655 | 5158.7607 | 2360971.2157
WeekDay | Thursday | 5 | 16 | 612669.0887 | 1058004.6966 | 271922.0334 | 117.139 | 3414.9805 | 4689.5786 | 1950817.5167 | 731745.0836 | 1263634.3981 | 324771.7483 | 139.9056 | 4078.7029 | 5601.0269 | 2329970.8656
WeekDay | Thursday | 5 | 17 | 668012.1577 | 964646.2226 | 266841.2485 | 113.0911 | 3008.1803 | 4394.2617 | 1907015.162 | 797844.4175 | 1152131.1322 | 318703.4817 | 135.071 | 3592.8386 | 5248.3134 | 2277655.2546
WeekDay | Thursday | 5 | 18 | 734804.8512 | 904479.3221 | 259409.7175 | 69064.4595 | 2390.8432 | 4443.9253 | 1974593.119 | 877618.6807 | 1080270.4256 | 309827.5871 | 82487.5608 | 2855.5182 | 5307.6295 | 2358367.402
WeekDay | Thursday | 5 | 19 | 827880.5507 | 905439.7187 | 254045.6867 | 69381.9864 | 1552.2639 | 4481.9604 | 2062782.1668 | 988784.2132 | 1081417.4811 | 303421.024 | 82866.801 | 1853.9559 | 5353.0569 | 2463696.5321
WeekDay | Thursday | 5 | 20 | 886038.4489 | 864124.9197 | 252541.1971 | 69499.2001 | 1998.3167 | 4315.5267 | 2078517.6093 | 1058245.4556 | 1032072.8976 | 301624.1277 | 83006.7959 | 2386.7018 | 5154.2758 | 2482490.2543
WeekDay | Thursday | 5 | 21 | 933949.3074 | 825914.9761 | 249589.0702 | 69489.3607 | 1787.7798 | 4073.9919 | 2084804.486 | 1115468.0833 | 986436.6171 | 298098.2367 | 82995.0441 | 2135.2457 | 4865.7972 | 2489999.0241
WeekDay | Thursday | 5 | 22 | 942943.5637 | 780509.4951 | 245570.0052 | 69484.1047 | 1430.9375 | 3886.118 | 2043824.2242 | 1126210.4284 | 932206.3024 | 293298.0418 | 82988.7666 | 1709.049 | 4641.4089 | 2441053.9971
WeekDay | Thursday | 5 | 23 | 892785.3201 | 743415.4651 | 241020.6713 | 69472.1978 | 1791.3482 | 3751.784 | 1952236.7864 | 1066303.6225 | 887902.8202 | 287864.5169 | 82974.5455 | 2139.5077 | 4480.9662 | 2331665.979
WeekDay | Friday | 5 | 0 | 822607.0254 | 720408.556 | 236527.1314 | 69207.6294 | 3022.454 | 3717.0195 | 1855489.8156 | 982485.7459 | 860424.3772 | 282497.63 | 82658.5566 | 3609.8865 | 4439.445 | 2216115.6411
WeekDay | Friday | 5 | 1 | 768518.7009 | 706003.302 | 237297.5722 | 69083.1046 | 3215.1488 | 3610.6666 | 1787728.4951 | 917885.0237 | 843219.3737 | 283417.8108 | 82509.8297 | 3840.0327 | 4312.4218 | 2135184.4924
WeekDay | Friday | 5 | 2 | 735163.1935 | 687795.3877 | 235961.6409 | 69082.5566 | 3075.9804 | 3579.0515 | 1734657.8106 | 878046.669 | 821472.6396 | 281822.233 | 82509.1752 | 3673.816 | 4274.6621 | 2071799.1949
WeekDay | Friday | 5 | 3 | 708517.5381 | 675991.3479 | 235640.1076 | 69083.1669 | 3015.3172 | 3612.9681 | 1695860.4457 | 846222.267 | 807374.4122 | 281438.2077 | 82509.9041 | 3601.3626 | 4315.1706 | 2025461.3242
WeekDay | Friday | 5 | 4 | 684678.1986 | 675073.6992 | 239173.4374 | 69086.7415 | 2244.5379 | 3839.9672 | 1674096.5817 | 817749.6056 | 806278.4129 | 285658.2618 | 82514.1734 | 2680.7776 | 4586.2884 | 1999467.5197
WeekDay | Friday | 5 | 5 | 697222.2521 | 692508.0994 | 242953.2154 | 138.7732 | 2447.938 | 4152.3635 | 1639422.6417 | 832731.6729 | 827101.2958 | 290172.6629 | 165.7447 | 2923.7097 | 4959.4008 | 1958054.4868
WeekDay | Friday | 5 | 6 | 707220.5319 | 725360.5667 | 248488.8673 | 133.455 | 2986.7698 | 4285.0017 | 1688475.1923 | 844673.1797 | 866338.8415 | 296784.2026 | 159.3928 | 3567.2668 | 5117.8181 | 2016640.7015
WeekDay | Friday | 5 | 7 | 620303.3242 | 863068.5892 | 257495.8534 | 113.4897 | 2562.1275 | 4492.3777 | 1748035.7616 | 740863.0797 | 1030811.2628 | 307541.7517 | 135.5471 | 3060.0927 | 5365.4988 | 2087777.2327
WeekDay | Friday | 5 | 8 | 560031.3567 | 1038727.4483 | 269627.9966 | 138.985 | 1905.5377 | 4419.4569 | 1874850.7812 | 668876.8856 | 1240610.4984 | 322031.8514 | 165.9975 | 2275.8907 | 5278.4055 | 2239239.5291
WeekDay | Friday | 5 | 9 | 536281.5591 | 1127454.4699 | 275932.1507 | 146.0843 | 1620.0639 | 4659.9015 | 1946094.2295 | 640511.1692 | 1346582.1609 | 329561.2565 | 174.4767 | 1934.9333 | 5565.582 | 2324329.5785
WeekDay | Friday | 5 | 10 | 526699.8235 | 1168740.6936 | 276529.887 | 148.9116 | 2087.5273 | 4730.8842 | 1978937.7272 | 629067.1645 | 1395892.6154 | 330275.1665 | 177.8535 | 2493.251 | 5650.3605 | 2363556.4114
WeekDay | Friday | 5 | 11 | 542847.9688 | 1187631.2313 | 276022.9181 | 165.24 | 2883.2855 | 4634.3429 | 2014184.9867 | 648353.8008 | 1418454.645 | 329669.6651 | 197.3554 | 3443.6698 | 5535.0559 | 2405654.192
WeekDay | Friday | 5 | 12 | 533876.0325 | 1197487.679 | 280856.8665 | 167.9801 | 3625.5174 | 4381.7852 | 2020395.8608 | 637638.1137 | 1430226.7537 | 335443.121 | 200.6281 | 4330.159 | 5233.4121 | 2413072.1875
WeekDay | Friday | 5 | 13 | 525348.1862 | 1204539.7744 | 279986.4964 | 156.5091 | 3996.6334 | 3934.6915 | 2017962.2909 | 627452.8282 | 1438649.467 | 334403.5891 | 186.9276 | 4773.4036 | 4699.4229 | 2410165.6385
WeekDay | Friday | 5 | 14 | 538881.6458 | 1194731.0057 | 277604.7808 | 158.203 | 4203.6019 | 3838.877 | 2019418.1142 | 643616.5987 | 1426934.304 | 331558.9725 | 188.9507 | 5020.5977 | 4584.9863 | 2411904.4099
WeekDay | Friday | 5 | 15 | 565819.4078 | 1162062.2047 | 276523.8954 | 152.2121 | 4228.5809 | 4402.0141 | 2013188.315 | 675789.8799 | 1387916.1212 | 330268.0104 | 181.7955 | 5050.4315 | 5257.5725 | 2404463.811
WeekDay | Friday | 5 | 16 | 605065.4205 | 1086275.2228 | 269803.9179 | 129.9053 | 3539.8753 | 4369.3088 | 1969183.6505 | 722663.5959 | 1297399.4746 | 322241.964 | 155.1532 | 4227.8718 | 5218.5107 | 2351906.5701
WeekDay | Friday | 5 | 17 | 661220.1202 | 985233.6049 | 257955.7396 | 123.3042 | 3714.728 | 4407.8284 | 1912655.3252 | 789732.3058 | 1176719.7986 | 308091.0196 | 147.2691 | 4436.7082 | 5264.5168 | 2284391.6181
WeekDay | Friday | 5 | 18 | 712123.0283 | 920468.3395 | 252852.2117 | 69062.2799 | 2148.1905 | 4437.8688 | 1961091.9187 | 850528.5064 | 1099367.0066 | 301995.5898 | 82484.9576 | 2565.7044 | 5300.3958 | 2342242.1606
WeekDay | Friday | 5 | 19 | 800810.8019 | 924109.8166 | 250610.6245 | 69088.5474 | 1488.0323 | 4459.1878 | 2050567.0105 | 956453.2927 | 1103716.2271 | 299318.3363 | 82516.3304 | 1777.2405 | 5325.8583 | 2449107.2853
WeekDay | Friday | 5 | 20 | 842863.3464 | 889010.7661 | 247327.5918 | 69125.601 | 1438.0743 | 4272.0407 | 2054037.4203 | 1006679.0071 | 1061795.4608 | 295397.2261 | 82560.5855 | 1717.5729 | 5102.3381 | 2453252.1904
WeekDay | Friday | 5 | 21 | 882269.2293 | 849018.811 | 240057.8577 | 69128.3411 | 1195.4216 | 4168.4739 | 2045838.1346 | 1053743.665 | 1014030.824 | 286714.5747 | 82563.8581 | 1427.7591 | 4978.6424 | 2443459.3233
WeekDay | Friday | 5 | 22 | 923214.0203 | 811439.7692 | 234886.8666 | 69128.6898 | 1013.432 | 3937.3564 | 2043620.1343 | 1102646.3273 | 969148.065 | 280538.5697 | 82564.2746 | 1210.3988 | 4702.6057 | 2440810.2411
WeekDay | Friday | 5 | 23 | 910601.9322 | 781855.4117 | 232642.6612 | 69126.149 | 1359.569 | 3852.4437 | 1999438.1668 | 1087583.0024 | 933813.8061 | 277858.1892 | 82561.24 | 1623.8096 | 4601.1897 | 2388041.2372
Saturday | Saturday | 5 | 0 | 866709.6962 | 749518.6791 | 232664.3312 | 69102.9329 | 2215.9905 | 3753.2376 | 1923964.8676 | 1035160.0413 | 895192.2313 | 277884.071 | 82533.5117 | 2646.6818 | 4482.7023 | 2297899.2394
Saturday | Saturday | 5 | 1 | 820809.4479 | 721706.9462 | 228584.153 | 69098.5488 | 2758.3907 | 3658.6344 | 1846616.121 | 980338.7981 | 861975.1174 | 273010.8851 | 82528.2755 | 3294.5009 | 4369.7125 | 2205517.2895
Saturday | Saturday | 5 | 2 | 781234.9465 | 707210.5205 | 223285.385 | 69102.0113 | 3158.0541 | 3589.3476 | 1787580.2649 | 933072.7497 | 844661.2225 | 266682.2691 | 82532.4109 | 3771.8413 | 4286.9593 | 2135007.4527
Saturday | Saturday | 5 | 3 | 748132.4928 | 692822.7898 | 220586.6987 | 69098.0257 | 2437.2327 | 3594.0717 | 1736671.3114 | 893536.6311 | 827477.1482 | 263459.0765 | 82527.6507 | 2910.9238 | 4292.6016 | 2074204.0319
Saturday | Saturday | 5 | 4 | 723335.8868 | 690430.8685 | 218363.8558 | 69098.0257 | 1941.2219 | 3572.0259 | 1706741.8846 | 863920.6526 | 824620.3423 | 260804.2104 | 82527.6507 | 2318.5103 | 4266.271 | 2038457.6375
Saturday | Saturday | 5 | 5 | 708724.5079 | 697599.4049 | 218772.0649 | 148.6998 | 2444.3695 | 3696.0638 | 1631385.1109 | 846469.4627 | 833182.1276 | 261291.7575 | 177.6006 | 2919.4477 | 4414.4165 | 1948454.8126
Saturday | Saturday | 5 | 6 | 699702.9399 | 690414.2067 | 220828.6034 | 141.5507 | 1605.7902 | 3652.699 | 1616345.7899 | 835694.4976 | 824600.4422 | 263747.9968 | 169.0619 | 1917.8854 | 4362.6235 | 1930492.5074
Saturday | Saturday | 5 | 7 | 696963.5424 | 732556.5827 | 223421.2097 | 110.1517 | 1366.7059 | 3617.0866 | 1658035.2789 | 832422.6813 | 874933.4474 | 266844.4921 | 131.5604 | 1632.3336 | 4320.0895 | 1980284.6042
Saturday | Saturday | 5 | 8 | 692098.2409 | 814087.1511 | 226238.613 | 107.8476 | 1131.19 | 3342.3619 | 1737005.4044 | 826611.7786 | 972309.9818 | 270209.475 | 128.8084 | 1351.0437 | 3991.9705 | 2074603.058
Saturday | Saturday | 5 | 9 | 659678.0776 | 894093.7675 | 225618.1976 | 111.1481 | 1306.0427 | 3233.8287 | 1784041.0623 | 787890.5579 | 1067866.3748 | 269468.4781 | 132.7504 | 1559.8801 | 3862.3432 | 2130780.3844
Saturday | Saturday | 5 | 10 | 637222.4189 | 927303.1943 | 227025.2282 | 113.7761 | 1166.8742 | 3226.9243 | 1796058.4159 | 761070.5041 | 1107530.2573 | 271148.9736 | 135.8892 | 1393.6634 | 3854.0968 | 2145133.3844
Saturday | Saturday | 5 | 11 | 639221.953 | 951000.2293 | 230216.3309 | 113.1783 | 1213.2637 | 3599.6437 | 1825364.599 | 763458.66 | 1135832.9565 | 274960.2868 | 135.1752 | 1449.069 | 4299.2566 | 2180135.4039
Saturday | Saturday | 5 | 12 | 624467.3694 | 952236.0138 | 232817.1066 | 110.2264 | 3008.1803 | 3254.421 | 1815893.3175 | 745836.4326 | 1137308.9232 | 278066.5391 | 131.6496 | 3592.8386 | 3886.9376 | 2168823.3208
Saturday | Saturday | 5 | 13 | 621104.0216 | 932909.9663 | 227694.2098 | 111.2228 | 4253.5598 | 2890.5441 | 1788963.5245 | 741819.3975 | 1114226.7399 | 271947.9759 | 132.8397 | 5080.2653 | 3452.339 | 2136659.5574
Saturday | Saturday | 5 | 14 | 623070.4224 | 909730.5857 | 223966.03 | 110.0147 | 4838.7812 | 3209.6026 | 1764925.4365 | 744167.9803 | 1086542.3045 | 267495.2015 | 131.3967 | 5779.228 | 3833.4085 | 2107949.5195
Saturday | Saturday | 5 | 15 | 631551.8965 | 902654.6765 | 221398.3306 | 112.0324 | 4417.7073 | 3558.4593 | 1763693.1026 | 754297.8809 | 1078091.1489 | 264428.454 | 133.8066 | 5276.3158 | 4250.0676 | 2106477.6739
Saturday | Saturday | 5 | 16 | 648639.9896 | 886046.3773 | 215456.5715 | 110.5627 | 3611.2438 | 3924.8799 | 1757789.6248 | 774707.1497 | 1058254.9249 | 257331.8776 | 132.0513 | 4313.1111 | 4687.7044 | 2099426.819
Saturday | Saturday | 5 | 17 | 678217.307 | 852542.6527 | 214353.0745 | 117.2511 | 2897.5592 | 4278.3395 | 1752406.1839 | 810033.0001 | 1018239.5459 | 256013.9091 | 140.0395 | 3460.7176 | 5109.8611 | 2092997.0733
Saturday | Saturday | 5 | 18 | 721951.9593 | 847447.3245 | 215142.5518 | 69064.7585 | 2119.6431 | 4369.551 | 1860095.7882 | 862267.7504 | 1012153.9094 | 256956.8262 | 82487.9178 | 2531.6087 | 5218.8001 | 2221616.8127
Saturday | Saturday | 5 | 19 | 790099.1038 | 864881.1419 | 215201.689 | 69095.5222 | 1834.1693 | 4426.6036 | 1945538.2299 | 943659.7103 | 1032976.0962 | 257027.4571 | 82524.6607 | 2190.6513 | 5286.9412 | 2323665.5169
Saturday | Saturday | 5 | 20 | 807512.1109 | 836608.6314 | 211874.8736 | 69276.4431 | 2198.1484 | 4172.8346 | 1931643.0419 | 964457.0421 | 999208.6499 | 253054.0547 | 82740.7446 | 2625.372 | 4983.8506 | 2307069.714
Saturday | Saturday | 5 | 21 | 836191.7674 | 815758.9276 | 209699.7822 | 69134.9297 | 1373.8427 | 4061.0309 | 1936220.2806 | 998710.7658 | 974306.6783 | 250456.221 | 82571.7273 | 1640.8575 | 4850.3172 | 2312536.5671
Saturday | Saturday | 5 | 22 | 855766.6 | 785535.7334 | 207858.789 | 69129.3873 | 1209.6953 | 3857.6523 | 1923357.8573 | 1022090.0871 | 938209.421 | 248257.4194 | 82565.1077 | 1444.807 | 4607.4107 | 2297174.2529
Saturday | Saturday | 5 | 23 | 851676.8538 | 765526.1497 | 206261.7463 | 69114.4413 | 1541.5586 | 3712.0531 | 1897832.8028 | 1017205.4737 | 914310.852 | 246349.9817 | 82547.2569 | 1841.17 | 4433.5134 | 2266688.2476
Sunday | Sunday | 5 | 0 | 817317.1429 | 737721.7967 | 209718.2788 | 69101.3138 | 5402.5919 | 3623.6276 | 1842884.7518 | 976167.7423 | 881102.5524 | 250478.3126 | 82531.5779 | 6452.6188 | 4327.9019 | 2201060.7058
Sunday | Sunday | 5 | 1 | 778820.6274 | 706086.6546 | 208347.4527 | 69099.0594 | 6305.4029 | 3515.3367 | 1772174.5338 | 930189.193 | 843318.9264 | 248841.058 | 82528.8854 | 7530.8966 | 4198.5639 | 2116607.5233
Sunday | Sunday | 5 | 2 | 745994.7703 | 680328.8237 | 204729.5734 | 69099.3583 | 2986.7698 | 3456.8305 | 1706596.1261 | 890983.4292 | 812554.9031 | 244520.0216 | 82529.2424 | 3567.2668 | 4128.6867 | 2038283.5499
Sunday | Sunday | 5 | 3 | 716926.8991 | 679868.4635 | 202256.8405 | 69093.6664 | 3168.7593 | 3475.9692 | 1674790.5981 | 856266.0389 | 812005.0691 | 241566.6979 | 82522.4443 | 3784.6272 | 4151.5451 | 2000296.4225
Sunday | Sunday | 5 | 4 | 663599.222 | 676345.3316 | 202757.8031 | 69095.7713 | 2569.2643 | 3466.8844 | 1617834.2767 | 792573.8007 | 807797.1948 | 242165.0257 | 82524.9582 | 3068.6166 | 4140.6946 | 1932270.2907
Sunday | Sunday | 5 | 5 | 647633.039 | 676213.0379 | 202113.3524 | 147.1679 | 2669.1802 | 3566.3328 | 1532342.1101 | 773504.4921 | 807639.1891 | 241395.322 | 175.7709 | 3187.9517 | 4259.4714 | 1830162.1972
Sunday | Sunday | 5 | 6 | 644142.4353 | 664795.0489 | 200660.7814 | 137.7146 | 2751.2539 | 3425.821 | 1515913.0552 | 769335.4681 | 794002.0439 | 239660.435 | 164.4802 | 3285.977 | 4091.6504 | 1810540.0546
Sunday | Sunday | 5 | 7 | 657717.9003 | 670865.0812 | 204083.8606 | 103.3139 | 1398.8217 | 3300.8141 | 1537469.7918 | 785549.408 | 801251.8242 | 243748.8105 | 123.3936 | 1670.6913 | 3942.3475 | 1836286.4752
Sunday | Sunday | 5 | 8 | 672990.1484 | 703474.2487 | 206162.1372 | 95.5545 | 1405.9585 | 2972.3074 | 1587100.3548 | 803789.9113 | 840198.7834 | 246231.013 | 114.1261 | 1679.2152 | 3549.9935 | 1895563.0425
Sunday | Sunday | 5 | 9 | 676854.0745 | 737758.6873 | 207374.8632 | 98.0704 | 1894.8324 | 2946.2642 | 1626926.7921 | 808404.815 | 881146.6129 | 247679.4397 | 117.131 | 2263.1048 | 3518.8888 | 1943129.9921
Sunday | Sunday | 5 | 10 | 663933.915 | 774673.3789 | 208128.6871 | 96.9744 | 1926.9482 | 3134.7437 | 1651894.6473 | 792973.5433 | 925235.9012 | 248579.7739 | 115.8219 | 2301.4625 | 3744.0004 | 1972950.5032
Sunday | Sunday | 5 | 11 | 655866.7968 | 792414.9513 | 210179.0593 | 99.6273 | 2255.2431 | 3432.9678 | 1664248.6456 | 783338.5312 | 946425.6571 | 251028.6485 | 118.9904 | 2693.5635 | 4100.1861 | 1987705.5769
Sunday | Sunday | 5 | 12 | 660883.1643 | 810456.8137 | 212208.4477 | 98.5935 | 3365.0226 | 3429.455 | 1690441.4968 | 789329.8605 | 967974.0661 | 253452.461 | 117.7558 | 4019.0354 | 4095.9906 | 2018989.1692
Sunday | Sunday | 5 | 13 | 659341.9527 | 804957.6885 | 211815.5361 | 98.7928 | 3632.6543 | 3743.1837 | 1683589.8081 | 787489.105 | 961406.1521 | 252983.1846 | 117.9938 | 4338.6829 | 4470.6944 | 2010805.8129
Sunday | Sunday | 5 | 14 | 650838.8423 | 806472.5544 | 211155.283 | 101.3087 | 3589.8332 | 4012.3363 | 1676170.1579 | 777333.3629 | 963215.4415 | 252194.6073 | 120.9987 | 4287.5393 | 4792.1585 | 2001944.1082
Sunday | Sunday | 5 | 15 | 649678.5195 | 804156.4539 | 210074.0233 | 99.428 | 3315.0647 | 4162.6596 | 1671486.149 | 775947.5243 | 960449.1927 | 250903.1981 | 118.7524 | 3959.3678 | 4971.6981 | 1996349.7333
Sunday | Sunday | 5 | 16 | 651736.2342 | 796811.971 | 209396.5009 | 100.4618 | 3058.1382 | 4082.8345 | 1665186.1405 | 778405.1684 | 951677.2644 | 250093.9951 | 119.9871 | 3652.5062 | 4876.3584 | 1988825.2796
Sunday | Sunday | 5 | 17 | 669989.2149 | 795466.7315 | 207872.5791 | 100.8105 | 3693.3175 | 4296.8726 | 1681419.526 | 800205.7279 | 950070.5694 | 248273.8897 | 120.4036 | 4411.1364 | 5131.9961 | 2008213.7231
Sunday | Sunday | 5 | 18 | 704374.2192 | 812706.3233 | 208691.582 | 69064.5592 | 2430.0958 | 4123.0499 | 1801389.8293 | 841273.6686 | 970660.7817 | 249252.0708 | 82487.6798 | 2902.3999 | 4924.3899 | 2151500.9907
Sunday | Sunday | 5 | 19 | 795466.7835 | 831710.6265 | 210745.3059 | 69079.256 | 2105.3694 | 4170.2909 | 1913277.6323 | 950070.6316 | 993358.6877 | 251704.9486 | 82505.2331 | 2514.5608 | 4980.8125 | 2285134.8743
Sunday | Sunday | 5 | 20 | 869040.0945 | 807415.5424 | 206960.4629 | 69112.735 | 1188.2848 | 4031.5961 | 1957748.7157 | 1037943.3668 | 964341.705 | 247184.4981 | 82545.2189 | 1419.2352 | 4815.1616 | 2338249.1856
Sunday | Sunday | 5 | 21 | 926175.6673 | 781071.0761 | 208730.7278 | 69115.8487 | 1277.4953 | 3906.8314 | 1990277.6466 | 1106183.5885 | 932877.0301 | 249298.8249 | 82548.9378 | 1525.7844 | 4666.1481 | 2377100.3138
Sunday | Sunday | 5 | 22 | 930866.8163 | 759787.1695 | 207663.873 | 69116.5711 | 1063.39 | 3766.4408 | 1972264.2607 | 1111786.4911 | 907456.4658 | 248024.6203 | 82549.8006 | 1270.0663 | 4498.4717 | 2355585.9158
Sunday | Sunday | 5 | 23 | 891716.8941 | 738702.621 | 212693.6766 | 69115.8238 | 1270.3585 | 3715.2025 | 1917214.5765 | 1065027.5414 | 882274.0059 | 254031.9971 | 82548.9081 | 1517.2604 | 4437.2749 | 2289836.9878
WeekDay | Monday | 5 | 0 | 825408.9454 | 722018.2592 | 211110.2328 | 69090.2911 | 2405.1169 | 3652.2145 | 1833685.0599 | 985832.2362 | 862346.9361 | 252140.8013 | 82518.4129 | 2872.5661 | 4362.0448 | 2190072.9974
WeekDay | Monday | 5 | 1 | 767059.2388 | 705828.2385 | 209970.6567 | 69087.3518 | 3022.454 | 3581.8375 | 1758549.7773 | 916141.9062 | 843010.2856 | 250779.7416 | 82514.9023 | 3609.8865 | 4277.9896 | 2100334.7118
WeekDay | Monday | 5 | 2 | 727724.9606 | 687923.0604 | 211442.083 | 69088.0991 | 2890.4224 | 3557.0057 | 1702625.6312 | 869162.7699 | 821625.1263 | 252537.1487 | 82515.7948 | 3452.1937 | 4248.3316 | 2033541.3649
WeekDay | Monday | 5 | 3 | 695057.8852 | 681773.877 | 212219.8205 | 69086.8037 | 2390.8432 | 3599.7649 | 1664128.9945 | 830146.648 | 814280.8114 | 253466.0441 | 82514.2478 | 2855.5182 | 4299.4012 | 1987562.6708
WeekDay | Monday | 5 | 4 | 699901.513 | 685512.4396 | 214958.6669 | 69084.3501 | 2358.7274 | 3706.6022 | 1675522.2992 | 835931.6646 | 818745.9866 | 256737.2021 | 82511.3173 | 2817.1605 | 4427.0031 | 2001170.3342
WeekDay | Monday | 5 | 5 | 702909.3799 | 710926.7081 | 222044.003 | 134.3019 | 3375.7279 | 4083.5612 | 1643473.682 | 839524.1289 | 849099.674 | 265199.6168 | 160.4043 | 4031.8213 | 4877.2264 | 1962892.8717
WeekDay | Monday | 5 | 6 | 701359.5972 | 762425.4929 | 229040.6116 | 128.3858 | 3472.0753 | 4245.1497 | 1700671.3125 | 837673.1364 | 910607.5635 | 273556.0592 | 153.3384 | 4146.8944 | 5070.2206 | 2031207.2124
WeekDay | Monday | 5 | 7 | 623300.2466 | 910519.8341 | 242863.5189 | 105.095 | 2961.7908 | 4541.799 | 1784292.2845 | 744442.4723 | 1087484.9482 | 290065.5333 | 125.5209 | 3537.433 | 5424.5255 | 2131080.4332
WeekDay | Monday | 5 | 8 | 563233.072 | 1084732.083 | 257257.9047 | 129.706 | 2811.9171 | 4558.8785 | 1912723.5612 | 672700.8738 | 1295556.416 | 307257.5563 | 154.9152 | 3358.4304 | 5444.9244 | 2284473.1161
WeekDay | Monday | 5 | 9 | 543153.5859 | 1170433.6888 | 257500.5303 | 135.3979 | 2929.675 | 4136.0109 | 1978288.8887 | 648718.8165 | 1397914.6545 | 307547.3376 | 161.7134 | 3499.0753 | 4939.8699 | 2362781.4672
WeekDay | Monday | 5 | 10 | 546547.4411 | 1223611.0707 | 263794.228 | 139.8693 | 2212.4221 | 4162.1751 | 2040467.2063 | 652772.2883 | 1461427.3867 | 315064.2541 | 167.0537 | 2642.4199 | 4971.1194 | 2437044.5221
WeekDay | Monday | 5 | 11 | 557272.8815 | 1238334.6821 | 267657.5659 | 141.4012 | 2158.8957 | 4793.9933 | 2070359.4198 | 665582.2838 | 1479012.6223 | 319678.4554 | 168.8834 | 2578.4903 | 5725.7353 | 2472746.4706
WeekDay | Monday | 5 | 12 | 583726.758 | 1234204.5513 | 273454.7363 | 142.5346 | 3657.6333 | 3999.8599 | 2099186.0734 | 697177.6334 | 1474079.7753 | 326602.3415 | 170.2371 | 4368.5167 | 4777.2572 | 2507175.7612
WeekDay | Monday | 5 | 13 | 554901.4794 | 1231483.4001 | 273561.6467 | 139.7572 | 4274.9704 | 4728.825 | 2069090.0787 | 662749.9851 | 1470829.7517 | 326730.0305 | 166.9198 | 5105.8371 | 5647.9011 | 2471230.4253
WeekDay | Monday | 5 | 14 | 561767.9649 | 1214660.7437 | 271771.0871 | 137.7021 | 4364.1809 | 4899.6194 | 2057601.2981 | 670951.0142 | 1450737.5088 | 324591.4647 | 164.4654 | 5212.3863 | 5851.8905 | 2457508.7298
WeekDay | Monday | 5 | 15 | 588365.0515 | 1165810.4391 | 266207.6573 | 121.5106 | 4028.7492 | 4613.5084 | 2029146.9162 | 702717.4077 | 1392392.8479 | 317946.7482 | 145.127 | 4811.7613 | 5510.1721 | 2423524.0643
WeekDay | Monday | 5 | 16 | 625127.1544 | 1090165.0097 | 261135.4354 | 105.3316 | 2736.9802 | 4780.5478 | 1984050.4592 | 746624.4508 | 1302045.2654 | 311888.7089 | 125.8035 | 3268.9291 | 5709.6766 | 2369662.8343
WeekDay | Monday | 5 | 17 | 677166.2517 | 991176.9884 | 258187.8743 | 101.0098 | 1819.8956 | 4624.5313 | 1933076.5511 | 808777.6658 | 1183818.315 | 308368.2712 | 120.6416 | 2173.6034 | 5523.3374 | 2308781.8344
WeekDay | Monday | 5 | 18 | 725094.9019 | 936169.881 | 254446.731 | 69052.2661 | 1427.3691 | 4564.3293 | 1990755.4784 | 866021.5432 | 1118120.2389 | 303900.0137 | 82472.9975 | 1704.787 | 5451.4347 | 2377671.015
WeekDay | Monday | 5 | 19 | 820255.0751 | 934519.4111 | 250351.1341 | 69053.9849 | 1755.664 | 4416.3075 | 2080351.5767 | 979676.6796 | 1116148.9901 | 299008.4125 | 82475.0504 | 2096.888 | 5274.644 | 2484680.6645
WeekDay | Monday | 5 | 20 | 883332.9702 | 893143.8622 | 246430.3372 | 69109.148 | 1220.4006 | 4180.4659 | 2097417.184 | 1055014.1505 | 1066731.8496 | 294325.5846 | 82540.9347 | 1457.5929 | 4992.965 | 2505063.0774
WeekDay | Monday | 5 | 21 | 911945.2236 | 848693.9366 | 242360.6375 | 69126.0742 | 1113.3479 | 4108.8776 | 2077348.0974 | 1089187.3709 | 1013642.8082 | 289464.9138 | 82561.1507 | 1329.7339 | 4907.4631 | 2481093.4406
WeekDay | Monday | 5 | 22 | 926658.114 | 803703.8968 | 238116.9955 | 69123.9445 | 984.8847 | 3921.4882 | 2042509.3237 | 1106759.8018 | 959908.6783 | 284396.494 | 82558.607 | 1176.303 | 4683.6535 | 2439483.5377
WeekDay | Monday | 5 | 23 | 872260.976 | 769777.2209 | 241525.9239 | 69088.9958 | 1273.9269 | 3842.6321 | 1957769.6757 | 1041790.2463 | 919388.1449 | 288467.9685 | 82516.8659 | 1521.5224 | 4589.4712 | 2338274.2193
WeekDay | Tuesday | 5 | 0 | 804294.0616 | 756770.4035 | 238763.3548 | 69076.9394 | 2647.7696 | 3781.5822 | 1875334.1111 | 960613.5453 | 903853.3728 | 285168.4772 | 82502.4662 | 3162.3799 | 4516.5559 | 2239816.7972
WeekDay | Tuesday | 5 | 1 | 750266.2871 | 729309.3536 | 235672.6413 | 69077.4874 | 2968.9277 | 3783.278 | 1791077.9751 | 896085.1414 | 871055.0994 | 281477.0645 | 82503.1208 | 3545.957 | 4518.5813 | 2139184.9643
WeekDay | Tuesday | 5 | 2 | 712737.5837 | 712640.6744 | 236394.6905 | 69078.5586 | 3240.1278 | 3698.6076 | 1737790.2426 | 851262.5044 | 851146.7601 | 282339.4485 | 82504.4001 | 3869.8665 | 4417.4546 | 2075540.4342
WeekDay | Tuesday | 5 | 3 | 685914.8617 | 695878.3023 | 235811.9239 | 69077.1387 | 2230.2642 | 3703.0894 | 1692615.5802 | 819226.6218 | 831126.5183 | 281643.4176 | 82502.7042 | 2663.7297 | 4422.8076 | 2021585.7992
WeekDay | Tuesday | 5 | 4 | 671624.2448 | 697910.226 | 236700.0185 | 69078.3219 | 2355.159 | 3803.3857 | 1681471.3559 | 802158.5359 | 833553.3588 | 282704.1188 | 82504.1174 | 2812.8986 | 4542.5971 | 2008275.6265
WeekDay | Tuesday | 5 | 5 | 686760.8255 | 729189.0968 | 239882.2042 | 129.6562 | 2126.7799 | 4163.871 | 1662252.4335 | 820237.0038 | 870911.4699 | 286504.7818 | 154.8557 | 2540.1326 | 4973.1448 | 1985321.3886
WeekDay | Tuesday | 5 | 6 | 691269.5376 | 782553.1195 | 243544.5207 | 122.8558 | 2066.1167 | 4347.5052 | 1723903.6555 | 825622.0118 | 934647.1177 | 290878.892 | 146.7336 | 2467.6792 | 5192.4695 | 2058954.9037
WeekDay | Tuesday | 5 | 7 | 610956.7963 | 898761.7577 | 252361.3934 | 116.3917 | 1905.5377 | 4531.8663 | 1768633.7431 | 729699.9967 | 1073441.6175 | 301409.378 | 139.0131 | 2275.8907 | 5412.6623 | 2112378.5582
WeekDay | Tuesday | 5 | 8 | 554583.2574 | 1040700.2881 | 260649.6819 | 121.0872 | 1887.6956 | 4629.9822 | 1862571.9924 | 662369.9147 | 1242966.7718 | 311308.5461 | 144.6212 | 2254.5808 | 5529.8477 | 2224574.2824
WeekDay | Tuesday | 5 | 9 | 533952.4217 | 1135204.9452 | 266978.8536 | 112.0947 | 1395.2533 | 4425.6346 | 1942069.2031 | 637729.3496 | 1355838.9886 | 318867.8312 | 133.881 | 1666.4293 | 5285.7838 | 2319522.2635
WeekDay | Tuesday | 5 | 10 | 537241.1402 | 1196293.9385 | 272902.8698 | 126.5051 | 1884.1272 | 4522.7815 | 2012971.3622 | 641657.2508 | 1428801.0024 | 325943.2163 | 151.0921 | 2250.3188 | 5401.8118 | 2404204.6922
WeekDay | Tuesday | 5 | 11 | 555690.7785 | 1217204.7101 | 276635.861 | 131.1134 | 2458.6432 | 4332.1216 | 2056453.2279 | 663692.6894 | 1453775.9107 | 330401.7372 | 156.5961 | 2936.4956 | 5174.096 | 2456137.5251
WeekDay | Tuesday | 5 | 12 | 563035.1507 | 1223557.7277 | 277255.3214 | 132.1098 | 3183.033 | 4552.4585 | 2071715.8012 | 672464.4854 | 1461363.6762 | 331141.5936 | 157.7862 | 3801.675 | 5437.2568 | 2474366.4731
WeekDay | Tuesday | 5 | 13 | 552811.7818 | 1231289.7092 | 276923.3518 | 134.0777 | 4221.444 | 5359.1896 | 2070739.5541 | 660254.142 | 1470598.4158 | 330745.1036 | 160.1365 | 5041.9076 | 6400.781 | 2473200.4865
WeekDay | Tuesday | 5 | 14 | 566251.4368 | 1225022.8466 | 273881.3381 | 130.1544 | 4378.4546 | 5356.767 | 2075020.9975 | 676305.8764 | 1463113.5499 | 327111.8559 | 155.4507 | 5229.4341 | 6397.8875 | 2478314.0546
WeekDay | Tuesday | 5 | 15 | 593495.2765 | 1180092.1881 | 269851.7098 | 126.7417 | 3928.8334 | 4862.3111 | 2052357.0606 | 708844.7235 | 1409450.3424 | 322299.0446 | 151.3748 | 4692.4262 | 5807.3311 | 2451245.2426
WeekDay | Tuesday | 5 | 16 | 636020.9028 | 1107116.2381 | 264645.0992 | 111.7709 | 3136.6435 | 4646.6983 | 2015677.3529 | 759635.466 | 1322291.069 | 316080.4974 | 133.4942 | 3746.2694 | 5549.8126 | 2407436.6087
WeekDay | Tuesday | 5 | 17 | 678412.5436 | 1011734.9387 | 258233.1735 | 104.2854 | 2672.7486 | 4548.219 | 1955705.9087 | 810266.1822 | 1208371.829 | 308422.3746 | 124.5539 | 3192.2137 | 5432.1932 | 2335809.3466
WeekDay | Tuesday | 5 | 18 | 734066.3731 | 970448.0026 | 252594.8056 | 69050.2858 | 2055.4115 | 4426.967 | 2032641.8457 | 876736.6748 | 1159060.5238 | 301688.1553 | 82470.6323 | 2454.8933 | 5287.3752 | 2427698.2547
WeekDay | Tuesday | 5 | 19 | 843981.7006 | 948575.7165 | 248800.0965 | 69126.1365 | 1652.1797 | 4411.22 | 2116547.0499 | 1008014.7203 | 1132937.2247 | 297155.9212 | 82561.2251 | 1973.291 | 5268.5677 | 2527910.9499
WeekDay | Tuesday | 5 | 20 | 902153.5376 | 904277.0886 | 247689.4319 | 69479.6085 | 1127.6216 | 4156.482 | 2128883.77 | 1077492.6106 | 1080028.8867 | 295829.392 | 82983.3965 | 1346.7817 | 4964.3197 | 2542645.3873
WeekDay | Tuesday | 5 | 21 | 960854.9436 | 849323.6106 | 244265.2061 | 69478.1761 | 1124.0531 | 3934.5704 | 2128980.5599 | 1147602.9949 | 1014394.8633 | 291739.647 | 82981.6858 | 1342.5198 | 4699.2782 | 2542760.9889
WeekDay | Tuesday | 5 | 22 | 980728.1365 | 807661.4975 | 239970.4257 | 69341.5327 | 1106.211 | 3798.9039 | 2102606.7073 | 1171338.6647 | 964635.463 | 286610.1497 | 82818.4849 | 1321.2099 | 4537.2441 | 2511261.2163
WeekDay | Tuesday | 5 | 23 | 934427.0407 | 773909.074 | 237557.536 | 69099.9313 | 1477.327 | 3693.2778 | 2020164.1868 | 1116038.667 | 924323.049 | 283728.3 | 82529.9267 | 1764.4546 | 4411.089 | 2412795.4863
WeekDay | Wednesday | 5 | 0 | 865025.8432 | 742554.939 | 236426.8012 | 69098.5737 | 2633.4959 | 3633.9237 | 1919373.5767 | 1033148.9211 | 886875.0455 | 282377.8 | 82528.3053 | 3145.332 | 4340.1991 | 2292415.603
WeekDay | Wednesday | 5 | 1 | 800479.1847 | 718225.5352 | 235099.0624 | 69073.5392 | 2997.4751 | 3601.4607 | 1829476.2573 | 956057.2236 | 857817.0729 | 280792.0071 | 82498.4052 | 3580.0527 | 4301.4267 | 2185046.1882
WeekDay | Wednesday | 5 | 2 | 759651.6698 | 698927.9172 | 235571.3274 | 69070.8863 | 2558.5591 | 3555.9155 | 1769336.2752 | 907294.6309 | 834768.8444 | 281356.0596 | 82495.2367 | 3055.8307 | 4247.0295 | 2113217.6318
WeekDay | Wednesday | 5 | 3 | 725666.2625 | 688654.62 | 235256.6511 | 69070.3383 | 2290.9274 | 3601.3396 | 1724540.1387 | 866703.9512 | 822498.8689 | 280980.224 | 82494.5821 | 2736.1831 | 4301.282 | 2059715.0914
WeekDay | Wednesday | 5 | 4 | 704373.5358 | 695828.636 | 234869.7084 | 69073.0161 | 2098.2325 | 3738.3385 | 1709981.4673 | 841272.8524 | 831067.199 | 280518.0767 | 82497.7804 | 2506.0369 | 4464.9075 | 2042326.8529
WeekDay | Wednesday | 5 | 5 | 715493.8347 | 718898.2418 | 238196.1117 | 123.8397 | 2669.1802 | 4074.3553 | 1679455.5634 | 854554.4497 | 858620.5241 | 284490.9869 | 147.9087 | 3187.9517 | 4866.2312 | 2005868.0524
WeekDay | Wednesday | 5 | 6 | 713048.0773 | 745308.07 | 241837.2338 | 116.0803 | 3111.6646 | 4413.037 | 1707834.163 | 851633.3443 | 890163.2645 | 288839.7834 | 138.6412 | 3716.4357 | 5270.7378 | 2039762.2068
WeekDay | Wednesday | 5 | 7 | 645564.1677 | 873792.6984 | 251422.3279 | 91.6561 | 2983.2014 | 4423.9388 | 1778277.9902 | 771033.5229 | 1043619.6684 | 300287.7993 | 109.47 | 3563.0048 | 5283.7584 | 2123897.2239
WeekDay | Wednesday | 5 | 8 | 585124.9217 | 1050273.4733 | 265481.9737 | 143.7054 | 2273.0852 | 3948.2581 | 1907245.4175 | 698847.5389 | 1254400.5642 | 317080.0236 | 171.6354 | 2714.8733 | 4715.6263 | 2277930.2617
WeekDay | Wednesday | 5 | 9 | 554246.7559 | 1149848.1486 | 272506.9894 | 115.1586 | 1912.6746 | 3637.7999 | 1982267.527 | 661968.0121 | 1373328.1883 | 325470.3941 | 137.5404 | 2284.4146 | 4344.8287 | 2367533.3782
WeekDay | Wednesday | 5 | 10 | 553197.4974 | 1196298.7636 | 276636.5188 | 120.4769 | 1598.6534 | 3798.5405 | 2031650.4505 | 660714.8238 | 1428806.7653 | 330402.5229 | 143.8923 | 1909.3614 | 4536.8101 | 2426514.1758
WeekDay | Wednesday | 5 | 11 | 564478.8644 | 1216493.0545 | 275710.7885 | 130.4658 | 1723.5482 | 3635.3773 | 2062172.0987 | 674188.7937 | 1452925.9405 | 329296.8712 | 155.8226 | 2058.5303 | 4341.9352 | 2462967.8935
WeekDay | Wednesday | 5 | 12 | 573832.5757 | 1223725.0474 | 281340.7486 | 137.1043 | 2929.675 | 3672.8067 | 2085637.9577 | 685360.4561 | 1461563.5155 | 336021.0486 | 163.7513 | 3499.0753 | 4386.6392 | 2490994.4861
WeekDay | Wednesday | 5 | 13 | 567615.9373 | 1229625.009 | 282012.6001 | 135.3481 | 3564.8543 | 3756.7504 | 2086710.4992 | 677935.5759 | 1468610.1709 | 336823.4786 | 161.6539 | 4257.7056 | 4486.8978 | 2492275.4826
WeekDay | Wednesday | 5 | 14 | 576459.8555 | 1216559.7126 | 278460.1046 | 129.0957 | 3554.149 | 4759.7133 | 2079922.6307 | 688498.3639 | 1453005.5539 | 332580.5337 | 154.1863 | 4244.9196 | 5684.7928 | 2484168.3502
WeekDay | Wednesday | 5 | 15 | 607020.4135 | 1171806.5297 | 274416.1183 | 133.4923 | 3896.7176 | 5404.6136 | 2062677.8851 | 724998.5537 | 1399554.3155 | 327750.574 | 159.4374 | 4654.0685 | 6455.0335 | 2463571.9826
WeekDay | Wednesday | 5 | 16 | 645820.9817 | 1095885.5854 | 267717.6345 | 120.3897 | 2961.7908 | 5159.9294 | 2017666.3115 | 771340.2503 | 1308877.67 | 319750.1987 | 143.7882 | 3537.433 | 6162.7934 | 2409812.1337
WeekDay | Wednesday | 5 | 17 | 695267.3781 | 1008553.7292 | 260151.2627 | 120.452 | 2654.9065 | 4811.7996 | 1971559.528 | 830396.8571 | 1204572.332 | 310713.2561 | 143.8626 | 3170.9038 | 5747.0023 | 2354744.2139
WeekDay | Wednesday | 5 | 18 | 744216.8131 | 958617.0963 | 253990.6571 | 69168.0849 | 1662.885 | 4618.8382 | 2032274.3745 | 888859.915 | 1144930.2082 | 303355.299 | 82611.3264 | 1986.0769 | 5516.5377 | 2427259.3632
WeekDay | Wednesday | 5 | 19 | 854841.0342 | 952028.9933 | 250707.4686 | 69505.5272 | 1548.6954 | 4443.5619 | 2133075.2807 | 1020984.632 | 1137061.667 | 299434.0027 | 83014.3527 | 1849.6939 | 5307.1955 | 2547651.5438
WeekDay | Wednesday | 5 | 20 | 889459.5303 | 902245.4044 | 248832.9882 | 69686.4232 | 1473.7586 | 4252.6598 | 2115950.7644 | 1062331.4451 | 1077602.3322 | 297195.2056 | 83230.4069 | 1760.1926 | 5079.1903 | 2527198.7727
WeekDay | Wednesday | 5 | 21 | 951024.2973 | 859998.0408 | 245872.8084 | 69355.0339 | 1316.748 | 4066.9663 | 2131633.8947 | 1135861.7022 | 1027143.9345 | 293659.6966 | 82834.6101 | 1572.666 | 4857.4062 | 2545930.0156
WeekDay | Wednesday | 5 | 22 | 977715.6204 | 811831.0442 | 241529.9083 | 69157.4234 | 1099.0742 | 3962.0671 | 2105295.1375 | 1167740.6476 | 969615.3866 | 288472.7273 | 82598.5928 | 1312.686 | 4732.1191 | 2514472.1594
WeekDay | Wednesday | 5 | 23 | 941470.9255 | 775914.2961 | 235506.7545 | 69111.9877 | 1488.0323 | 3841.5419 | 2027333.538 | 1124451.5739 | 926717.9983 | 281278.9366 | 82544.3264 | 1777.2405 | 4588.1691 | 2421358.2448
WeekDay | Thursday | 5 | 0 | 878173.5661 | 696512.0352 | 235721.9406 | 69085.6205 | 2519.3064 | 3815.0143 | 1885827.4832 | 1048851.9846 | 831883.421 | 281535.9455 | 82512.8346 | 3008.9491 | 4556.4857 | 2252349.6204
WeekDay | Thursday | 5 | 1 | 817422.3007 | 682148.2867 | 235091.989 | 69084.3252 | 3118.8014 | 3756.5081 | 1810622.2111 | 976293.3381 | 814727.9899 | 280783.5589 | 82511.2875 | 3724.9596 | 4486.6085 | 2162527.7425
WeekDay | Thursday | 5 | 2 | 774913.9285 | 665049.2392 | 233419.0518 | 69083.4658 | 3011.7487 | 3710.2361 | 1749187.6702 | 925523.203 | 794305.6377 | 278785.4761 | 82510.2611 | 3597.1006 | 4431.3433 | 2089153.0218
WeekDay | Thursday | 5 | 3 | 742360.1151 | 661572.1184 | 230152.4217 | 69082.6189 | 2783.3697 | 3733.3721 | 1709684.0158 | 886642.3564 | 790152.717 | 274883.9564 | 82509.2495 | 3324.3347 | 4458.9759 | 2041971.5899
WeekDay | Thursday | 5 | 4 | 732447.8084 | 658732.4516 | 231593.0896 | 69082.9676 | 1969.7693 | 3867.7062 | 1697693.7927 | 874803.5321 | 786761.1436 | 276604.6269 | 82509.6661 | 2352.6061 | 4619.4186 | 2027650.9934
WeekDay | Thursday | 5 | 5 | 731570.4534 | 677435.6511 | 234737.418 | 134.0154 | 2554.9906 | 4250.964 | 1650683.4925 | 873755.6578 | 809099.4246 | 280360.0748 | 160.0622 | 3051.5687 | 5077.1649 | 1971503.953
WeekDay | Thursday | 5 | 6 | 725796.5074 | 709679.3502 | 240617.0276 | 123.6903 | 2736.9802 | 4316.1324 | 1683269.688 | 866859.5099 | 847609.8844 | 287382.4227 | 147.7302 | 3268.9291 | 5154.9991 | 2010423.4755
WeekDay | Thursday | 5 | 7 | 657057.4972 | 850301.6274 | 252716.7728 | 100.9973 | 2437.2327 | 4431.6911 | 1767045.8185 | 784760.6516 | 1015562.9636 | 301833.8275 | 120.6268 | 2910.9238 | 5293.0175 | 2110482.0107
WeekDay | Thursday | 5 | 8 | 594946.2358 | 1022303.4621 | 263399.3411 | 118.4841 | 1605.7902 | 4463.7908 | 1886837.1041 | 710577.6856 | 1220994.4098 | 314592.6185 | 141.5122 | 1917.8854 | 5331.3559 | 2253555.4674
WeekDay | Thursday | 5 | 9 | 565490.5366 | 1114157.7063 | 267786.5022 | 124.0266 | 1905.5377 | 4009.3081 | 1953473.6175 | 675397.0906 | 1330701.0898 | 319832.4512 | 148.1319 | 2275.8907 | 4788.5417 | 2333143.1958
WeekDay | Thursday | 5 | 10 | 558354.4863 | 1160885.6132 | 270820.8328 | 137.0669 | 2412.2537 | 4881.5709 | 1997491.8239 | 666874.1052 | 1386510.8519 | 323456.5226 | 163.7067 | 2881.09 | 5830.3341 | 2385716.6106
WeekDay | Thursday | 5 | 11 | 573744.3622 | 1184197.9133 | 270152.3906 | 146.6946 | 2936.8119 | 4930.8711 | 2036109.0436 | 685255.0978 | 1414354.0405 | 322658.1646 | 175.2056 | 3507.5993 | 5889.2162 | 2431839.3238
WeekDay | Thursday | 5 | 12 | 585059.6653 | 1189873.7065 | 274595.9822 | 142.8958 | 3472.0753 | 5125.7706 | 2058270.0956 | 698769.5994 | 1421132.9589 | 327965.3955 | 170.6685 | 4146.8944 | 6121.9955 | 2458307.5122
WeekDay | Thursday | 5 | 13 | 577537.3877 | 1192004.8603 | 272024.4693 | 143.1823 | 3850.3281 | 4821.9745 | 2050382.2021 | 689785.321 | 1423678.3155 | 324894.0932 | 171.0106 | 4598.663 | 5759.1549 | 2448886.5582
WeekDay | Thursday | 5 | 14 | 583402.8469 | 1191263.996 | 272704.3232 | 140.0935 | 4182.1914 | 3899.4424 | 2055592.8933 | 696790.7682 | 1422793.4597 | 325706.0809 | 167.3215 | 4995.0259 | 4657.323 | 2455109.9792
WeekDay | Thursday | 5 | 15 | 607856.7015 | 1151225.1316 | 268319.1921 | 127.6509 | 4952.9707 | 4821.49 | 2037303.1368 | 725997.3795 | 1374972.7964 | 320468.6727 | 152.4607 | 5915.6109 | 5758.5762 | 2433265.4964
WeekDay | Thursday | 5 | 16 | 642812.9838 | 1087843.7792 | 263570.2834 | 115.47 | 3322.2015 | 4966.4836 | 2002631.2014 | 767747.6296 | 1299272.8895 | 314796.7845 | 137.9123 | 3967.8918 | 5931.7501 | 2391854.8577
WeekDay | Thursday | 5 | 17 | 685061.0635 | 982439.2947 | 258308.5482 | 114.5359 | 3582.6964 | 4672.6203 | 1934178.7589 | 818206.8827 | 1173382.397 | 308512.3988 | 136.7966 | 4279.0154 | 5580.7727 | 2310098.2632
WeekDay | Thursday | 5 | 18 | 737719.381 | 927290.1736 | 255906.5975 | 69067.0626 | 2608.517 | 4501.8259 | 1997093.5575 | 881099.6672 | 1107514.7059 | 305643.6142 | 82490.6698 | 3115.4983 | 5376.7833 | 2385240.9388
WeekDay | Thursday | 5 | 19 | 845613.4766 | 924963.8393 | 251295.0957 | 69317.0587 | 1605.7902 | 4465.85 | 2097261.1106 | 1009963.642 | 1104736.2343 | 300135.8388 | 82789.2542 | 1917.8854 | 5333.8154 | 2504876.67
WeekDay | Thursday | 5 | 20 | 914284.8269 | 879322.2201 | 246815.5295 | 69743.5666 | 1527.2849 | 4275.7958 | 2115969.2236 | 1091981.6903 | 1050223.8865 | 294785.6414 | 83298.6565 | 1824.1221 | 5106.8229 | 2527220.8196
WeekDay | Thursday | 5 | 21 | 973574.0368 | 838824.0724 | 243009.6764 | 69460.4029 | 1577.2428 | 4100.7618 | 2130546.1932 | 1162794.1218 | 1001854.6755 | 290240.0974 | 82960.4582 | 1883.7896 | 4897.77 | 2544630.9126
WeekDay | Thursday | 5 | 22 | 996303.1191 | 789601.3444 | 241076.6147 | 69119.6849 | 1316.748 | 3938.4465 | 2101355.9576 | 1189940.7407 | 943065.2084 | 287931.3333 | 82553.5195 | 1572.666 | 4703.9078 | 2509767.3757
WeekDay | Thursday | 5 | 23 | 954015.7892 | 756248.1036 | 239421.0524 | 69109.5216 | 1516.5796 | 3821.4342 | 2024132.4806 | 1139434.6089 | 903229.5606 | 285954.0023 | 82541.381 | 1811.3362 | 4564.1534 | 2417535.0423
WeekDay | Friday | 5 | 0 | 885199.5309 | 730654.035 | 237741.4847 | 69082.4694 | 2330.18 | 3724.1662 | 1928731.8662 | 1057243.4887 | 872661.1279 | 283948.0003 | 82509.071 | 2783.0648 | 4447.9807 | 2303592.7335
WeekDay | Friday | 5 | 1 | 824528.4323 | 712191.6165 | 235770.5543 | 69084.0886 | 2501.4643 | 3699.94 | 1847776.096 | 984780.59 | 850610.4251 | 281594.0076 | 82511.0049 | 2987.6392 | 4419.0461 | 2206902.7128
WeekDay | Friday | 5 | 2 | 782411.1445 | 693903.998 | 235126.1052 | 69081.3111 | 3001.0435 | 3614.4217 | 1787138.0239 | 934477.549 | 828768.4958 | 280824.3058 | 82507.6876 | 3584.3147 | 4316.9067 | 2134479.2595
WeekDay | Friday | 5 | 3 | 748437.6606 | 682139.263 | 229849.0358 | 69082.2079 | 3290.0857 | 3607.6384 | 1736405.8913 | 893901.1101 | 814717.2124 | 274521.6056 | 82508.7586 | 3929.5341 | 4308.805 | 2073887.0258
WeekDay | Friday | 5 | 4 | 710832.6026 | 680269.5312 | 229825.2004 | 69078.1102 | 2141.0536 | 3729.4959 | 1695875.9939 | 848987.2785 | 812484.0867 | 274493.1376 | 82503.8645 | 2557.1805 | 4454.3463 | 2025479.8942
WeekDay | Friday | 5 | 5 | 711095.48 | 695531.7713 | 232490.1824 | 130.1669 | 2579.9696 | 4131.2868 | 1645958.857 | 849301.2478 | 830712.6368 | 277676.0753 | 155.4656 | 3081.4025 | 4934.2277 | 1965861.0556
WeekDay | Friday | 5 | 6 | 714739.8942 | 726315.115 | 236108.1868 | 121.6601 | 3197.3067 | 4290.816 | 1684772.9789 | 853653.9762 | 867478.9121 | 281997.261 | 145.3055 | 3818.7229 | 5124.7624 | 2012218.9402
WeekDay | Friday | 5 | 7 | 660122.6539 | 854748.5889 | 242302.389 | 97.5473 | 2323.0432 | 4268.6491 | 1763862.8713 | 788421.5402 | 1020874.2194 | 289395.3443 | 116.5062 | 2774.5409 | 5098.2872 | 2106680.4382
WeekDay | Friday | 5 | 8 | 608286.3894 | 1032159.4276 | 254873.5918 | 113.7263 | 2009.022 | 4408.3129 | 1901850.47 | 726510.5798 | 1232765.9427 | 304409.8375 | 135.8297 | 2399.4877 | 5265.0955 | 2271486.773
WeekDay | Friday | 5 | 9 | 579274.7225 | 1123117.8809 | 262125.2997 | 126.4926 | 1955.4956 | 3896.8987 | 1970496.7901 | 691860.3176 | 1341402.7292 | 313070.9593 | 151.0773 | 2335.5582 | 4654.2848 | 2353474.9264
WeekDay | Friday | 5 | 10 | 572805.9013 | 1161433.6611 | 265382.9799 | 125.1724 | 2804.7802 | 4679.767 | 2007232.2619 | 684134.2412 | 1387165.4162 | 316961.7897 | 149.5004 | 3349.9065 | 5589.3084 | 2397350.1624
WeekDay | Friday | 5 | 11 | 587796.2895 | 1184129.0815 | 268570.6953 | 141.04 | 2901.1276 | 4078.716 | 2047616.95 | 702038.1034 | 1414271.8308 | 320769.0571 | 168.452 | 3464.9796 | 4871.4395 | 2445583.8624
WeekDay | Friday | 5 | 12 | 585300.0468 | 1194527.011 | 273255.9619 | 127.5139 | 3197.3067 | 4175.1361 | 2060582.9764 | 699056.7006 | 1426690.6617 | 326364.934 | 152.2971 | 3818.7229 | 4986.5994 | 2461069.9156
WeekDay | Friday | 5 | 13 | 583343.2287 | 1198350.8977 | 273818.1147 | 122.9554 | 3843.1912 | 4409.2819 | 2063887.6697 | 696719.5629 | 1431257.7443 | 327036.3447 | 146.8526 | 4590.139 | 5266.2529 | 2465016.8963
WeekDay | Friday | 5 | 14 | 597577.6472 | 1195131.4799 | 271916.5234 | 121.8843 | 4399.8652 | 4363.979 | 2073511.379 | 713720.5279 | 1427412.6128 | 324765.1675 | 145.5733 | 5255.0059 | 5212.1451 | 2476511.0325
WeekDay | Friday | 5 | 15 | 624813.9879 | 1163813.5497 | 271689.156 | 127.6136 | 4735.2969 | 4782.7282 | 2069962.3322 | 746250.4185 | 1390007.8508 | 324493.6097 | 152.4161 | 5655.6309 | 5712.2807 | 2472272.2067
WeekDay | Friday | 5 | 16 | 660956.9944 | 1097699.8619 | 265331.806 | 129.8306 | 3511.3279 | 4492.6199 | 2032122.4408 | 789418.04 | 1311044.5623 | 316900.6698 | 155.0639 | 4193.776 | 5365.7882 | 2427077.9002
WeekDay | Friday | 5 | 17 | 703371.8726 | 1005234.1862 | 258702.2285 | 134.2272 | 2722.7065 | 4499.6455 | 1974664.8665 | 840076.5099 | 1200607.6155 | 308982.5932 | 160.315 | 3251.8812 | 5374.1792 | 2358453.094
WeekDay | Friday | 5 | 18 | 742057.4267 | 941942.9843 | 253069.9401 | 69079.9535 | 2133.9168 | 4400.1971 | 2012684.4185 | 886280.8387 | 1125015.3802 | 302255.6351 | 82506.0661 | 2548.6566 | 5255.4024 | 2403861.9792
WeekDay | Friday | 5 | 19 | 838838.9874 | 943062.7866 | 248362.1289 | 69106.1338 | 1637.906 | 4438.2322 | 2105446.175 | 1001872.4893 | 1126352.8231 | 296632.8319 | 82537.3348 | 1956.2431 | 5300.8298 | 2514652.552
WeekDay | Friday | 5 | 20 | 885870.7282 | 903636.5308 | 244067.0315 | 69134.992 | 1313.1795 | 4215.7149 | 2108238.1769 | 1058045.1373 | 1079263.8326 | 291502.9559 | 82571.8017 | 1568.404 | 5035.065 | 2517987.1966
WeekDay | Friday | 5 | 21 | 935734.948 | 862313.8827 | 238310.6564 | 69135.2785 | 1291.769 | 4104.0323 | 2110890.5669 | 1117600.7741 | 1029909.8744 | 284627.7941 | 82572.1439 | 1542.8322 | 4901.6762 | 2521155.0949
WeekDay | Friday | 5 | 22 | 981300.8968 | 819237.3372 | 233139.7594 | 69128.1542 | 1480.8954 | 3834.8797 | 2108121.9227 | 1172022.7445 | 978461.1381 | 278451.9014 | 82563.635 | 1768.7165 | 4580.2121 | 2517848.3476
WeekDay | Friday | 5 | 23 | 978222 | 783811.3483 | 233183.4786 | 69128.2414 | 1769.9377 | 3733.9778 | 2069848.9838 | 1168345.4452 | 936149.891 | 278504.1178 | 82563.7391 | 2113.9359 | 4459.6993 | 2472136.8283
Saturday | Saturday | 5 | 0 | 935962.7245 | 752453.3944 | 230051.7094 | 69117.4554 | 2794.075 | 3659.9669 | 1994039.3255 | 1117872.8203 | 898697.3264 | 274763.67 | 82550.8568 | 3337.1206 | 4371.3039 | 2381593.0979
Saturday | Saturday | 5 | 1 | 885356.0591 | 722835.707 | 224277.3587 | 69098.91 | 3108.0962 | 3565.2426 | 1908241.3735 | 1057430.4391 | 863323.2599 | 267867.0389 | 82528.7069 | 3712.1737 | 4258.1693 | 2279119.7878
Saturday | Saturday | 5 | 2 | 844570.2458 | 709224.437 | 221942.0388 | 69094.7874 | 2811.9171 | 3517.8804 | 1851161.3065 | 1008717.6529 | 847066.5561 | 265077.8352 | 82523.7831 | 3358.4304 | 4201.6021 | 2210945.8597
Saturday | Saturday | 5 | 3 | 808707.4354 | 692254.4209 | 232456.0532 | 69086.5297 | 2458.6432 | 3526.4807 | 1808489.5632 | 965884.6854 | 826798.3132 | 277635.3128 | 82513.9205 | 2936.4956 | 4211.8739 | 2159980.6014
Saturday | Saturday | 5 | 4 | 768926.6081 | 688870.0693 | 233215.9284 | 69086.044 | 2137.4852 | 3519.6974 | 1765755.8323 | 918372.2102 | 822756.1921 | 278542.8744 | 82513.3403 | 2552.9185 | 4203.7722 | 2108941.3078
Saturday | Saturday | 5 | 5 | 745722.3153 | 695855.6794 | 233244.1864 | 136.2822 | 2480.0538 | 3599.886 | 1681038.4031 | 890658.0208 | 831099.4984 | 278576.6246 | 162.7695 | 2962.0674 | 4299.5459 | 2007758.5266
Saturday | Saturday | 5 | 6 | 735285.6635 | 691564.4091 | 230403.9046 | 127.8378 | 2348.0221 | 3405.9556 | 1663135.7927 | 878192.9418 | 825974.1934 | 275184.3165 | 152.6838 | 2804.3746 | 4067.9239 | 1986376.4341
Saturday | Saturday | 5 | 7 | 726213.9199 | 735183.0935 | 231276.8614 | 95.1435 | 2415.8222 | 3253.2097 | 1698438.0501 | 867358.0491 | 878070.4366 | 276226.9379 | 113.6352 | 2885.352 | 3885.4909 | 2028539.9017
Saturday | Saturday | 5 | 8 | 710481.7229 | 809931.2858 | 231787.3305 | 94.5332 | 1973.3377 | 3064.1245 | 1757332.3346 | 848568.2031 | 967346.3985 | 276836.6198 | 112.9063 | 2356.868 | 3659.6559 | 2098880.6517
Saturday | Saturday | 5 | 9 | 687901.7753 | 890362.0698 | 232640.2675 | 99.7892 | 2062.5483 | 3130.7464 | 1816197.1965 | 821599.7043 | 1063409.3987 | 277855.3302 | 119.1838 | 2463.4172 | 3739.2262 | 2169186.2605
Saturday | Saturday | 5 | 10 | 667976.8311 | 920302.4929 | 233699.3916 | 101.6325 | 2319.4747 | 2843.5453 | 1827243.3681 | 797802.2249 | 1099168.9266 | 279120.3016 | 121.3854 | 2770.2789 | 3396.2058 | 2182379.3233
Saturday | Saturday | 5 | 11 | 670051.8657 | 949510.9507 | 234369.5746 | 106.3654 | 2183.8747 | 2705.214 | 1858927.8451 | 800280.5553 | 1134054.2274 | 279920.7388 | 127.0382 | 2608.3241 | 3230.9889 | 2220221.8727
Saturday | Saturday | 5 | 12 | 652254.504 | 938729.151 | 232929.0052 | 111.7086 | 2551.4222 | 2831.5534 | 1829407.3444 | 779024.1672 | 1121176.9188 | 278200.1859 | 133.4198 | 3047.3068 | 3381.8831 | 2184963.8816
Saturday | Saturday | 5 | 13 | 655861.5203 | 923471.333 | 230068.5411 | 111.2727 | 2926.1066 | 2858.081 | 1815296.8547 | 783332.2292 | 1102953.6503 | 274783.773 | 132.8992 | 3494.8134 | 3413.5666 | 2168110.9317
Saturday | Saturday | 5 | 14 | 656782.2081 | 896001.9666 | 231099.253 | 111.2104 | 3379.2963 | 2936.2104 | 1790310.1448 | 784431.8584 | 1070145.4441 | 276014.8102 | 132.8248 | 4036.0832 | 3506.8809 | 2138267.9015
Saturday | Saturday | 5 | 15 | 672080.1349 | 887113.4337 | 228807.4167 | 111.2976 | 3004.6119 | 3938.6888 | 1795055.5837 | 802703.031 | 1059529.3703 | 273277.5415 | 132.9289 | 3588.5767 | 4704.1971 | 2143935.6455
Saturday | Saturday | 5 | 16 | 694361.944 | 871410.0753 | 226246.6224 | 112.9416 | 2497.8959 | 4083.9246 | 1798713.4038 | 829315.4464 | 1040773.9678 | 270219.041 | 134.8925 | 2983.3773 | 4877.6604 | 2148304.3855
Saturday | Saturday | 5 | 17 | 711406.6555 | 840444.3242 | 222573.5656 | 119.4556 | 2390.8432 | 4218.1375 | 1781152.9815 | 849672.902 | 1003789.8331 | 265832.1031 | 142.6725 | 2855.5182 | 5037.9584 | 2127330.9874
Saturday | Saturday | 5 | 18 | 728897.2635 | 836516.7897 | 221442.9295 | 69064.3474 | 1716.4113 | 4258.1107 | 1861895.8521 | 870562.917 | 999098.9581 | 264481.721 | 82487.4269 | 2050.0064 | 5085.7006 | 2223766.7301
Saturday | Saturday | 5 | 19 | 789318.2091 | 857271.7774 | 224503.6026 | 69070.5126 | 1470.1901 | 4303.5348 | 1945937.8266 | 942727.044 | 1023887.805 | 268137.2547 | 82494.7904 | 1755.9306 | 5139.9531 | 2324142.7778
Saturday | Saturday | 5 | 20 | 843207.8 | 837591.2445 | 224662.1283 | 69118.5515 | 1759.2324 | 4171.0177 | 1980509.9743 | 1007090.4074 | 1000382.2398 | 268326.5908 | 82552.1658 | 2101.15 | 4981.6805 | 2365434.2344
Saturday | Saturday | 5 | 21 | 874611.4975 | 815204.8488 | 222613.7568 | 69120.2827 | 1573.6744 | 4046.6163 | 1987170.6767 | 1044597.6061 | 973644.9109 | 265880.1058 | 82554.2336 | 1879.5277 | 4833.101 | 2373389.4851
Saturday | Saturday | 5 | 22 | 901707.3893 | 787784.4062 | 218743.8729 | 69117.7419 | 1441.6428 | 3881.3939 | 1982676.4469 | 1076959.7506 | 940895.1371 | 261258.0861 | 82551.1989 | 1721.8349 | 4635.7667 | 2368021.7743
Saturday | Saturday | 5 | 23 | 896527.034 | 765173.2341 | 216794.2002 | 69111.5144 | 2187.4431 | 3758.3251 | 1953551.7509 | 1070772.5616 | 913889.345 | 258929.4826 | 82543.7611 | 2612.5861 | 4488.7786 | 2333236.5149
Sunday | Sunday | 5 | 0 | 857680.2453 | 738490.8212 | 216891.7027 | 69109.2102 | 2701.296 | 3715.3236 | 1888588.599 | 1024375.6612 | 882021.0415 | 259045.9353 | 82541.0091 | 3226.3094 | 4437.4196 | 2255647.376
Sunday | Sunday | 5 | 1 | 814373.3806 | 706776.0931 | 217086.7727 | 69096.7428 | 3179.4646 | 3633.3181 | 1814145.7718 | 972651.8417 | 844142.3615 | 259278.9184 | 82526.1185 | 3797.4131 | 4339.4757 | 2166736.1289
Sunday | Sunday | 5 | 2 | 774397.7374 | 681370.6136 | 216603.8415 | 69073.4396 | 2640.6328 | 3577.5979 | 1747663.8628 | 924906.6871 | 813799.1713 | 258702.1266 | 82498.2862 | 3153.856 | 4272.926 | 2087333.0531
Sunday | Sunday | 5 | 3 | 745946.3106 | 680528.3095 | 214821.4527 | 69066.8011 | 2644.2012 | 3593.9506 | 1716601.0256 | 890925.551 | 812793.1601 | 256573.3196 | 82490.3574 | 3158.1179 | 4292.4569 | 2050232.963
Sunday | Sunday | 5 | 4 | 704857.4416 | 672898.5892 | 214145.1934 | 69069.6283 | 2198.1484 | 3616.7232 | 1666785.7241 | 841850.8083 | 803680.5569 | 255765.6251 | 82493.7342 | 2625.372 | 4319.6555 | 1990735.752
Sunday | Sunday | 5 | 5 | 686721.4071 | 669872.1799 | 212468.0911 | 118.7456 | 2626.3591 | 3670.7475 | 1575477.5303 | 820189.9242 | 800065.9465 | 253762.5677 | 141.8246 | 3136.8081 | 4384.1798 | 1881681.2509
Sunday | Sunday | 5 | 6 | 683853.8336 | 654053.0265 | 210198.4357 | 110.0396 | 2572.8328 | 3444.1118 | 1554232.28 | 816765.0203 | 781172.2436 | 251051.7908 | 131.4265 | 3072.8786 | 4113.496 | 1856306.8558
Sunday | Sunday | 5 | 7 | 698017.5625 | 663804.493 | 210942.6799 | 80.347 | 2233.8326 | 3330.7334 | 1578409.6484 | 833681.5568 | 792818.9674 | 251940.6835 | 95.9629 | 2667.9917 | 3978.0818 | 1885183.2441
Sunday | Sunday | 5 | 8 | 717683.9387 | 700030.7883 | 209380.8472 | 77.5197 | 2012.5904 | 3007.7987 | 1632193.483 | 857170.2138 | 836086.0653 | 250075.299 | 92.5861 | 2403.7497 | 3592.3828 | 1949420.2968
Sunday | Sunday | 5 | 9 | 713797.0504 | 735191.1532 | 210156.2883 | 105.7302 | 2098.2325 | 2996.7758 | 1664345.2304 | 852527.8849 | 878080.0628 | 251001.4518 | 126.2795 | 2506.0369 | 3579.2175 | 1987820.9335
Sunday | Sunday | 5 | 10 | 689586.2361 | 766201.7941 | 210897.9468 | 116.4041 | 2194.58 | 3138.2565 | 1672135.2176 | 823611.5504 | 915117.8119 | 251887.2562 | 139.028 | 2621.11 | 3748.1959 | 1997124.9525
Sunday | Sunday | 5 | 11 | 672757.7264 | 782431.8072 | 213378.1274 | 126.8165 | 2993.9066 | 3196.7627 | 1674885.1469 | 803512.3166 | 934502.2277 | 254849.4752 | 151.464 | 3575.7907 | 3818.0732 | 2000409.3474
Sunday | Sunday | 5 | 12 | 667187.3887 | 798281.4851 | 215194.2407 | 130.5405 | 3547.0121 | 3228.1356 | 1687568.8027 | 796859.3496 | 953432.3876 | 257018.5612 | 155.9118 | 4236.3957 | 3855.5435 | 2015558.1495
Sunday | Sunday | 5 | 13 | 660922.7102 | 792615.5986 | 212686.0223 | 125.1724 | 3661.2017 | 3146.8568 | 1673157.562 | 789377.0925 | 946665.3013 | 254022.8551 | 149.5004 | 4372.7787 | 3758.4678 | 1998345.9958
Sunday | Sunday | 5 | 14 | 656361.1218 | 804472.2727 | 212096.2418 | 115.333 | 3197.3067 | 3885.5124 | 1680127.7884 | 783928.9313 | 960826.3928 | 253318.4472 | 137.7487 | 3818.7229 | 4640.6856 | 2006670.9284
Sunday | Sunday | 5 | 15 | 653171.1068 | 797515.9387 | 213285.3917 | 109.5663 | 2801.2118 | 3862.1341 | 1670745.3495 | 780118.9174 | 952518.0526 | 254738.7156 | 130.8612 | 3345.6445 | 4612.7636 | 1995464.955
Sunday | Sunday | 5 | 16 | 658752.7396 | 792353.9787 | 213019.956 | 107.723 | 3175.8962 | 4455.1905 | 1671865.484 | 786785.3747 | 946352.834 | 254421.6909 | 128.6596 | 3793.1511 | 5321.0841 | 1996802.7944
Sunday | Sunday | 5 | 17 | 679619.0684 | 794870.4882 | 216399.3685 | 95.841 | 3172.3278 | 4257.6262 | 1698414.72 | 811707.2024 | 949358.4426 | 258457.913 | 114.4682 | 3788.8891 | 5085.1219 | 2028512.0373
Sunday | Sunday | 5 | 18 | 723187.6955 | 811279.4671 | 216736.7348 | 69036.9465 | 1819.8956 | 4110.9368 | 1826171.6762 | 863743.6594 | 968956.6072 | 258860.8484 | 82454.7005 | 2173.6034 | 4909.9226 | 2181099.3415
Sunday | Sunday | 5 | 19 | 809488.2041 | 826037.3265 | 218960.6821 | 69046.5991 | 1759.2324 | 4119.5371 | 1929411.5813 | 966817.2012 | 986582.747 | 261517.0336 | 82466.2291 | 2101.15 | 4920.1944 | 2304404.5554
Sunday | Sunday | 5 | 20 | 886059.0019 | 809927.6424 | 219837.0385 | 69102.7461 | 2323.0432 | 3884.4222 | 1991133.8943 | 1058270.0032 | 967342.047 | 262563.7152 | 82533.2886 | 2774.5409 | 4639.3835 | 2378122.9784
Sunday | Sunday | 5 | 21 | 933962.6041 | 780703.2933 | 216473.4942 | 69099.6822 | 2394.4116 | 3808.4732 | 2006441.9586 | 1115483.9642 | 932437.7665 | 258546.4454 | 82529.6292 | 2859.7802 | 4548.6733 | 2396406.2589
Sunday | Sunday | 5 | 22 | 937993.6311 | 762444.1512 | 209578.1268 | 69099.4829 | 1976.9062 | 3693.0356 | 1984785.3338 | 1120298.4461 | 910629.8481 | 250310.9211 | 82529.3912 | 2361.13 | 4410.7997 | 2370540.5362
Sunday | Sunday | 5 | 23 | 915552.6043 | 738993.6064 | 205986.4753 | 69080.0158 | 2455.0748 | 3572.2682 | 1935640.0448 | 1093495.8681 | 882621.5461 | 246021.2101 | 82506.1405 | 2932.2337 | 4266.5604 | 2311843.5589
WeekDay | Monday | 5 | 0 | 852768.178 | 720232.5414 | 204457.9377 | 69072.8044 | 3083.1172 | 3530.1147 | 1853144.6932 | 1018508.9034 | 860214.153 | 244195.5918 | 82497.5275 | 3682.3399 | 4216.2141 | 2213314.7298
WeekDay | Monday | 5 | 1 | 794194.2807 | 705881.6088 | 203631.7271 | 69074.2242 | 3568.4227 | 3531.0837 | 1779881.3473 | 948550.81 | 843074.0287 | 243208.8022 | 82499.2233 | 4261.9675 | 4217.3715 | 2125812.2032
WeekDay | Monday | 5 | 2 | 752852.2763 | 687816.2704 | 204330.3797 | 69073.0908 | 3504.1911 | 3522.7257 | 1721098.9339 | 899173.7335 | 821497.5809 | 244043.2421 | 82497.8697 | 4185.2521 | 4207.389 | 2055605.0673
WeekDay | Monday | 5 | 3 | 718387.9152 | 681183.9698 | 205010.3004 | 69073.9876 | 3340.0436 | 3452.3487 | 1680448.5653 | 858011.0124 | 813576.2521 | 244855.3097 | 82498.9407 | 3989.2016 | 4123.3338 | 2007054.0503
WeekDay | Monday | 5 | 4 | 699088.1557 | 679462.8971 | 207496.5973 | 69073.9627 | 2765.5276 | 3542.5911 | 1661429.7315 | 834960.2263 | 811520.6783 | 247824.8336 | 82498.911 | 3303.0248 | 4231.1154 | 1984338.7895
WeekDay | Monday | 5 | 5 | 698118.1152 | 704623.8973 | 212865.1815 | 123.5906 | 2976.0645 | 3745.0007 | 1622451.8498 | 833801.6525 | 841571.8732 | 254236.835 | 147.6112 | 3554.4809 | 4472.8645 | 1937785.3174
WeekDay | Monday | 5 | 6 | 695089.4552 | 757206.2852 | 218982.6708 | 114.7974 | 3279.3804 | 3663.9642 | 1678336.5531 | 830184.3538 | 904373.9707 | 261543.2958 | 137.109 | 3916.7481 | 4376.0781 | 2004531.5555
WeekDay | Monday | 5 | 7 | 640178.6717 | 900937.5946 | 232145.5649 | 90.3981 | 2712.0012 | 3389.1184 | 1779453.349 | 764601.3228 | 1076040.3416 | 277264.4792 | 107.9676 | 3239.0953 | 4047.8144 | 2125301.0209
WeekDay | Monday | 5 | 8 | 596144.091 | 1072322.0207 | 242040.2185 | 113.0786 | 2355.159 | 3220.6255 | 1916195.1934 | 712008.3513 | 1280734.382 | 289082.2195 | 135.0562 | 2812.8986 | 3846.5738 | 2288619.4813
WeekDay | Monday | 5 | 9 | 574633.6876 | 1156697.6382 | 246744.5579 | 123.8148 | 2483.6222 | 3481.7835 | 1984165.1041 | 686317.2691 | 1381508.9182 | 294700.876 | 147.879 | 2966.3294 | 4158.4894 | 2369799.7611
WeekDay | Monday | 5 | 10 | 571107.9197 | 1203378.6084 | 251806.932 | 125.8948 | 2637.0644 | 3396.9919 | 2032453.4112 | 682106.2466 | 1437262.6214 | 300747.1535 | 150.3632 | 3149.594 | 4057.2181 | 2427473.1968
WeekDay | Monday | 5 | 11 | 585544.4562 | 1219593.2755 | 251344.3112 | 144.8139 | 2922.5382 | 3971.6364 | 2063521.0313 | 699348.6124 | 1456628.7084 | 300194.6196 | 172.9594 | 3490.5514 | 4743.5483 | 2464578.9994
WeekDay | Monday | 5 | 12 | 573694.469 | 1212966.9854 | 255758.1362 | 184.3584 | 4249.9914 | 3185.9821 | 2050039.9224 | 685195.5075 | 1448714.5582 | 305466.2985 | 220.1896 | 5076.0033 | 3805.1972 | 2448477.7544
WeekDay | Monday | 5 | 13 | 560468.2949 | 1220991.232 | 257639.5435 | 186.7498 | 4688.9074 | 3418.1898 | 2047392.9173 | 669398.7454 | 1458298.3663 | 307713.3689 | 223.0457 | 5600.2253 | 4082.536 | 2445316.2875
WeekDay | Monday | 5 | 14 | 574719.4848 | 1211052.0081 | 255266.1461 | 182.1663 | 4175.0545 | 3129.5351 | 2048524.3949 | 686419.7414 | 1446427.3934 | 304878.6871 | 217.5715 | 4986.502 | 3737.7795 | 2446667.6748
WeekDay | Monday | 5 | 15 | 600759.5389 | 1166515.5613 | 255965.2466 | 174.4816 | 4153.644 | 3143.5863 | 2030712.0588 | 717520.8398 | 1393235.015 | 305713.6621 | 208.3932 | 4960.9302 | 3754.5616 | 2425393.4019
WeekDay | Monday | 5 | 16 | 633035.3961 | 1099206.9402 | 252986.7671 | 126.941 | 3165.1909 | 3666.7502 | 1992187.9855 | 756069.7078 | 1312844.5505 | 302156.2968 | 151.6128 | 3780.3652 | 4379.4056 | 2379381.9387
WeekDay | Monday | 5 | 17 | 685033.3659 | 998379.744 | 247478.9628 | 111.7086 | 2719.1381 | 3845.0547 | 1937567.9741 | 818173.802 | 1192420.9703 | 295578.017 | 133.4198 | 3247.6192 | 4592.3647 | 2314146.1931
WeekDay | Monday | 5 | 18 | 738207.394 | 936870.1222 | 239860.0258 | 69054.7447 | 1691.4324 | 3976.9661 | 1989660.6852 | 881682.5285 | 1118956.5763 | 286478.2928 | 82475.9578 | 2020.1726 | 4749.9139 | 2376363.442
WeekDay | Monday | 5 | 19 | 845192.5348 | 938274.2001 | 238437.873 | 69057.2979 | 1566.5376 | 4060.4253 | 2096588.8686 | 1009460.8875 | 1120633.5454 | 284779.736 | 82479.0073 | 1871.0037 | 4849.5938 | 2504073.7738
WeekDay | Monday | 5 | 20 | 925406.3674 | 896146.7779 | 234342.0986 | 69099.9562 | 1973.3377 | 3960.129 | 2130928.6668 | 1105264.7705 | 1070318.4003 | 279887.9227 | 82529.9565 | 2356.868 | 4729.8043 | 2545087.7223
WeekDay | Monday | 5 | 21 | 984809.8427 | 850843.7288 | 230374.2732 | 69098.0132 | 1470.1901 | 3887.935 | 2140483.9831 | 1176213.6756 | 1016210.4258 | 275148.9261 | 82527.6359 | 1755.9306 | 4643.579 | 2556500.173
WeekDay | Monday | 5 | 22 | 1003130.4506 | 804946.8496 | 227459.4398 | 69092.0473 | 1423.8007 | 3800.5997 | 2109853.1877 | 1198095.006 | 961393.2066 | 271667.577 | 82520.5104 | 1700.525 | 4539.2696 | 2519916.0946
WeekDay | Monday | 5 | 23 | 953168.656 | 772597.1178 | 226263.4647 | 69081.3734 | 2034.0009 | 3720.6534 | 2026865.2662 | 1138422.8302 | 922756.106 | 270239.1568 | 82507.762 | 2429.3215 | 4443.7852 | 2420798.9616
WeekDay | Tuesday | 5 | 0 | 890645.1333 | 757457.0396 | 223669.2146 | 69076.354 | 3243.6962 | 3624.5967 | 1947716.0345 | 1063747.4774 | 904673.4608 | 267140.6983 | 82501.7671 | 3874.1285 | 4329.0593 | 2326266.5913
WeekDay | Tuesday | 5 | 1 | 834183.9209 | 732507.584 | 225477.0529 | 69076.1547 | 3086.6856 | 3502.3757 | 1867833.7738 | 996312.682 | 874874.9254 | 269299.901 | 82501.5291 | 3686.6019 | 4183.0839 | 2230858.7233
WeekDay | Tuesday | 5 | 2 | 788764.7351 | 715095.539 | 223685.0287 | 69074.5356 | 3304.3594 | 3473.4254 | 1803397.6233 | 942065.9989 | 854078.7427 | 267159.5859 | 82499.5952 | 3946.5819 | 4148.507 | 2153899.0117
WeekDay | Tuesday | 5 | 3 | 755288.5203 | 696113.5292 | 223945.5319 | 69074.7349 | 3036.7277 | 3483.6004 | 1750942.6444 | 902083.4764 | 831407.4629 | 267470.7195 | 82499.8332 | 3626.9344 | 4160.6595 | 2091249.086
WeekDay | Tuesday | 5 | 4 | 739779.4779 | 698845.7456 | 225283.0332 | 69075.6316 | 2612.0854 | 3607.1538 | 1739203.1276 | 883560.1565 | 834670.7023 | 269068.1724 | 82500.9043 | 3119.7602 | 4308.2263 | 2077227.9221
WeekDay | Tuesday | 5 | 5 | 737357.8024 | 728709.4163 | 230694.306 | 126.941 | 2883.2855 | 3925.7278 | 1703697.479 | 880667.8136 | 870338.5606 | 275531.1592 | 151.6128 | 3443.6698 | 4688.7171 | 2034821.5329
WeekDay | Tuesday | 5 | 6 | 719182.3127 | 778643.6945 | 237111.7152 | 119.879 | 3090.254 | 4179.1334 | 1742326.9889 | 858959.806 | 929977.872 | 283195.8313 | 143.1783 | 3690.8639 | 4991.3736 | 2080958.925
WeekDay | Tuesday | 5 | 7 | 658940.8639 | 901674.5337 | 252005.4916 | 102.4296 | 2811.9171 | 4381.543 | 1819916.7789 | 787010.0621 | 1076920.5094 | 300984.3045 | 122.3375 | 3358.4304 | 5233.1227 | 2173628.7665
WeekDay | Tuesday | 5 | 8 | 608719.2004 | 1069139.0245 | 262783.4196 | 117.002 | 2483.6222 | 4307.6532 | 1947549.9219 | 727027.5103 | 1276932.751 | 313856.9889 | 139.742 | 2966.3294 | 5144.872 | 2326068.1936
WeekDay | Tuesday | 5 | 9 | 575896.8305 | 1161102.9291 | 272842.7452 | 119.6673 | 2522.8748 | 4539.9821 | 2017025.029 | 687825.9116 | 1386770.4045 | 325871.4061 | 142.9254 | 3013.211 | 5422.3554 | 2409046.214
WeekDay | Tuesday | 5 | 10 | 574042.3728 | 1217224.119 | 277388.4541 | 123.3913 | 2637.0644 | 4027.1143 | 2075442.5159 | 685611.0285 | 1453799.0918 | 331300.6014 | 147.3732 | 3149.594 | 4809.8086 | 2478817.4977
WeekDay | Tuesday | 5 | 11 | 588482.5556 | 1232724.8465 | 279156.6668 | 137.7021 | 3272.2436 | 3836.9389 | 2107610.9536 | 702857.7495 | 1472312.4808 | 333412.4771 | 164.4654 | 3908.2242 | 4582.6716 | 2517238.0685
WeekDay | Tuesday | 5 | 12 | 591166.0283 | 1244059.4703 | 280638.4602 | 151.9257 | 4289.2441 | 3620.5994 | 2123925.7279 | 706062.7715 | 1485850.0583 | 335182.2661 | 181.4534 | 5122.885 | 4324.285 | 2536723.7192
WeekDay | Tuesday | 5 | 13 | 578566.2321 | 1248389.748 | 280931.5771 | 145.0256 | 4021.6124 | 3834.2741 | 2115888.4692 | 691014.1277 | 1491021.952 | 335532.352 | 173.2122 | 4803.2374 | 4579.4887 | 2527124.3701
WeekDay | Tuesday | 5 | 14 | 590953.9736 | 1230798.5329 | 280084.9645 | 137.8765 | 3878.8755 | 4433.5081 | 2110287.731 | 705809.5028 | 1470011.7763 | 334521.1951 | 164.6736 | 4632.7587 | 5295.1876 | 2520435.094
WeekDay | Tuesday | 5 | 15 | 613871.9946 | 1179886.4558 | 278268.4181 | 132.2966 | 3768.2544 | 4920.4539 | 2080847.8734 | 733181.7816 | 1409204.6248 | 332351.5918 | 158.0093 | 4500.6377 | 5876.7743 | 2485273.4195
WeekDay | Tuesday | 5 | 16 | 648329.815 | 1098117.7346 | 275825.4083 | 114.349 | 2890.4224 | 4650.6956 | 2029928.4249 | 774336.6908 | 1311543.6511 | 329433.768 | 136.5735 | 3452.1937 | 5554.5868 | 2424457.464
WeekDay | Tuesday | 5 | 17 | 700888.7985 | 1002793.7282 | 268944.6054 | 114.7725 | 3240.1278 | 4553.0642 | 1980535.0965 | 837110.8351 | 1197692.8394 | 321215.6389 | 137.0793 | 3869.8665 | 5437.9801 | 2365464.2393
WeekDay | Tuesday | 5 | 18 | 742551.1241 | 956057.9381 | 261418.4335 | 69071.0482 | 2394.4116 | 4441.6239 | 2035934.5793 | 886870.4891 | 1141873.6619 | 312226.7093 | 82495.43 | 2859.7802 | 5304.8807 | 2431630.9513
WeekDay | Tuesday | 5 | 19 | 834087.5116 | 940487.7683 | 258161.2892 | 69250.4994 | 2066.1167 | 4459.309 | 2108512.4942 | 996197.535 | 1123277.3342 | 308336.5191 | 82709.7586 | 2467.6792 | 5326.003 | 2518314.8291
WeekDay | Tuesday | 5 | 20 | 901490.7579 | 898124.5769 | 255662.0875 | 69513.2244 | 2223.1273 | 4266.5899 | 2131280.3639 | 1076701.0156 | 1072680.5967 | 305351.5822 | 83023.5459 | 2655.2058 | 5095.8278 | 2545507.7739
WeekDay | Tuesday | 5 | 21 | 948006.0059 | 848752.8683 | 251477.3974 | 69508.2175 | 1880.5588 | 4109.241 | 2123734.2888 | 1132256.7873 | 1013713.1937 | 300353.5719 | 83017.5659 | 2246.0569 | 4907.8971 | 2536495.0728
WeekDay | Tuesday | 5 | 22 | 971647.3557 | 809379.8516 | 245293.0076 | 69211.2787 | 1662.885 | 3850.869 | 2101045.2474 | 1160492.9784 | 966687.7897 | 292967.208 | 82662.9152 | 1986.0769 | 4599.309 | 2509396.2771
WeekDay | Tuesday | 5 | 23 | 939209.5963 | 776394.9359 | 241060.2011 | 69100.2177 | 2265.9484 | 3723.1971 | 2031754.0966 | 1121750.7416 | 927292.0534 | 287911.7296 | 82530.2689 | 2706.3494 | 4446.8233 | 2426637.9662
WeekDay | Wednesday | 5 | 0 | 874999.8825 | 746025.3507 | 239043.3339 | 69116.3967 | 3311.4963 | 3656.6963 | 1936153.1565 | 1045061.4761 | 891019.953 | 285502.8719 | 82549.5923 | 3955.1059 | 4367.3977 | 2312456.397
WeekDay | Wednesday | 5 | 1 | 816603.675 | 721053.4932 | 239618.7785 | 69091.7608 | 3004.6119 | 3595.1619 | 1852967.4813 | 975315.6076 | 861194.6618 | 286190.1577 | 82520.1683 | 3588.5767 | 4293.9036 | 2213103.0756
WeekDay | Wednesday | 5 | 2 | 775248.0494 | 700297.0317 | 238744.6167 | 69085.3839 | 4828.0759 | 3554.9465 | 1791758.1041 | 925922.2625 | 836404.0548 | 285146.0972 | 82512.5519 | 5766.4421 | 4245.8721 | 2139997.2806
WeekDay | Wednesday | 5 | 3 | 742234.9966 | 693444.3003 | 238972.7951 | 69085.7077 | 3450.6647 | 3542.9545 | 1750731.4189 | 886492.9203 | 828219.453 | 285418.6234 | 82512.9387 | 4121.3226 | 4231.5495 | 2090996.8075
WeekDay | Wednesday | 5 | 4 | 709755.8921 | 700544.7476 | 239310.0823 | 69087.0902 | 2494.3275 | 3722.4703 | 1724914.6101 | 847701.3028 | 836699.9158 | 285821.4645 | 82514.5899 | 2979.1153 | 4445.9553 | 2060162.3435
WeekDay | Wednesday | 5 | 5 | 713653.9567 | 722745.6486 | 244256.8816 | 137.5277 | 2715.5697 | 4008.8235 | 1687518.4078 | 852356.98 | 863215.698 | 291729.7046 | 164.2571 | 3243.3573 | 4787.963 | 2015497.96
WeekDay | Wednesday | 5 | 6 | 711393.6363 | 747456.9527 | 249495.1968 | 128.9712 | 3232.991 | 4192.3367 | 1715900.0846 | 849657.3525 | 892729.7957 | 297986.1185 | 154.0375 | 3861.3426 | 5007.143 | 2049395.7898
WeekDay | Wednesday | 5 | 7 | 653595.8029 | 870445.6523 | 260891.2694 | 107.0504 | 2612.0854 | 4481.3548 | 1792133.2152 | 780626.1558 | 1039622.1033 | 311597.0877 | 127.8563 | 3119.7602 | 5352.3335 | 2140445.2969
WeekDay | Wednesday | 5 | 8 | 593790.6529 | 1028751.8952 | 270102.1775 | 106.1163 | 2083.9588 | 3955.8894 | 1898790.6902 | 709197.508 | 1228696.1355 | 322598.1923 | 126.7407 | 2488.989 | 4724.7407 | 2267832.3062
WeekDay | Wednesday | 5 | 9 | 565841.0437 | 1125405.9568 | 274372.7388 | 125.0728 | 2369.4327 | 3960.0078 | 1972074.2526 | 675815.7209 | 1344135.5067 | 327698.7633 | 149.3814 | 2829.9464 | 4729.6596 | 2355358.9784
WeekDay | Wednesday | 5 | 10 | 559110.32 | 1171756.51 | 277693.6932 | 132.3465 | 2001.8851 | 3699.8189 | 2014394.5737 | 667776.8398 | 1399494.5742 | 331665.1656 | 158.0688 | 2390.9638 | 4418.9014 | 2405904.5136
WeekDay | Wednesday | 5 | 11 | 569721.9765 | 1193403.2065 | 279919.917 | 146.9935 | 3008.1803 | 4442.8352 | 2050643.109 | 680450.9368 | 1425348.4389 | 334324.0696 | 175.5626 | 3592.8386 | 5306.3274 | 2449198.1739
WeekDay | Wednesday | 5 | 12 | 559999.8649 | 1185454.6189 | 282012.3251 | 159.4858 | 4531.8968 | 4055.2166 | 2036213.4081 | 668839.2732 | 1415854.9945 | 336823.1501 | 190.4829 | 5412.6987 | 4843.3729 | 2431963.9722
WeekDay | Wednesday | 5 | 13 | 553523.6109 | 1204504.8347 | 279742.0954 | 168.5406 | 3775.3912 | 4015.1223 | 2045729.5952 | 661104.3195 | 1438607.7366 | 334111.6873 | 201.2975 | 4509.1616 | 4795.486 | 2443329.6886
WeekDay | Wednesday | 5 | 14 | 569918.3396 | 1197516.371 | 280970.1841 | 213.8019 | 3943.1071 | 4586.9808 | 2057148.7845 | 680685.4642 | 1430261.0222 | 335578.4626 | 255.3557 | 4709.4741 | 5478.4887 | 2456968.2674
WeekDay | Wednesday | 5 | 15 | 596300.1502 | 1155981.9658 | 280277.917 | 208.8324 | 4314.223 | 4457.1286 | 2041540.2171 | 712194.7416 | 1380654.1505 | 334751.6492 | 249.4203 | 5152.7187 | 5323.3989 | 2438326.0792
WeekDay | Wednesday | 5 | 16 | 632072.1963 | 1086536.8182 | 276644.1467 | 198.993 | 3254.4015 | 4525.2041 | 2003231.7598 | 754919.3042 | 1297711.9127 | 330411.6332 | 237.6685 | 3886.9144 | 5404.7053 | 2392572.1382
WeekDay | Wednesday | 5 | 17 | 679963.2588 | 996605.1437 | 268190.7405 | 184.2339 | 3158.0541 | 4452.889 | 1952554.32 | 812118.2884 | 1190301.4656 | 320315.2558 | 220.0408 | 3771.8413 | 5318.3353 | 2332045.2272
WeekDay | Wednesday | 5 | 18 | 729849.4925 | 957845.6748 | 260059.5944 | 69248.5813 | 2198.1484 | 4334.5442 | 2023536.0356 | 871700.2176 | 1144008.8562 | 310603.7716 | 82707.4678 | 2625.372 | 5176.9895 | 2416822.6746
WeekDay | Wednesday | 5 | 19 | 813202.4634 | 949283.5908 | 255698.8596 | 69586.4098 | 2087.5273 | 4292.7541 | 2094151.6051 | 971253.3496 | 1133782.6787 | 305395.5012 | 83110.9553 | 2493.251 | 5127.0772 | 2501162.8131
WeekDay | Wednesday | 5 | 20 | 889746.1261 | 907936.7462 | 251405.7035 | 69646.4552 | 2208.8536 | 4149.093 | 2125092.9777 | 1062673.7426 | 1084399.8213 | 300267.9439 | 83182.6709 | 2638.1579 | 4955.4947 | 2538117.8312
WeekDay | Wednesday | 5 | 21 | 947899.1635 | 860492.5505 | 246976.9078 | 69649.0458 | 1880.5588 | 4040.4387 | 2130938.665 | 1132129.1794 | 1027734.5551 | 294978.3845 | 83185.765 | 2246.0569 | 4825.7227 | 2545099.6637
WeekDay | Wednesday | 5 | 22 | 969729.6492 | 809453.242 | 244688.8996 | 69644.6617 | 1941.2219 | 3861.5285 | 2099319.203 | 1158202.554 | 966775.4441 | 292245.688 | 83180.5288 | 2318.5103 | 4612.0402 | 2507334.7654
WeekDay | Wednesday | 5 | 23 | 936419.8587 | 776290.7065 | 241556.8117 | 69473.5927 | 3165.1909 | 3720.5323 | 2030626.6928 | 1118418.8013 | 927167.5664 | 288504.8596 | 82976.2115 | 3780.3652 | 4443.6405 | 2425291.4445
WeekDay | Thursday | 5 | 0 | 876263.6533 | 699746.1887 | 238321.8013 | 69240.4856 | 3982.3597 | 3684.0719 | 1891238.5605 | 1046570.8685 | 835746.1521 | 284641.105 | 82697.7986 | 4756.3558 | 4400.0939 | 2258812.3738
WeekDay | Thursday | 5 | 1 | 822073.0187 | 685693.8209 | 236628.776 | 69171.8961 | 6722.9083 | 3646.4002 | 1823936.8202 | 981847.9517 | 818962.6205 | 282619.0298 | 82615.8783 | 8029.5468 | 4355.1005 | 2178430.1275
WeekDay | Thursday | 5 | 2 | 778237.7523 | 668010.9252 | 235516.7011 | 69156.3274 | 3347.1805 | 3554.2197 | 1757823.1061 | 929493.0324 | 797842.9455 | 281290.8164 | 82597.2837 | 3997.7255 | 4245.0041 | 2099466.8076
WeekDay | Thursday | 5 | 3 | 745749.7154 | 662670.4406 | 234886.9879 | 69154.4467 | 3061.7067 | 3600.2494 | 1719123.5466 | 890690.7463 | 791464.505 | 280538.7146 | 82595.0375 | 3656.7681 | 4299.9799 | 2053245.7514
WeekDay | Thursday | 5 | 4 | 732848.6603 | 662247.7579 | 236419.2253 | 69154.7082 | 2294.4958 | 3784.7316 | 1706749.5791 | 875282.2921 | 790959.6713 | 282368.7517 | 82595.3499 | 2740.4451 | 4520.3174 | 2038466.8274
WeekDay | Thursday | 5 | 5 | 735612.6559 | 682515.7776 | 240495.0472 | 204.8593 | 2847.6013 | 4115.4186 | 1665791.3599 | 878583.4871 | 815166.9049 | 287236.7346 | 244.6749 | 3401.0501 | 4915.2755 | 1989548.1271
WeekDay | Thursday | 5 | 6 | 734400.7034 | 716360.9507 | 244219.2967 | 199.0428 | 3286.5173 | 4301.1121 | 1702767.623 | 877135.9843 | 855590.0949 | 291684.8148 | 237.728 | 3925.2721 | 5137.0597 | 2033710.9537
WeekDay | Thursday | 5 | 7 | 673005.3544 | 849242.7272 | 251106.4727 | 179.638 | 3161.6225 | 4318.0704 | 1781013.8852 | 803808.0726 | 1014298.2597 | 299910.5557 | 214.5517 | 3776.1032 | 5157.3139 | 2127164.8569
WeekDay | Thursday | 5 | 8 | 610832.1647 | 1010356.187 | 264652.5585 | 166.7471 | 2736.9802 | 4468.7572 | 1893213.3946 | 729551.1422 | 1206725.1085 | 316089.4064 | 199.1554 | 3268.9291 | 5337.2875 | 2261171.0291
WeekDay | Thursday | 5 | 9 | 574970.8549 | 1089536.6487 | 274004.1104 | 144.1911 | 2198.1484 | 3943.8974 | 1944797.851 | 686719.9668 | 1301294.7786 | 327258.4898 | 172.2156 | 2625.372 | 4710.4181 | 2322781.2409
WeekDay | Thursday | 5 | 10 | 562465.4678 | 1133115.9847 | 279240.8408 | 134.6257 | 1905.5377 | 3763.4126 | 1980625.8694 | 671784.0812 | 1353344.0259 | 333513.0108 | 160.7911 | 2275.8907 | 4494.8549 | 2365572.6544
WeekDay | Thursday | 5 | 11 | 569430.0226 | 1145348.6719 | 279046.1654 | 148.8742 | 2326.6116 | 4050.7348 | 2000351.0805 | 680102.2399 | 1367954.2107 | 333280.4991 | 177.8088 | 2778.8028 | 4838.0199 | 2389131.5813
WeekDay | Thursday | 5 | 12 | 567897.6582 | 1139896.4052 | 282230.4274 | 155.1889 | 3390.0015 | 4136.9799 | 1997706.6612 | 678272.0511 | 1361442.2626 | 337083.6419 | 185.3508 | 4048.8691 | 4941.0273 | 2385973.2028
WeekDay | Thursday | 5 | 13 | 547780.0013 | 1153455.3013 | 286352.1688 | 164.966 | 3186.6015 | 4234.7325 | 1995173.7713 | 654244.4042 | 1377636.4133 | 342006.469 | 197.0282 | 3805.937 | 5057.7787 | 2382948.0303
WeekDay | Thursday | 5 | 14 | 558493.7514 | 1145504.2215 | 282159.3338 | 158.7635 | 4492.6442 | 4687.0348 | 1995495.7491 | 667040.4373 | 1368139.9924 | 336998.7308 | 189.6201 | 5365.8171 | 5597.9888 | 2383332.5865
WeekDay | Thursday | 5 | 15 | 582030.8228 | 1107350.1076 | 277428.2829 | 185.1182 | 4674.6337 | 4704.3565 | 1976373.3217 | 695152.0829 | 1322570.3925 | 331348.1711 | 221.097 | 5583.1774 | 5618.6771 | 2360493.598
WeekDay | Thursday | 5 | 16 | 620273.3349 | 1048528.593 | 273615.782 | 181.2198 | 6105.5712 | 4667.8962 | 1953372.397 | 740827.2617 | 1252316.5558 | 326794.6873 | 216.4409 | 7292.2264 | 5575.1304 | 2333022.3025
WeekDay | Thursday | 5 | 17 | 667967.1134 | 962191.9032 | 267865.5964 | 172.4888 | 2426.5274 | 4641.2474 | 1905264.8766 | 797790.6185 | 1149199.8008 | 319926.9179 | 206.0131 | 2898.1379 | 5543.3023 | 2275564.7905
WeekDay | Thursday | 5 | 18 | 709135.0968 | 914015.4864 | 265132.1667 | 69129.7485 | 1869.8535 | 4461.6104 | 1963743.9623 | 846959.8521 | 1091660.0018 | 316662.2293 | 82565.5391 | 2233.271 | 5328.7518 | 2345409.6451
WeekDay | Thursday | 5 | 19 | 790069.6915 | 910723.4587 | 263608.1205 | 69355.8684 | 1127.6216 | 4429.1474 | 2039313.9081 | 943624.5816 | 1087728.1485 | 314841.9755 | 82835.6068 | 1346.7817 | 5289.9793 | 2435667.0734
WeekDay | Thursday | 5 | 20 | 844111.1961 | 863823.0406 | 257865.3497 | 69555.9449 | 1698.5692 | 4289.7258 | 2041343.8263 | 1008169.384 | 1031712.3465 | 307983.0619 | 83074.5694 | 2028.6965 | 5123.4604 | 2438091.5187
WeekDay | Thursday | 5 | 21 | 889769.5906 | 828580.1064 | 253279.2184 | 69446.4035 | 1427.3691 | 4064.5437 | 2046567.2317 | 1062701.7675 | 989619.7318 | 302505.5879 | 82943.738 | 1704.787 | 4854.5127 | 2444330.1249
WeekDay | Thursday | 5 | 22 | 910908.8502 | 784589.036 | 251915.7066 | 69163.1651 | 1288.2006 | 3855.1086 | 2021720.0671 | 1087949.5719 | 937078.7271 | 300877.0692 | 82605.4505 | 1538.5703 | 4604.3726 | 2414653.7615
WeekDay | Thursday | 5 | 23 | 870933.9784 | 752380.3778 | 251532.0268 | 69156.9003 | 1780.6429 | 3697.0329 | 1949480.9591 | 1040205.3385 | 898610.1187 | 300418.8189 | 82597.968 | 2126.7218 | 4415.5739 | 2328374.5398
WeekDay | Friday | 5 | 0 | 817984.2624 | 727321.3091 | 247667.2444 | 69134.17 | 2708.4328 | 3639.9803 | 1868455.3989 | 976964.5206 | 868680.6662 | 295802.8923 | 82570.8199 | 3234.8333 | 4347.4328 | 2231601.165
WeekDay | Friday | 5 | 1 | 763596.9772 | 708592.7351 | 246459.3524 | 69130.857 | 2872.5803 | 3584.7446 | 1794237.2465 | 912006.7329 | 846312.079 | 294360.2391 | 82566.863 | 3430.8839 | 4281.4617 | 2142958.2596
WeekDay | Friday | 5 | 2 | 724476.1577 | 690108.9904 | 245668.8092 | 69129.2627 | 3140.212 | 3527.5709 | 1736051.0029 | 865282.5422 | 824235.9052 | 293416.049 | 82564.9589 | 3750.5314 | 4213.1759 | 2073463.1626
WeekDay | Friday | 5 | 3 | 697036.0972 | 679876.9083 | 242560.6952 | 69128.9763 | 3218.7173 | 3558.4593 | 1695379.8535 | 832509.3376 | 812015.1552 | 289703.8539 | 82564.6168 | 3844.2947 | 4250.0676 | 2024887.3259
WeekDay | Friday | 5 | 4 | 681913.1204 | 677174.7428 | 243595.9426 | 69127.6187 | 1680.7271 | 3725.4986 | 1677217.6502 | 814447.1176 | 808787.8072 | 290940.308 | 82562.9953 | 2007.3867 | 4449.5721 | 2003195.187
WeekDay | Friday | 5 | 5 | 695032.5573 | 697886.6646 | 247356.0695 | 177.5705 | 2026.8641 | 4023.2381 | 1646502.9641 | 830116.3975 | 833525.2181 | 295431.2386 | 212.0824 | 2420.7976 | 4805.1791 | 1966510.9132
WeekDay | Friday | 5 | 6 | 707065.195 | 728494.8931 | 245656.3644 | 176.2253 | 2533.5801 | 4196.0917 | 1688122.3496 | 844487.6522 | 870082.3434 | 293401.1854 | 210.4758 | 3025.9969 | 5011.6279 | 2016219.2816
WeekDay | Friday | 5 | 7 | 661635.9616 | 857463.8695 | 256050.1303 | 155.8241 | 2358.7274 | 4351.1392 | 1782015.652 | 790228.9686 | 1024117.2314 | 305815.0435 | 186.1094 | 2817.1605 | 5196.8097 | 2128361.3232
WeekDay | Friday | 5 | 8 | 606973.2748 | 1021740.2913 | 267120.4799 | 168.441 | 2041.1378 | 4161.9329 | 1902205.5576 | 724942.2533 | 1220321.7834 | 319036.9834 | 201.1785 | 2437.8454 | 4970.83 | 2271910.8741
WeekDay | Friday | 5 | 9 | 581286.532 | 1110725.9273 | 274012.2819 | 174.4193 | 1998.3167 | 3826.0372 | 1972023.5145 | 694263.1346 | 1326602.3234 | 327268.2494 | 208.3188 | 2386.7018 | 4569.651 | 2355298.3791
WeekDay | Friday | 5 | 10 | 577372.3944 | 1150944.4011 | 277943.5242 | 186.4135 | 2026.8641 | 3521.2721 | 2011994.8694 | 689588.2603 | 1374637.5043 | 331963.5528 | 222.6441 | 2420.7976 | 4205.6529 | 2403038.412
WeekDay | Friday | 5 | 11 | 586725.7982 | 1169438.4966 | 279984.4511 | 186.1893 | 2380.1379 | 3627.5038 | 2042342.577 | 700759.5555 | 1396726.0407 | 334401.1463 | 222.3763 | 2842.7323 | 4332.5314 | 2439284.3826
WeekDay | Friday | 5 | 12 | 561311.8165 | 1151340.4279 | 283102.2217 | 183.362 | 4082.2756 | 3509.159 | 2003529.2627 | 670406.2106 | 1375110.5014 | 338124.8748 | 218.9995 | 4875.6908 | 4191.1856 | 2392927.4627
WeekDay | Friday | 5 | 13 | 545077.5953 | 1158013.3622 | 283150.0569 | 190.7852 | 3721.8649 | 3812.1071 | 1993965.7715 | 651016.769 | 1383080.3613 | 338182.007 | 227.8654 | 4445.2321 | 4553.0135 | 2381505.2484
WeekDay | Friday | 5 | 14 | 549825.4489 | 1151933.6296 | 279933.6092 | 179.8373 | 3850.3281 | 4039.1062 | 1989761.9593 | 656687.397 | 1375818.9955 | 334340.423 | 214.7897 | 4598.663 | 4824.1313 | 2376484.3994
WeekDay | Friday | 5 | 15 | 583193.232 | 1112629.312 | 275783.582 | 159.4609 | 3382.8647 | 4303.777 | 1979452.2286 | 696540.4134 | 1328875.6427 | 329383.8126 | 190.4531 | 4040.3452 | 5140.2425 | 2364170.9094
WeekDay | Friday | 5 | 16 | 612733.1839 | 1052222.6445 | 269424.5551 | 150.867 | 2829.7592 | 4482.3238 | 1941843.3336 | 731821.6362 | 1256728.5688 | 321788.8698 | 180.1889 | 3379.7402 | 5353.4909 | 2319252.4949
WeekDay | Friday | 5 | 17 | 653960.3243 | 970172.3526 | 260003.8484 | 170.222 | 2854.7381 | 4584.5582 | 1891746.0436 | 781061.5241 | 1158731.2994 | 310537.1909 | 203.3057 | 3409.574 | 5475.5952 | 2259418.4894
WeekDay | Friday | 5 | 18 | 697326.8079 | 921410.6627 | 253877.2593 | 69110.7796 | 2034.0009 | 4518.663 | 1948278.1734 | 832856.5497 | 1100492.476 | 303219.8617 | 82542.8834 | 2429.3215 | 5396.8929 | 2326937.9853
WeekDay | Friday | 5 | 19 | 756078.7421 | 914459.4473 | 250225.3951 | 69139.7249 | 1434.5059 | 4590.0091 | 1995927.8245 | 903027.2827 | 1092190.2493 | 298858.2353 | 82577.4545 | 1713.3109 | 5482.1055 | 2383848.6383
WeekDay | Friday | 5 | 20 | 761500.4442 | 879476.3097 | 251895.5531 | 69173.7768 | 1216.8321 | 4433.1447 | 1967696.0606 | 909502.7258 | 1050407.9244 | 300852.9988 | 82618.1245 | 1453.3309 | 5294.7536 | 2350129.858
WeekDay | Friday | 5 | 21 | 787772.8448 | 845086.8968 | 245705.3389 | 69158.781 | 1231.1058 | 4280.2776 | 1953235.2449 | 940881.3286 | 1009334.7182 | 293459.6784 | 82600.2142 | 1470.3788 | 5112.1759 | 2332858.4941
WeekDay | Friday | 5 | 22 | 811103.0169 | 799581.8563 | 238049.937 | 69161.5211 | 1516.5796 | 4062.6056 | 1923475.5165 | 968745.8627 | 954985.4939 | 284316.4023 | 82603.4869 | 1811.3362 | 4852.1979 | 2297314.7799
WeekDay | Friday | 5 | 23 | 792917.3769 | 770282.1614 | 235098.2694 | 69160.6866 | 1748.5271 | 3897.6255 | 1873104.6468 | 947025.7321 | 919991.2236 | 280791.0599 | 82602.4902 | 2088.3641 | 4655.1529 | 2237154.0228
Saturday | Saturday | 5 | 0 | 766357.8203 | 742617.5986 | 236136.6464 | 69150.5856 | 2719.1381 | 3776.3735 | 1820758.1625 | 915304.1628 | 886949.8834 | 282031.2518 | 82590.426 | 3247.6192 | 4510.3349 | 2174633.6782
Saturday | Saturday | 5 | 1 | 724817.4217 | 715183.128 | 234113.6096 | 69129.4994 | 2736.9802 | 3704.0585 | 1749684.6973 | 865690.133 | 854183.3552 | 279615.0254 | 82565.2415 | 3268.9291 | 4423.9649 | 2089746.6492
Saturday | Saturday | 5 | 2 | 696039.1807 | 697476.5151 | 232739.0113 | 69123.6455 | 2405.1169 | 3633.5603 | 1701417.0299 | 831318.6644 | 833035.3535 | 277973.2655 | 82558.25 | 2872.5661 | 4339.7651 | 2032097.8645
Saturday | Saturday | 5 | 3 | 670644.1707 | 680257.9202 | 227079.5815 | 69119.635 | 2237.401 | 3608.7285 | 1652947.437 | 800987.9784 | 812470.2191 | 271213.8908 | 82553.46 | 2672.2536 | 4310.1071 | 1974207.909
Saturday | Saturday | 5 | 4 | 648635.8781 | 678214.4429 | 225247.0278 | 69118.7756 | 1923.3798 | 3699.94 | 1626839.4443 | 774702.2391 | 810029.5794 | 269025.1692 | 82552.4336 | 2297.2005 | 4419.0461 | 1943025.6678
Saturday | Saturday | 5 | 5 | 637115.7079 | 688711.3335 | 222446.6904 | 167.9428 | 2183.8747 | 3768.8634 | 1554394.4128 | 760943.0533 | 822566.605 | 265680.569 | 200.5835 | 2608.3241 | 4501.3652 | 1856500.5001
Saturday | Saturday | 5 | 6 | 645429.1682 | 684685.082 | 218913.2506 | 163.322 | 3065.2751 | 3645.5523 | 1555901.6502 | 770872.2855 | 817757.827 | 261460.3835 | 195.0646 | 3661.0301 | 4354.0877 | 1858300.6784
Saturday | Saturday | 5 | 7 | 658185.2963 | 728068.2854 | 223378.9002 | 129.8057 | 2355.159 | 3495.5924 | 1615613.0388 | 786107.6453 | 869572.8219 | 266793.9594 | 155.0342 | 2812.8986 | 4174.9822 | 1929617.3416
Saturday | Saturday | 5 | 8 | 658529.8167 | 794778.9604 | 225500.1108 | 128.4232 | 2262.38 | 3522.3623 | 1684722.0532 | 786519.1254 | 949249.1257 | 269327.4403 | 153.383 | 2702.0874 | 4206.955 | 2012158.1168
Saturday | Saturday | 5 | 9 | 646962.607 | 863141.1893 | 224867.9459 | 129.1954 | 1620.0639 | 3471.7296 | 1740192.7311 | 772703.7575 | 1030897.9732 | 268572.4104 | 154.3053 | 1934.9333 | 4146.4816 | 2078409.8611
Saturday | Saturday | 5 | 10 | 647029.4476 | 897052.2241 | 232059.1858 | 127.6634 | 1370.2743 | 3335.3363 | 1780974.1316 | 772783.5891 | 1071399.8255 | 277161.3118 | 152.4756 | 1636.5955 | 3983.5794 | 2127117.3769
Saturday | Saturday | 5 | 11 | 651512.3354 | 926360.0659 | 230009.3094 | 144.9384 | 1719.9797 | 3589.4687 | 1813336.0975 | 778137.7535 | 1106403.8261 | 274713.0293 | 173.1081 | 2054.2683 | 4287.104 | 2165769.0894
Saturday | Saturday | 5 | 12 | 636757.6749 | 927019.546 | 228443.2025 | 155.301 | 3422.1174 | 3042.321 | 1798840.1626 | 760515.4342 | 1107191.4802 | 272842.5399 | 185.4847 | 4087.2268 | 3633.6147 | 2148455.7806
Saturday | Saturday | 5 | 13 | 631104.0309 | 908838.083 | 229807.3766 | 160.9804 | 3479.2121 | 3734.0989 | 1777123.7819 | 753762.9699 | 1085476.3384 | 274471.8497 | 192.268 | 4155.4183 | 4459.8439 | 2122518.6882
Saturday | Saturday | 5 | 14 | 633226.6618 | 880194.4997 | 226944.6873 | 162.1387 | 4132.2335 | 2790.0055 | 1747450.2265 | 756298.1471 | 1051265.699 | 271052.7791 | 193.6514 | 4935.3584 | 3332.2602 | 2087077.8952
Saturday | Saturday | 5 | 15 | 636954.3254 | 877645.3747 | 225204.2101 | 155.8116 | 4175.0545 | 3139.589 | 1747274.3654 | 760750.305 | 1048221.1359 | 268974.0296 | 186.0946 | 4986.502 | 3749.7874 | 2086867.8544
Saturday | Saturday | 5 | 16 | 662158.1017 | 865141.817 | 221491.1466 | 164.8788 | 3479.2121 | 3614.7851 | 1756049.9413 | 790852.5898 | 1033287.4351 | 264539.3094 | 196.9241 | 4155.4183 | 4317.3407 | 2097349.0174
Saturday | Saturday | 5 | 17 | 678756.4337 | 835805.1129 | 218474.8268 | 169.263 | 3340.0436 | 4159.1468 | 1740704.8268 | 810676.9094 | 998248.9626 | 260936.7493 | 202.1603 | 3989.2016 | 4967.5025 | 2079021.4858
Saturday | Saturday | 5 | 18 | 706274.4519 | 831785.7252 | 216723.8868 | 69221.006 | 2116.0747 | 4322.0678 | 1830443.2123 | 843543.2232 | 993448.3823 | 258845.5034 | 82674.5331 | 2527.3467 | 5162.0881 | 2186201.0769
Saturday | Saturday | 5 | 19 | 761292.5641 | 851389.2788 | 215407.6284 | 69512.9753 | 1662.885 | 4196.6974 | 1903462.0289 | 909254.443 | 1016862.0067 | 257273.422 | 83023.2484 | 1986.0769 | 5012.3513 | 2273411.5483
Saturday | Saturday | 5 | 20 | 767522.6218 | 828345.1788 | 213471.5241 | 69554.8489 | 1645.0429 | 4021.0577 | 1884560.2743 | 916695.3506 | 989339.1446 | 254961.0241 | 83073.2604 | 1964.767 | 4802.575 | 2250836.1217
Saturday | Saturday | 5 | 21 | 784423.4362 | 806884.4445 | 210862.5685 | 69553.3543 | 1637.906 | 3912.4034 | 1877274.1128 | 936880.9419 | 963707.3849 | 251845.0019 | 83071.4753 | 1956.2431 | 4672.803 | 2242133.8501
Saturday | Saturday | 5 | 22 | 800003.4512 | 776304.2616 | 205360.6258 | 69552.8561 | 1377.4112 | 3762.5646 | 1856361.1705 | 955489.0284 | 927183.7559 | 245273.723 | 83070.8803 | 1645.1195 | 4493.8422 | 2217156.3492
Saturday | Saturday | 5 | 23 | 793235.7781 | 755279.1322 | 202199.8715 | 69471.438 | 1777.0745 | 3622.0529 | 1825585.3472 | 947406.0165 | 902072.2637 | 241498.6567 | 82973.6381 | 2122.4598 | 4326.0211 | 2180399.0559
Sunday | Sunday | 5 | 0 | 759560.7227 | 730507.1515 | 201745.3835 | 69152.0179 | 2679.8854 | 3559.9128 | 1767205.074 | 907186.0076 | 872485.6966 | 240955.8361 | 82592.1367 | 3200.7376 | 4251.8037 | 2110672.2185
Sunday | Sunday | 5 | 1 | 725169.7694 | 700837.8902 | 200676.5332 | 69143.4863 | 2783.3697 | 3508.5534 | 1702119.6022 | 866110.9616 | 837050.0325 | 239679.2482 | 82581.9469 | 3324.3347 | 4190.4622 | 2032936.9861
Sunday | Sunday | 5 | 2 | 694319.1338 | 674010.2424 | 199749.0733 | 69140.7711 | 2993.9066 | 3435.5115 | 1643648.6388 | 829264.3158 | 805008.2668 | 238571.5308 | 82578.704 | 3575.7907 | 4103.2242 | 1963101.8324
Sunday | Sunday | 5 | 3 | 671631.9166 | 675739.8829 | 198650.85 | 69135.2909 | 2976.0645 | 3442.6582 | 1621576.6632 | 802167.6988 | 807074.0735 | 237259.861 | 82572.1587 | 3554.4809 | 4111.76 | 1936740.0329
Sunday | Sunday | 5 | 4 | 659284.0482 | 676293.4857 | 197321.7668 | 69119.5977 | 2633.4959 | 3487.1132 | 1608139.5076 | 787419.9464 | 807735.2724 | 235672.4624 | 82553.4154 | 3145.332 | 4164.8551 | 1920691.2837
Sunday | Sunday | 5 | 5 | 635658.2218 | 671678.7327 | 196191.5119 | 171.5672 | 2512.1696 | 3563.6679 | 1509775.871 | 759202.2958 | 802223.6138 | 234322.5354 | 204.9123 | 3000.4251 | 4256.2886 | 1803210.0711
Sunday | Sunday | 5 | 6 | 637039.0441 | 663123.93 | 194391.2228 | 160.7313 | 2690.5907 | 3359.1991 | 1500764.718 | 760851.4893 | 792006.1328 | 232172.3491 | 191.9705 | 3213.5235 | 4012.0801 | 1792447.5452
Sunday | Sunday | 5 | 7 | 662394.2732 | 675665.43 | 197344.9049 | 132.0475 | 2094.6641 | 3130.8676 | 1540762.1873 | 791134.6627 | 806985.1502 | 235700.0975 | 157.7118 | 2501.7749 | 3739.3709 | 1840218.768
Sunday | Sunday | 5 | 8 | 699768.9219 | 702457.4156 | 199920.2515 | 136.9797 | 1637.906 | 2668.1479 | 1606589.6227 | 835773.3036 | 838984.3226 | 238775.9785 | 163.6026 | 1956.2431 | 3186.7189 | 1918840.1692
Sunday | Sunday | 5 | 9 | 703894.12 | 737685.169 | 199994.9181 | 142.4599 | 2444.3695 | 2641.8626 | 1646802.8991 | 840700.2593 | 881058.8059 | 238865.157 | 170.1479 | 2919.4477 | 3155.3247 | 1966869.1425
Sunday | Sunday | 5 | 10 | 692574.3074 | 770326.7747 | 194522.9985 | 145.748 | 2116.0747 | 2681.8357 | 1662367.739 | 827180.3717 | 920044.5078 | 232329.7363 | 174.075 | 2527.3467 | 3203.0669 | 1985459.1045
Sunday | Sunday | 5 | 11 | 683980.4605 | 790080.0846 | 194453.35 | 148.6874 | 2554.9906 | 2728.9556 | 1673946.5288 | 816916.2579 | 943636.9947 | 232246.5512 | 177.5857 | 3051.5687 | 3259.3449 | 1999288.3031
Sunday | Sunday | 5 | 12 | 674355.8403 | 807044.3237 | 196922.3218 | 150.9417 | 3589.8332 | 2697.825 | 1684761.0857 | 805421.0338 | 963898.3376 | 235195.3828 | 180.2782 | 4287.5393 | 3222.1638 | 2012204.7355
Sunday | Sunday | 5 | 13 | 667875.7613 | 807753.4205 | 201043.0058 | 151.4275 | 3593.4016 | 2821.8629 | 1683238.8796 | 797681.5116 | 964745.2517 | 240116.9469 | 180.8583 | 4291.8013 | 3370.3093 | 2010386.6792
Sunday | Sunday | 5 | 14 | 657930.81 | 805542.5661 | 203042.7435 | 150.9666 | 4599.6968 | 3191.1907 | 1674457.9737 | 785803.6981 | 962104.7042 | 242505.3459 | 180.3079 | 5493.6761 | 3811.4182 | 1999899.1505
Sunday | Sunday | 5 | 15 | 655008.4331 | 797388.7351 | 202738.4521 | 152.81 | 4817.3706 | 3617.9345 | 1663723.7354 | 782313.3392 | 952366.1262 | 242141.9137 | 182.5095 | 5753.6561 | 4321.1022 | 1987078.6471
Sunday | Sunday | 5 | 16 | 660357.3236 | 784296.2675 | 202558.9651 | 154.8028 | 4285.6756 | 4097.8547 | 1655750.8892 | 788701.8195 | 936729.0572 | 241927.5422 | 184.8896 | 5118.623 | 4894.2979 | 1977556.2294
Sunday | Sunday | 5 | 17 | 685186.7651 | 783854.824 | 201960.894 | 152.3242 | 4057.2966 | 4403.831 | 1679615.935 | 818357.0152 | 936201.8165 | 241213.2323 | 181.9294 | 4845.8571 | 5259.7426 | 2006059.5931
Sunday | Sunday | 5 | 18 | 724270.7803 | 807940.343 | 202088.367 | 69099.3708 | 2544.2854 | 4453.2524 | 1810396.3989 | 865037.2485 | 964968.5038 | 241365.4805 | 82529.2573 | 3038.7828 | 5318.7693 | 2162258.0423
Sunday | Sunday | 5 | 19 | 790176.0484 | 826439.5973 | 204103.2071 | 69118.0283 | 2055.4115 | 4472.6333 | 1896364.9259 | 943751.6096 | 987063.2016 | 243771.9172 | 82551.5411 | 2454.8933 | 5341.9171 | 2264935.0798
Sunday | Sunday | 5 | 20 | 850800.441 | 806041.3282 | 198710.2918 | 69156.6636 | 1973.3377 | 4262.8348 | 1930944.8972 | 1016158.7247 | 962700.4038 | 237330.8557 | 82597.6854 | 2356.868 | 5091.3429 | 2306235.8805
Sunday | Sunday | 5 | 21 | 899259.2869 | 779555.6508 | 198264.2275 | 69149.7138 | 1884.1272 | 4105.3648 | 1952218.371 | 1074035.8445 | 931067.0726 | 236798.0961 | 82589.3847 | 2250.3188 | 4903.2676 | 2331643.9844
Sunday | Sunday | 5 | 22 | 921582.1129 | 759342.7765 | 197566.0148 | 69146.2264 | 1919.8114 | 3970.7885 | 1953527.7305 | 1100697.2487 | 906925.7023 | 235964.1815 | 82585.2196 | 2292.9385 | 4742.5356 | 2333207.826
Sunday | Sunday | 5 | 23 | 899239.8726 | 737610.3433 | 200510.1432 | 69145.3919 | 2276.6537 | 3885.3913 | 1912667.7958 | 1074012.6569 | 880969.4373 | 239480.5192 | 82584.2229 | 2719.1353 | 4640.5409 | 2284406.5125
WeekDay | Monday | 5 | 0 | 856099.7042 | 727482.6345 | 216265.2337 | 69129.9851 | 3254.4015 | 3803.5068 | 1876035.4658 | 1022487.9322 | 868873.3462 | 258297.7082 | 82565.8217 | 3886.9144 | 4542.7417 | 2240654.4644
WeekDay | Monday | 5 | 1 | 810012.6187 | 715234.3769 | 215542.8353 | 69123.7825 | 3332.9068 | 3682.3761 | 1816928.8963 | 967443.5391 | 854244.5646 | 257434.9073 | 82558.4136 | 3980.6777 | 4398.0684 | 2170060.1707
WeekDay | Monday | 5 | 2 | 771046.0389 | 697480.8698 | 216779.9858 | 69122.4 | 3097.3909 | 3665.66 | 1761192.3455 | 920903.5655 | 833040.5546 | 258912.5056 | 82556.7624 | 3699.3878 | 4378.1035 | 2103490.8794
WeekDay | Monday | 5 | 3 | 739749.2706 | 688958.908 | 217313.3572 | 69123.932 | 2765.5276 | 3680.6802 | 1721591.6756 | 883524.0783 | 822862.2972 | 259549.5409 | 82558.5921 | 3303.0248 | 4396.043 | 2056193.5764
WeekDay | Monday | 5 | 4 | 713911.8646 | 689184.4629 | 219650.34 | 69121.5656 | 2262.38 | 3818.8905 | 1697949.5034 | 852665.0139 | 823131.69 | 262340.7307 | 82555.7657 | 2702.0874 | 4561.1152 | 2027956.4031
WeekDay | Monday | 5 | 5 | 700524.3304 | 714173.6395 | 223774.4924 | 172.6383 | 3051.0014 | 4132.8615 | 1645828.9634 | 836675.5304 | 852977.6664 | 267266.4374 | 206.1916 | 3643.9822 | 4936.1084 | 1965705.9164
WeekDay | Monday | 5 | 6 | 692400.5004 | 743248.0704 | 228743.146 | 164.5426 | 3582.6964 | 4363.3734 | 1672502.329 | 826972.7842 | 887702.8912 | 273200.7793 | 196.5224 | 4279.0154 | 5211.4217 | 1997563.4142
WeekDay | Monday | 5 | 7 | 687107.3587 | 830580.3153 | 246449.2089 | 137.2413 | 2854.7381 | 4571.4761 | 1771700.3384 | 820650.888 | 992008.6935 | 294348.1242 | 163.915 | 3409.574 | 5459.9705 | 2116041.1651
WeekDay | Monday | 5 | 8 | 690924.2792 | 943803.8017 | 260713.0315 | 137.2413 | 2690.5907 | 4559.363 | 1902828.3073 | 825209.6503 | 1127237.8589 | 311384.2081 | 163.915 | 3213.5235 | 5445.5031 | 2272654.6589
WeekDay | Monday | 5 | 9 | 687217.7871 | 1007670.9364 | 271102.0917 | 142.3727 | 2540.717 | 4239.9411 | 1972913.846 | 820782.7788 | 1203517.963 | 323792.4459 | 170.0437 | 3034.5209 | 5063.9996 | 2356361.752
WeekDay | Monday | 5 | 10 | 686583.8214 | 1055113.3377 | 279751.603 | 156.6586 | 3668.3385 | 4382.2698 | 2029656.029 | 820025.5979 | 1260181.086 | 334123.0428 | 187.1061 | 4381.3026 | 5233.9908 | 2424132.1262
WeekDay | Monday | 5 | 11 | 703121.7704 | 1076459.1522 | 283207.9385 | 152.2121 | 2965.3593 | 4135.8897 | 2070042.3222 | 839777.7988 | 1285675.5905 | 338251.1382 | 181.7955 | 3541.695 | 4939.7253 | 2472367.7433
WeekDay | Monday | 5 | 12 | 693352.0329 | 1080200.3356 | 287977.7558 | 163.4465 | 4249.9914 | 3828.4598 | 2069772.022 | 828109.2529 | 1290143.8957 | 343947.9988 | 195.2134 | 5076.0033 | 4572.5444 | 2472044.9085
WeekDay | Monday | 5 | 13 | 681736.2678 | 1083990.6234 | 289481.7842 | 169.1011 | 3960.9492 | 3894.1127 | 2063232.8383 | 814235.8926 | 1294670.8492 | 345744.3443 | 201.9669 | 4730.7839 | 4650.9574 | 2464234.7943
WeekDay | Monday | 5 | 14 | 684021.8849 | 1080516.1545 | 288118.4402 | 169.1633 | 6722.9083 | 4499.8878 | 2064048.4391 | 816965.7334 | 1290521.096 | 344116.0261 | 202.0413 | 8029.5468 | 5374.4686 | 2465208.9122
WeekDay | Monday | 5 | 15 | 701345.9627 | 1060260.2834 | 286075.6915 | 157.1319 | 4139.3703 | 4777.3984 | 2056755.8382 | 837656.8519 | 1266328.3721 | 341676.2567 | 187.6714 | 4943.8823 | 5705.9151 | 2456498.9496
WeekDay | Monday | 5 | 16 | 726787.6021 | 1031141.8999 | 280079.7314 | 156.2351 | 3493.4858 | 5060.7233 | 2046719.6776 | 868043.23 | 1231550.6522 | 334514.9449 | 186.6003 | 4172.4662 | 6044.3059 | 2444512.1996
WeekDay | Monday | 5 | 17 | 765422.4981 | 960608.2232 | 271352.3678 | 156.5838 | 3097.3909 | 4682.1896 | 2005319.2535 | 914187.055 | 1147308.3229 | 324091.3647 | 187.0169 | 3699.3878 | 5592.2019 | 2395065.3492
WeekDay | Monday | 5 | 18 | 816171.9409 | 936966.8159 | 264827.429 | 69096.8175 | 2273.0852 | 4465.7289 | 2093801.8175 | 974799.9633 | 1119072.0631 | 316298.264 | 82526.2078 | 2714.8733 | 5333.6707 | 2500745.0422
WeekDay | Monday | 5 | 19 | 899135.5978 | 934237.3185 | 260531.5692 | 69110.0073 | 1930.5167 | 4373.0638 | 2169318.0733 | 1073888.1156 | 1115812.0711 | 311167.4775 | 82541.9611 | 2305.7244 | 5222.9956 | 2590938.3454
WeekDay | Monday | 5 | 20 | 925775.2673 | 885436.3557 | 257112.2213 | 69125.5013 | 1844.8745 | 4241.1524 | 2143535.3726 | 1105705.3683 | 1057526.3419 | 307083.5584 | 82560.4665 | 2203.4372 | 5065.4464 | 2560144.6187
WeekDay | Monday | 5 | 21 | 959516.6103 | 847352.143 | 253840.1114 | 69126.6845 | 1712.8429 | 4034.0187 | 2135582.4109 | 1146004.5483 | 1012040.2289 | 303175.4939 | 82561.8796 | 2045.7444 | 4818.055 | 2550645.9501
WeekDay | Monday | 5 | 22 | 967813.746 | 808455.3349 | 249063.7631 | 69126.8838 | 1252.5164 | 3822.6455 | 2099534.8897 | 1155914.2832 | 965583.5876 | 297470.833 | 82562.1177 | 1495.9506 | 4565.6001 | 2507592.3721
WeekDay | Monday | 5 | 23 | 923271.6301 | 775960.2197 | 245841.4369 | 69118.539 | 1823.464 | 3776.7369 | 2019792.0267 | 1102715.1339 | 926772.8475 | 293622.2279 | 82552.151 | 2177.8654 | 4510.7689 | 2412350.9946
WeekDay | Tuesday | 5 | 0 | 855023.8864 | 762743.5086 | 241701.3389 | 69114.9271 | 2847.6013 | 3715.687 | 1935146.9493 | 1021203.0226 | 910987.3875 | 288677.4765 | 82547.837 | 3401.0501 | 4437.8536 | 2311254.6272
WeekDay | Tuesday | 5 | 1 | 805252.9315 | 735676.7022 | 236499.5304 | 69115.8487 | 2933.2434 | 3718.2308 | 1853196.4871 | 961758.7774 | 878659.9813 | 282464.6646 | 82548.9378 | 3503.3373 | 4440.8917 | 2213376.5901
WeekDay | Tuesday | 5 | 2 | 767278.8926 | 719625.084 | 234943.4332 | 69116.8949 | 2808.3487 | 3665.4177 | 1797438.0712 | 916404.2511 | 859488.6326 | 280606.1304 | 82550.1874 | 3354.1684 | 4377.8142 | 2146781.1842
WeekDay | Tuesday | 5 | 3 | 734919.4528 | 703684.8015 | 234172.3134 | 69114.4039 | 2501.4643 | 3737.2483 | 1748129.6843 | 877755.5558 | 840450.2584 | 279685.1388 | 82547.2122 | 2987.6392 | 4463.6054 | 2087889.4098
WeekDay | Tuesday | 5 | 4 | 702433.9004 | 700843.5975 | 236993.1911 | 69116.6334 | 2387.2748 | 3889.8731 | 1715664.4703 | 838956.237 | 837056.849 | 283054.2713 | 82549.875 | 2851.2563 | 4645.8938 | 2049114.3823
WeekDay | Tuesday | 5 | 5 | 698153.6677 | 729403.6644 | 243567.9672 | 165.514 | 2915.4013 | 4080.2907 | 1678286.5054 | 833844.1149 | 871167.7401 | 290906.8954 | 197.6827 | 3482.0275 | 4873.3202 | 2004471.7808
WeekDay | Tuesday | 5 | 6 | 697698.699 | 775336.8904 | 250406.9588 | 161.0178 | 3090.254 | 4152.2424 | 1730846.0624 | 833300.7201 | 926028.3702 | 299075.0871 | 192.3126 | 3690.8639 | 4959.2562 | 2067246.61
WeekDay | Tuesday | 5 | 7 | 641196.2539 | 896932.9181 | 264408.8416 | 134.6755 | 2440.8011 | 4400.076 | 1809513.5662 | 765816.6783 | 1071257.3317 | 315798.3216 | 160.8506 | 2915.1858 | 5255.2577 | 2161203.6257
WeekDay | Tuesday | 5 | 8 | 586461.4332 | 1056709.4008 | 276017.31 | 144.6146 | 1837.7377 | 4304.6249 | 1925475.1212 | 700443.8095 | 1262087.3537 | 329662.967 | 172.7213 | 2194.9133 | 5141.2552 | 2299703.0201
WeekDay | Tuesday | 5 | 9 | 563009.6448 | 1153276.7908 | 285275.279 | 149.1482 | 1966.2009 | 4037.4104 | 2007714.4742 | 672434.0223 | 1377423.2082 | 340720.2791 | 178.1361 | 2348.3441 | 4822.1059 | 2397926.0957
WeekDay | Tuesday | 5 | 10 | 558195.0344 | 1207751.595 | 291868.2451 | 174.3695 | 2619.2223 | 3866.0103 | 2064474.4766 | 666683.6628 | 1442485.5247 | 348594.6285 | 208.2593 | 3128.2842 | 4617.3932 | 2465717.7527
WeekDay | Tuesday | 5 | 11 | 575189.3999 | 1230813.6554 | 292670.666 | 180.1113 | 2844.0329 | 3891.3267 | 2105589.1921 | 686980.9874 | 1470029.838 | 349553.0049 | 215.117 | 3396.7881 | 4647.6299 | 2514823.3652
WeekDay | Tuesday | 5 | 12 | 578313.5748 | 1226482.5528 | 295584.7114 | 187.9828 | 4428.4126 | 4135.8897 | 2109133.1241 | 690712.3649 | 1464856.959 | 353033.4129 | 224.5184 | 5289.1017 | 4939.7253 | 2519056.0822
WeekDay | Tuesday | 5 | 13 | 565306.1301 | 1270745.4861 | 295560.0203 | 186.6501 | 3935.9702 | 4237.6396 | 2139971.8965 | 675176.8436 | 1517722.6649 | 353003.9229 | 222.9267 | 4700.9502 | 5061.2508 | 2555888.5591
WeekDay | Tuesday | 5 | 14 | 573803.5454 | 1261183.1739 | 294098.5266 | 184.6947 | 4125.0966 | 5114.2631 | 2138509.3002 | 685325.7836 | 1506301.8586 | 351258.3789 | 220.5912 | 4926.8345 | 6108.2515 | 2554141.6983
WeekDay | Tuesday | 5 | 15 | 598180.9333 | 1232233.4954 | 290815.7281 | 188.5806 | 3589.8332 | 4551.005 | 2129559.5756 | 714441.0664 | 1471725.6325 | 347337.5484 | 225.2324 | 4287.5393 | 5435.5207 | 2543452.5398
WeekDay | Tuesday | 5 | 16 | 634795.8182 | 1159385.1469 | 285397.4159 | 173.4977 | 3247.2646 | 4833.9665 | 2087833.1098 | 758172.2787 | 1384718.7608 | 340866.1541 | 207.218 | 3878.3904 | 5773.4775 | 2493616.2795
WeekDay | Tuesday | 5 | 17 | 679032.6636 | 1060381.5453 | 277912.918 | 164.692 | 3029.5909 | 4825.2451 | 2025346.6548 | 811006.8263 | 1266473.202 | 331926.9981 | 196.7009 | 3618.4104 | 5763.061 | 2418985.1988
WeekDay | Tuesday | 5 | 18 | 735765.8611 | 1013918.6397 | 270061.5235 | 69083.3164 | 1837.7377 | 4685.2179 | 2095352.2962 | 878766.4688 | 1210979.9457 | 322549.6368 | 82510.0826 | 2194.9133 | 5595.8187 | 2502596.8659
WeekDay | Tuesday | 5 | 19 | 839588.6487 | 998998.8815 | 265691.4131 | 69181.2124 | 1994.7483 | 4592.4317 | 2180047.3357 | 1002767.8518 | 1193160.4411 | 317330.1688 | 82627.0053 | 2382.4398 | 5484.999 | 2603752.9058
WeekDay | Tuesday | 5 | 20 | 921045.4252 | 898764.8351 | 263519.7946 | 69531.6453 | 1748.5271 | 4356.8323 | 2158967.0597 | 1100056.2524 | 1073445.2929 | 314736.4829 | 83045.547 | 2088.3641 | 5203.6094 | 2578575.5488
WeekDay | Tuesday | 5 | 21 | 975521.0665 | 850482.309 | 258517.4373 | 69542.1324 | 1438.0743 | 4174.4093 | 2159675.4289 | 1165119.5687 | 1015778.7618 | 308761.8868 | 83058.0723 | 1717.5729 | 4985.7314 | 2579421.5939
WeekDay | Tuesday | 5 | 22 | 1003177.9569 | 812977.0257 | 253561.5912 | 69252.679 | 1309.6111 | 4060.3041 | 2144339.1681 | 1198151.7454 | 970984.0967 | 302842.8416 | 82712.3619 | 1564.1421 | 4849.4491 | 2561104.6368
WeekDay | Tuesday | 5 | 23 | 969626.8125 | 782633.3042 | 250607.4378 | 69145.3794 | 1819.8956 | 3918.5811 | 2077751.4106 | 1158079.7303 | 934742.8868 | 299314.5303 | 82584.208 | 2173.6034 | 4680.1814 | 2481575.1403
WeekDay | Wednesday | 5 | 0 | 901869.7892 | 753439.3489 | 249439.8244 | 69144.8937 | 2915.4013 | 3846.5083 | 1980655.7658 | 1077153.714 | 899874.9072 | 297919.9841 | 82583.6279 | 3482.0275 | 4594.1008 | 2365608.3614
WeekDay | Wednesday | 5 | 1 | 851514.8995 | 730651.1611 | 246360.6481 | 69128.1667 | 3147.3488 | 3783.6414 | 1904585.8656 | 1017012.0426 | 872657.6954 | 294242.351 | 82563.6498 | 3759.0554 | 4519.0153 | 2274753.8095
WeekDay | Wednesday | 5 | 2 | 807198.9553 | 708553.2614 | 244981.1769 | 69123.6704 | 3215.1488 | 3767.2887 | 1836839.5016 | 964083.0229 | 846264.9333 | 292594.7711 | 82558.2797 | 3840.0327 | 4499.4844 | 2193840.5242
WeekDay | Wednesday | 5 | 3 | 773461.2498 | 701412.568 | 242720.5479 | 69122.4249 | 3240.1278 | 3814.1664 | 1793771.0849 | 923788.1874 | 837736.4024 | 289894.775 | 82556.7922 | 3869.8665 | 4555.473 | 2142401.4965
WeekDay | Wednesday | 5 | 4 | 754121.1077 | 707183.0199 | 245514.2259 | 69122.4499 | 2358.7274 | 3989.2003 | 1782288.7311 | 900689.17 | 844628.377 | 293231.4215 | 82556.8219 | 2817.1605 | 4764.5259 | 2128687.4768
WeekDay | Wednesday | 5 | 5 | 749381.2669 | 724899.4432 | 249741.0738 | 173.4977 | 2719.1381 | 4257.0205 | 1731171.4401 | 895028.1121 | 865788.0958 | 298279.7832 | 207.218 | 3247.6192 | 5084.3986 | 2067635.2269
WeekDay | Wednesday | 5 | 6 | 738418.0606 | 751077.773 | 255877.0784 | 163.1476 | 3083.1172 | 4254.3557 | 1752873.5325 | 881934.1394 | 897054.3446 | 305608.3579 | 194.8563 | 3682.3399 | 5081.2158 | 2093555.254
WeekDay | Wednesday | 5 | 7 | 668489.4909 | 868493.4762 | 269605.7214 | 139.9814 | 2840.4645 | 4282.2157 | 1813851.3501 | 798414.5234 | 1037290.5099 | 322005.2468 | 167.1876 | 3392.5261 | 5114.4906 | 2166384.4844
WeekDay | Wednesday | 5 | 8 | 598682.2276 | 1031652.6701 | 278500.4656 | 164.418 | 2490.759 | 3795.7545 | 1915286.2948 | 715039.7903 | 1232160.6937 | 332628.7392 | 196.3737 | 2974.8533 | 4533.4826 | 2287533.9328
WeekDay | Wednesday | 5 | 9 | 567110.6361 | 1134751.811 | 286108.6706 | 162.1138 | 2223.1273 | 3738.9441 | 1994095.303 | 677332.0663 | 1355297.785 | 341715.6455 | 193.6217 | 2655.2058 | 4465.6309 | 2381659.9551
WeekDay | Wednesday | 5 | 10 | 558763.7293 | 1180809.8432 | 291598.7567 | 170.633 | 2540.717 | 3565.7271 | 2037449.4063 | 667362.887 | 1410307.4782 | 348272.7635 | 203.7966 | 3034.5209 | 4258.748 | 2433440.1942
WeekDay | Wednesday | 5 | 11 | 572885.7219 | 1201063.5359 | 293097.5865 | 172.6383 | 2672.7486 | 3568.7554 | 2073460.9865 | 684229.5755 | 1434497.6002 | 350062.9 | 206.1916 | 3192.2137 | 4262.3649 | 2476450.8459
WeekDay | Wednesday | 5 | 12 | 568293.1495 | 1212859.7856 | 296158.9959 | 186.949 | 2918.9698 | 3755.0545 | 2084172.9044 | 678744.4084 | 1448586.5235 | 353719.3132 | 223.2837 | 3486.2894 | 4484.8724 | 2489244.6907
WeekDay | Wednesday | 5 | 13 | 562204.0393 | 1230123.5359 | 297178.4891 | 196.7262 | 2861.875 | 3345.5113 | 2095910.1768 | 671471.8424 | 1469205.5895 | 354936.9511 | 234.9611 | 3418.0979 | 3995.732 | 2503263.174
WeekDay | Wednesday | 5 | 14 | 568982.2531 | 1217376.6686 | 294534.8671 | 198.0838 | 3254.4015 | 3327.0994 | 2087673.3735 | 679567.4435 | 1453981.2904 | 351779.525 | 236.5826 | 3886.9144 | 3973.7416 | 2493425.4975
WeekDay | Wednesday | 5 | 15 | 593300.3828 | 1189446.4629 | 289917.7355 | 183.6858 | 4453.3915 | 4503.1583 | 2081804.8169 | 708611.9509 | 1420622.678 | 346265.0255 | 219.3863 | 5318.9355 | 5378.3747 | 2486416.3509
WeekDay | Wednesday | 5 | 16 | 629126.3949 | 1117369.3272 | 285912.5564 | 181.9795 | 3928.8334 | 4978.96 | 2041498.0515 | 751400.9682 | 1334536.9088 | 341481.4153 | 217.3483 | 4692.4262 | 5946.6515 | 2438275.7184
WeekDay | Wednesday | 5 | 17 | 676817.288 | 1021123.3435 | 278792.4707 | 183.1627 | 3582.6964 | 4670.5611 | 1985169.5223 | 808360.8789 | 1219584.9279 | 332977.4972 | 218.7615 | 4279.0154 | 5578.3132 | 2370999.3941
WeekDay | Wednesday | 5 | 18 | 726929.2949 | 964309.0314 | 270846.3543 | 69219.8601 | 3682.6122 | 4572.5662 | 2039559.7192 | 868212.4616 | 1151728.4059 | 323487.0044 | 82673.1645 | 4398.3505 | 5461.2725 | 2435960.6593
WeekDay | Wednesday | 5 | 19 | 823019.1977 | 958369.6823 | 267493.2376 | 69558.6975 | 2005.4535 | 4572.6874 | 2125018.956 | 982978.0264 | 1144634.7078 | 319482.1889 | 83077.857 | 2395.2257 | 5461.4172 | 2538029.423
WeekDay | Wednesday | 5 | 20 | 893982.9596 | 906270.9938 | 261561.1291 | 69619.8887 | 1655.7481 | 4350.8969 | 2137441.6163 | 1067734.0307 | 1082410.3196 | 312397.1388 | 83150.9411 | 1977.5529 | 5196.5204 | 2552866.5035
WeekDay | Wednesday | 5 | 21 | 952250.8931 | 855050.6617 | 258840.6629 | 69631.2228 | 1298.9059 | 4145.7013 | 2141218.0477 | 1137326.6944 | 1021235.0019 | 309147.9333 | 83164.478 | 1551.3562 | 4951.4438 | 2557376.9075
WeekDay | Wednesday | 5 | 22 | 987686.2427 | 813661.0103 | 254932.5254 | 69629.8029 | 1056.2531 | 3915.9162 | 2130881.7506 | 1179649.1215 | 971801.0179 | 304480.2252 | 83162.7821 | 1261.5424 | 4676.9986 | 2545031.6877
WeekDay | Wednesday | 5 | 23 | 950252.9829 | 784831.6563 | 252986.4852 | 69425.7158 | 1695.0008 | 3792.9685 | 2062984.8094 | 1134940.478 | 937368.5021 | 302155.9601 | 82919.0295 | 2024.4346 | 4530.1552 | 2463938.5595
WeekDay | Thursday | 6 | 0 | 1011834.7244 | 731673.5166 | 246884.9506 | 76190.8927 | 4198.1527 | 4624.9944 | 2075407.2312 | 1208491.0087 | 873878.7519 | 294868.5549 | 90999.0599 | 5014.0894 | 5523.8904 | 2478775.3552
WeekDay | Thursday | 6 | 1 | 945970.8213 | 715689.9447 | 244692.7351 | 76035.9489 | 4273.8926 | 4599.8405 | 1991263.1831 | 1129826.0521 | 854788.6748 | 292250.2689 | 90814.0019 | 5104.5498 | 5493.8477 | 2378277.3952
WeekDay | Thursday | 6 | 2 | 897093.4062 | 698235.2867 | 243775.389 | 76038.4271 | 4506.5222 | 4546.5204 | 1924195.5516 | 1071449.0116 | 833941.597 | 291154.631 | 90816.9618 | 5382.3924 | 5430.1645 | 2298174.7582
WeekDay | Thursday | 6 | 3 | 858501.3661 | 695072.1454 | 242963.9265 | 76037.6265 | 4290.1225 | 4651.805 | 1881516.9921 | 1025356.3719 | 830163.6798 | 290185.4558 | 90816.0055 | 5123.9342 | 5555.9119 | 2247201.359
WeekDay | Thursday | 6 | 4 | 859504.6832 | 696644.4727 | 246589.2447 | 76035.7583 | 2840.2451 | 4798.9626 | 1886413.3666 | 1026554.6898 | 832041.5986 | 294515.3767 | 90813.7742 | 3392.2641 | 5731.6704 | 2253049.3738
WeekDay | Thursday | 6 | 5 | 856192.5584 | 717638.4532 | 252136.3938 | 601.3221 | 3132.3846 | 5300.0815 | 1835001.1935 | 1022598.8332 | 857115.888 | 301140.6483 | 718.1927 | 3741.1827 | 6330.1848 | 2191644.9296
WeekDay | Thursday | 6 | 6 | 841137.0803 | 754658.9347 | 261394.6281 | 569.1057 | 4630.952 | 5506.7346 | 1867897.4354 | 1004617.2306 | 901331.5271 | 312198.2772 | 679.7148 | 5531.0059 | 6577.0023 | 2230934.7579
WeekDay | Thursday | 6 | 7 | 770384.1133 | 897613.3338 | 274337.8405 | 499.3352 | 3911.4232 | 5757.9719 | 1952504.0179 | 920112.9905 | 1072069.9903 | 327657.0824 | 596.3841 | 4671.6323 | 6877.069 | 2331985.1486
WeekDay | Thursday | 6 | 8 | 702757.7147 | 1076778.0144 | 284632.6253 | 560.7561 | 3035.0047 | 5870.1851 | 2073634.3004 | 839342.9866 | 1286056.4255 | 339952.7217 | 669.7425 | 3624.8765 | 7011.0916 | 2476657.8444
WeekDay | Thursday | 6 | 9 | 666697.7301 | 1166855.7288 | 291210.263 | 581.5728 | 3094.5146 | 5548.6075 | 2133988.4169 | 796274.5229 | 1393641.2961 | 347808.7636 | 694.6051 | 3695.9525 | 6627.0134 | 2548742.1536
WeekDay | Thursday | 6 | 10 | 666557.8367 | 1227516.8842 | 295484.1159 | 610.2817 | 3316.3242 | 4995.976 | 2198481.4187 | 796107.4403 | 1466092.3191 | 352913.2661 | 728.8936 | 3960.8722 | 5966.9745 | 2625769.7658
WeekDay | Thursday | 6 | 11 | 683414.2488 | 1249542.3207 | 298848.1993 | 667.8518 | 3662.5636 | 5054.5679 | 2241189.7521 | 816239.9994 | 1492398.5342 | 356931.1797 | 797.6529 | 4374.4053 | 6036.9541 | 2676778.7257
WeekDay | Thursday | 6 | 12 | 665030.4271 | 1250669.8778 | 305631.9545 | 686.4954 | 3862.7333 | 5747.1271 | 2231628.6152 | 794283.1693 | 1493745.239 | 365033.3994 | 819.92 | 4613.4792 | 6864.1165 | 2665359.3233
WeekDay | Thursday | 6 | 13 | 658057.3354 | 1259653.8123 | 302753.852 | 695.76 | 3722.0735 | 6012.824 | 2230895.6572 | 785954.8144 | 1504475.2563 | 361595.9199 | 830.9852 | 4445.4813 | 7181.4533 | 2664483.9104
WeekDay | Thursday | 6 | 14 | 670129.8445 | 1261509.7379 | 298955.3274 | 625.0364 | 4176.5127 | 6234.3888 | 2241630.8477 | 800373.6898 | 1506691.8924 | 357059.1288 | 746.516 | 4988.2436 | 7446.0805 | 2677305.551
WeekDay | Thursday | 6 | 15 | 695180.5479 | 1222935.7574 | 292773.9909 | 494.6839 | 4603.902 | 5664.1345 | 2221653.0166 | 830293.151 | 1460620.8222 | 349676.4116 | 590.8287 | 5498.6986 | 6764.9937 | 2653444.9059
WeekDay | Thursday | 6 | 16 | 742893.5785 | 1158709.222 | 285521.0327 | 453.1647 | 3884.3732 | 5624.2197 | 2197085.5908 | 887279.5017 | 1383911.4657 | 341013.7965 | 541.2401 | 4639.325 | 6717.3213 | 2624102.6502
WeekDay | Thursday | 6 | 17 | 800666.3165 | 1046074.7287 | 278292.7427 | 432.5767 | 3630.1037 | 5560.0548 | 2134656.5231 | 956280.7256 | 1249385.7679 | 332380.644 | 516.6507 | 4335.6366 | 6640.6855 | 2549540.1103
WeekDay | Thursday | 6 | 18 | 868978.9376 | 984670.4132 | 271044.2993 | 75875.4388 | 2017.9265 | 5484.7438 | 2208071.7592 | 1037870.3237 | 1176047.147 | 323723.4212 | 90622.2957 | 2410.1229 | 6550.7374 | 2637224.0479
WeekDay | Thursday | 6 | 19 | 998277.5424 | 985679.945 | 269096.9952 | 75909.2183 | 2883.525 | 5454.1676 | 2337301.3936 | 1192298.9053 | 1177252.8875 | 321397.6466 | 90662.6405 | 3443.9558 | 6514.2185 | 2791570.2542
WeekDay | Thursday | 6 | 20 | 1099243.3595 | 932295.1465 | 264550.1969 | 77162.2649 | 2331.7059 | 5244.2008 | 2380826.8745 | 1312888.0481 | 1113492.426 | 315967.1502 | 92159.2244 | 2784.8873 | 6263.4433 | 2843555.1793
WeekDay | Thursday | 6 | 21 | 1178939.1404 | 887940.937 | 259317.2759 | 77163.0275 | 2569.7455 | 4999.7415 | 2410929.8677 | 1408073.1928 | 1060517.7039 | 309717.1789 | 92160.1351 | 3069.1913 | 5971.4719 | 2879508.8739
WeekDay | Thursday | 6 | 22 | 1224698.5553 | 836974.7295 | 256747.3917 | 75990.1978 | 2055.7964 | 4758.2947 | 2401224.9655 | 1462726.2307 | 999645.9014 | 306647.8219 | 90759.3588 | 2455.3531 | 5683.0984 | 2867917.7644
WeekDay | Thursday | 6 | 23 | 1186335.6692 | 805358.3439 | 252296.3936 | 75924.8881 | 2537.2856 | 4587.1883 | 2327039.7686 | 1416907.2823 | 961884.6774 | 301331.745 | 90681.3558 | 3030.4226 | 5478.7364 | 2779314.2195
WeekDay | Friday | 6 | 0 | 1119201.4418 | 777384.1692 | 248398.7977 | 75847.9881 | 3062.0547 | 4493.6521 | 2228388.1036 | 1336725.1062 | 928473.5502 | 296676.6275 | 90589.5098 | 3657.1838 | 5367.021 | 2661488.9984
WeekDay | Friday | 6 | 1 | 1056550.9955 | 755095.656 | 245709.8503 | 75846.9206 | 2510.2356 | 4438.2233 | 2140151.8813 | 1261898.1613 | 901853.1278 | 293465.0667 | 90588.2348 | 2998.1153 | 5300.8192 | 2556103.5251
WeekDay | Friday | 6 | 2 | 1004474.6784 | 735007.2621 | 243043.7934 | 75851.2669 | 2277.606 | 4418.9437 | 2065073.5505 | 1199700.4927 | 877860.4313 | 290280.8452 | 90593.4259 | 2720.2727 | 5277.7925 | 2466433.2603
WeekDay | Friday | 6 | 3 | 960935.9883 | 721268.1808 | 240267.5791 | 75847.1875 | 3072.8747 | 4504.1956 | 2005896.006 | 1147699.7911 | 861451.0753 | 286965.0567 | 90588.5535 | 3670.1067 | 5379.6137 | 2395754.197
WeekDay | Friday | 6 | 4 | 933602.4863 | 723450.6214 | 242858.5226 | 75847.7975 | 2845.6551 | 4629.513 | 1983234.5957 | 1115053.8553 | 864057.6866 | 290059.5659 | 90589.2821 | 3398.7256 | 5529.2873 | 2368688.4027
WeekDay | Friday | 6 | 5 | 919806.4689 | 741717.6942 | 249184.9583 | 413.4375 | 3467.804 | 5078.6674 | 1919669.0303 | 1098576.4974 | 885875.0771 | 297615.5833 | 493.7916 | 4141.7929 | 6065.7375 | 2292768.4798
WeekDay | Friday | 6 | 6 | 885456.777 | 775539.7131 | 252589.8312 | 382.708 | 4279.3026 | 5254.5937 | 1923502.9255 | 1057550.7322 | 926270.6128 | 301682.214 | 457.0897 | 5111.0113 | 6275.8562 | 2297347.516
WeekDay | Friday | 6 | 7 | 802059.7192 | 922057.4709 | 265384.5586 | 342.7902 | 3662.5636 | 5332.7664 | 1998839.8689 | 957944.9447 | 1101264.9954 | 316963.6752 | 409.4135 | 4374.4053 | 6369.2223 | 2387326.6564
WeekDay | Friday | 6 | 8 | 728859.613 | 1095046.1534 | 278781.3936 | 350.5679 | 3072.8747 | 5433.9843 | 2111544.5867 | 870517.9489 | 1307875.0892 | 332964.2672 | 418.7029 | 3670.1067 | 6490.1125 | 2521936.2274
WeekDay | Friday | 6 | 9 | 694400.0706 | 1202130.7628 | 288417.318 | 363.7213 | 2921.3949 | 4952.2956 | 2193185.5632 | 829360.9831 | 1435772.2492 | 344472.9926 | 434.4128 | 3489.1859 | 5914.8047 | 2619444.6283
WeekDay | Friday | 6 | 10 | 685752.489 | 1255399.1543 | 290377.2848 | 396.5859 | 3435.344 | 4565.4987 | 2239926.3567 | 819032.691 | 1499393.6794 | 346813.891 | 473.6647 | 4103.0242 | 5452.8314 | 2675269.7818
WeekDay | Friday | 6 | 11 | 699775.1262 | 1280884.221 | 292636.7458 | 461.7431 | 3640.9237 | 4620.6263 | 2282019.386 | 835780.7137 | 1529831.9251 | 349512.4921 | 551.4856 | 4348.5595 | 5518.6734 | 2725543.8494
WeekDay | Friday | 6 | 12 | 695384.1848 | 1271439.0227 | 294971.3915 | 485.4193 | 3976.3431 | 4437.1689 | 2270693.5303 | 830536.3659 | 1518550.9946 | 352300.8905 | 579.7635 | 4749.1698 | 5299.5599 | 2712016.7442
WeekDay | Friday | 6 | 13 | 695888.1293 | 1276263.4571 | 295110.2039 | 498.5727 | 3456.984 | 4588.2426 | 2275805.5897 | 831138.2552 | 1524313.0874 | 352466.682 | 595.4734 | 4128.87 | 5479.9957 | 2718122.3637
WeekDay | Friday | 6 | 14 | 702622.8784 | 1271810.0484 | 292467.185 | 502.9953 | 3229.7644 | 4733.2915 | 2275366.1629 | 839181.944 | 1518994.1314 | 349309.9761 | 600.7555 | 3857.4889 | 5653.2357 | 2717597.5316
WeekDay | Friday | 6 | 15 | 727039.2617 | 1235421.3806 | 286081.4276 | 461.7431 | 4814.8916 | 4769.2901 | 2258587.9947 | 868343.8012 | 1475533.1029 | 341683.1077 | 551.4856 | 5750.6954 | 5696.2309 | 2697558.4236
WeekDay | Friday | 6 | 16 | 768996.6592 | 1157182.6528 | 278781.5742 | 428.7641 | 4430.7823 | 5269.0534 | 2215089.4859 | 918455.8762 | 1382088.1984 | 332964.4829 | 512.0971 | 5291.932 | 6293.1262 | 2645605.7128
WeekDay | Friday | 6 | 17 | 816803.3217 | 1053087.6888 | 272449.9829 | 417.1739 | 3705.8436 | 5436.3942 | 2151900.405 | 975554.0567 | 1257761.7398 | 325402.308 | 498.2541 | 4426.097 | 6492.9908 | 2570135.4464
WeekDay | Friday | 6 | 18 | 880750.949 | 988203.3744 | 265693.0579 | 76451.7884 | 2201.8662 | 5482.7858 | 2218783.8216 | 1051930.2976 | 1180266.761 | 317332.1333 | 91310.6623 | 2629.8124 | 6548.3988 | 2650018.0653
WeekDay | Friday | 6 | 19 | 978875.8258 | 990756.8805 | 262131.3218 | 76718.2886 | 1796.1169 | 5486.5513 | 2315764.9848 | 1169126.3461 | 1183316.5566 | 313078.1518 | 91628.9585 | 2145.2032 | 6552.8962 | 2765848.1124
WeekDay | Friday | 6 | 20 | 1039415.7367 | 954835.1042 | 258868.4944 | 76847.8404 | 2099.0764 | 5254.2924 | 2337320.5445 | 1241432.5599 | 1140413.1628 | 309181.1739 | 91783.6896 | 2507.0447 | 6275.4964 | 2791593.1272
WeekDay | Friday | 6 | 21 | 1105301.3199 | 914693.2218 | 252585.17 | 76879.8281 | 1650.0471 | 5037.9995 | 2356147.5864 | 1320123.4103 | 1092469.4594 | 301676.6469 | 91821.8942 | 1970.7439 | 6017.1655 | 2814079.3202
WeekDay | Friday | 6 | 22 | 1142661.6581 | 871257.4773 | 250837.1334 | 76876.4349 | 1612.1772 | 4794.1427 | 2348039.0236 | 1364744.9594 | 1040591.7114 | 299588.8687 | 91817.8415 | 1925.5137 | 5725.9137 | 2804394.8085
WeekDay | Friday | 6 | 23 | 1130850.0162 | 839077.1632 | 247821.3238 | 76731.2514 | 2342.5259 | 4648.9432 | 2301471.2237 | 1350637.6524 | 1002156.956 | 295986.9179 | 91644.4407 | 2797.8102 | 5552.4939 | 2748776.2711
Saturday | Saturday | 6 | 0 | 1093652.4983 | 798386.5718 | 241847.0532 | 76412.1374 | 3170.2545 | 4530.2532 | 2217998.7684 | 1306210.5687 | 953557.8986 | 288851.5113 | 91263.3049 | 3786.4129 | 5410.7357 | 2649080.4322
Saturday | Saturday | 6 | 1 | 1040528.0309 | 769350.707 | 240254.6597 | 76111.7051 | 2575.1555 | 4486.4223 | 2133306.6804 | 1242761.0353 | 918878.7354 | 286949.6263 | 90904.4818 | 3075.6528 | 5358.3859 | 2547927.9175
Saturday | Saturday | 6 | 2 | 992524.2824 | 755782.0083 | 238663.6078 | 75916.7673 | 2337.1159 | 4424.8179 | 2069648.5996 | 1185427.4639 | 902672.8769 | 285049.3437 | 90671.6566 | 2791.3488 | 5284.8084 | 2471897.4982
Saturday | Saturday | 6 | 3 | 953071.322 | 739768.41 | 235417.4153 | 75865.2973 | 3397.4741 | 4427.8304 | 2011947.749 | 1138306.5787 | 883546.9375 | 281172.2338 | 90610.1831 | 4057.794 | 5288.4063 | 2402982.1334
Saturday | Saturday | 6 | 4 | 920379.3444 | 734266.5092 | 233797.5479 | 75857.2527 | 2872.705 | 4430.6922 | 1971604.0514 | 1099260.7148 | 876975.7085 | 279237.5352 | 90600.575 | 3431.0328 | 5291.8244 | 2354797.3907
Saturday | Saturday | 6 | 5 | 891871.4217 | 742230.4244 | 232871.8021 | 421.749 | 3002.5448 | 4589.1464 | 1874987.0883 | 1065212.1024 | 886487.4595 | 278131.8651 | 503.7185 | 3586.1078 | 5481.0751 | 2239402.3284
Saturday | Saturday | 6 | 6 | 872247.6557 | 738313.1047 | 229605.5434 | 392.9639 | 4198.1527 | 4528.8976 | 1849286.318 | 1041774.3371 | 881808.7847 | 274230.7889 | 469.3388 | 5014.0894 | 5409.1166 | 2208706.4557
Saturday | Saturday | 6 | 7 | 856649.5245 | 790325.6874 | 232564.2672 | 299.3266 | 3240.5844 | 4292.1201 | 1887371.5101 | 1023144.6134 | 943930.3318 | 277764.5589 | 357.5026 | 3870.4118 | 5126.3199 | 2254193.7385
Saturday | Saturday | 6 | 8 | 837739.7468 | 871132.8065 | 230541.4187 | 294.904 | 2791.5551 | 4000.2149 | 1946500.646 | 1000559.6045 | 1040442.8101 | 275348.5574 | 352.2204 | 3334.111 | 4777.6813 | 2324814.9846
Saturday | Saturday | 6 | 9 | 803418.3191 | 956426.8229 | 232402.7052 | 313.5476 | 1779.8869 | 4111.8257 | 1998453.1075 | 959567.5969 | 1142314.2418 | 277571.5963 | 374.4875 | 2125.8188 | 4910.9843 | 2386864.7256
Saturday | Saturday | 6 | 10 | 789640.1941 | 993069.7283 | 236708.6512 | 358.4981 | 2418.2658 | 3659.659 | 2025854.9964 | 943111.6088 | 1186078.9206 | 282714.4293 | 428.1744 | 2888.2706 | 4370.9361 | 2419592.3397
Saturday | Saturday | 6 | 11 | 790184.3404 | 1020833.9734 | 238432.7993 | 413.9713 | 2515.6456 | 2995.7179 | 2055376.4478 | 943761.5132 | 1219239.317 | 284773.6761 | 494.4291 | 3004.5768 | 3577.954 | 2454851.4662
Saturday | Saturday | 6 | 12 | 779927.3841 | 1019536.4843 | 239772.942 | 396.2808 | 4106.1829 | 3200.2623 | 2046939.5364 | 931511.0546 | 1217689.6529 | 286374.2838 | 473.3005 | 4904.2447 | 3822.2529 | 2444774.7893
Saturday | Saturday | 6 | 13 | 775723.9663 | 1000631.9018 | 240619.003 | 353.4654 | 3521.9039 | 3555.7299 | 2024405.9703 | 926490.6768 | 1195110.8488 | 287384.782 | 422.1636 | 4206.4075 | 4246.8078 | 2417861.6865
Saturday | Saturday | 6 | 14 | 778721.5785 | 974795.4927 | 235863.7291 | 351.1779 | 3516.4939 | 4316.8221 | 1997565.2941 | 930070.8932 | 1164252.9752 | 281705.2914 | 419.4315 | 4199.946 | 5155.8229 | 2385804.3602
Saturday | Saturday | 6 | 15 | 794783.9324 | 965554.5739 | 230840.89 | 350.1104 | 3500.2639 | 4713.8612 | 1999743.6318 | 949255.0642 | 1153216.0271 | 275706.2327 | 418.1564 | 4180.5617 | 5630.0291 | 2388406.0712
Saturday | Saturday | 6 | 16 | 809618.7089 | 951393.4989 | 229643.3537 | 353.4654 | 4798.6617 | 5150.0621 | 2000957.7506 | 966973.0704 | 1136302.6603 | 274275.9479 | 422.1636 | 5731.311 | 6151.0083 | 2389856.1614
Saturday | Saturday | 6 | 17 | 830645.0967 | 909279.9351 | 227329.8531 | 362.9207 | 5734.59 | 5239.5315 | 1978591.9272 | 992086.0657 | 1086004.0672 | 271512.8043 | 433.4565 | 6849.1428 | 6257.8666 | 2363143.403
Saturday | Saturday | 6 | 18 | 869443.7563 | 897087.4624 | 225019.0412 | 75777.417 | 3478.624 | 5452.812 | 2076259.1129 | 1038425.4827 | 1071441.9126 | 268752.8719 | 90505.2228 | 4154.7159 | 6512.5995 | 2479792.8053
Saturday | Saturday | 6 | 19 | 961865.3496 | 912596.5409 | 224478.3501 | 75805.5158 | 2131.5363 | 5488.8106 | 2182366.1034 | 1148809.7795 | 1089965.2756 | 268107.0942 | 90538.7828 | 2545.8134 | 6555.5946 | 2606522.3402
Saturday | Saturday | 6 | 20 | 1008958.316 | 894628.4251 | 222447.8728 | 75921.7999 | 1936.7766 | 5275.982 | 2209169.1724 | 1205055.5527 | 1068504.9463 | 265681.9812 | 90677.6673 | 2313.2011 | 6301.4014 | 2638534.75
Saturday | Saturday | 6 | 21 | 1044432.6678 | 874899.7233 | 221821.8094 | 75941.0535 | 1682.5071 | 4984.5287 | 2223762.2898 | 1247424.5623 | 1044941.8503 | 264934.2385 | 90700.663 | 2009.5126 | 5953.3024 | 2655964.1292
Saturday | Saturday | 6 | 22 | 1057284.5504 | 843197.239 | 218912.5471 | 75939.1091 | 2136.9463 | 4769.4407 | 2202239.8326 | 1262774.2872 | 1007077.7937 | 261459.5432 | 90698.3407 | 2552.2749 | 5696.4108 | 2630258.6505
Saturday | Saturday | 6 | 23 | 1043009.6149 | 818562.7724 | 216492.5953 | 75937.5459 | 2347.9359 | 4543.5079 | 2160893.9724 | 1245724.9304 | 977655.4676 | 258569.2589 | 90696.4737 | 2804.2717 | 5426.5666 | 2580876.9688
Sunday | Sunday | 6 | 0 | 1012127.0309 | 790292.3493 | 215277.1262 | 75874.8288 | 3451.574 | 4443.9469 | 2101466.8561 | 1208840.1268 | 943890.5143 | 257117.556 | 90621.5671 | 4122.4086 | 5307.6552 | 2509899.828
Sunday | Sunday | 6 | 1 | 1003083.7631 | 758828.9744 | 213465.3894 | 75863.7722 | 2807.7851 | 4388.9699 | 2058438.6541 | 1198039.2444 | 906312.0395 | 254953.697 | 90608.3617 | 3353.4954 | 5241.9931 | 2458508.8311
Sunday | Sunday | 6 | 2 | 963579.8418 | 730343.4834 | 212629.1892 | 75858.9303 | 2791.5551 | 4309.5922 | 1989512.592 | 1150857.4938 | 872290.2186 | 253954.9762 | 90602.5786 | 3334.111 | 5147.1879 | 2376186.5661
Sunday | Sunday | 6 | 3 | 925074.697 | 730555.0911 | 211745.2656 | 75858.1296 | 2753.6852 | 4326.1606 | 1950313.0291 | 1104868.6378 | 872542.9535 | 252899.2567 | 90601.6223 | 3288.8808 | 5166.9765 | 2329368.3277
Sunday | Sunday | 6 | 4 | 890539.3507 | 724952.6169 | 208503.3593 | 75857.8627 | 3002.5448 | 4380.6857 | 1907236.4201 | 1063621.1352 | 865851.6042 | 249027.2659 | 90601.3036 | 3586.1078 | 5232.0989 | 2277919.5156
Sunday | Sunday | 6 | 5 | 860015.521 | 718814.5589 | 209141.7595 | 430.2129 | 4187.3327 | 4463.5277 | 1797052.9128 | 1027164.8121 | 858520.5769 | 249789.7431 | 513.8274 | 5001.1665 | 5331.0417 | 2146321.1678
Sunday | Sunday | 6 | 6 | 838722.2389 | 703640.0035 | 208166.5517 | 388.7319 | 4338.8125 | 4366.8285 | 1759623.167 | 1001733.05 | 840396.7537 | 248624.9977 | 464.2843 | 5182.0873 | 5215.5484 | 2101616.7214
Sunday | Sunday | 6 | 7 | 837466.2774 | 771689.6505 | 211196.5315 | 294.8278 | 2780.7352 | 4377.9745 | 1827805.9968 | 1000232.9846 | 921672.2668 | 252243.8727 | 352.1293 | 3321.1881 | 5228.8607 | 2183051.3023
Sunday | Sunday | 6 | 8 | 852515.4674 | 805501.3485 | 213611.2544 | 292.464 | 2245.1461 | 4253.5609 | 1878419.2412 | 1018207.077 | 962055.4758 | 255127.9117 | 349.3061 | 2681.504 | 5080.2665 | 2243501.5412
Sunday | Sunday | 6 | 9 | 841666.5089 | 840783.7862 | 218585.078 | 285.7538 | 2126.1263 | 3650.471 | 1907097.7242 | 1005249.5569 | 1004195.2716 | 261068.4285 | 341.2918 | 2539.352 | 4359.9625 | 2277753.8632
Sunday | Sunday | 6 | 10 | 824884.2658 | 819264.7902 | 218480.591 | 293.7984 | 3148.6145 | 3102.3581 | 1869174.418 | 985205.582 | 978493.9268 | 260943.6338 | 350.8999 | 3760.5671 | 3705.3205 | 2232459.9299
Sunday | Sunday | 6 | 11 | 803809.7458 | 839921.7228 | 220821.586 | 310.04 | 3413.7041 | 3908.6369 | 1872185.4355 | 960035.0997 | 1003165.6609 | 263739.6155 | 370.2982 | 4077.1784 | 4668.3044 | 2236056.1571
Sunday | Sunday | 6 | 12 | 788109.5176 | 861893.3608 | 221990.5877 | 345.0015 | 3511.0839 | 3104.1656 | 1878953.7171 | 941283.4359 | 1029407.6215 | 265135.8199 | 412.0546 | 4193.4846 | 3707.4792 | 2244139.8957
Sunday | Sunday | 6 | 13 | 795327.9431 | 861726.2052 | 222043.8913 | 400.3603 | 2964.6748 | 3353.4447 | 1885816.5196 | 949904.8067 | 1029207.9782 | 265199.4834 | 478.1728 | 3540.8776 | 4005.2073 | 2252336.526
Sunday | Sunday | 6 | 14 | 786870.9944 | 863565.2543 | 222436.4226 | 400.6272 | 3759.9435 | 4072.9653 | 1881106.2073 | 939804.1981 | 1031404.4577 | 265668.3056 | 478.4916 | 4490.7115 | 4864.5711 | 2246710.7356
Sunday | Sunday | 6 | 15 | 786280.1882 | 853849.6366 | 222409.8146 | 371.0415 | 4511.9322 | 5057.7309 | 1872480.3439 | 939098.5651 | 1019800.5502 | 265636.5261 | 443.1557 | 5388.8538 | 6040.7319 | 2236408.3828
Sunday | Sunday | 6 | 16 | 802863.9938 | 844347.1768 | 221773.3787 | 381.2974 | 3981.7531 | 5384.8816 | 1878732.4814 | 958905.5351 | 1008451.2291 | 264876.395 | 455.4048 | 4755.6312 | 6431.4663 | 2243875.6616
Sunday | Sunday | 6 | 17 | 821348.6497 | 842947.5269 | 221127.1629 | 391.8964 | 4322.5825 | 5422.2358 | 1895560.0542 | 980982.7972 | 1006779.5487 | 264104.5832 | 468.0638 | 5162.7029 | 6476.0806 | 2263973.7763
Sunday | Sunday | 6 | 18 | 853874.237 | 855622.3158 | 221437.3058 | 76392.1975 | 2688.7653 | 5271.7646 | 2015286.586 | 1019829.9318 | 1021917.7605 | 264475.0043 | 91239.4897 | 3211.3434 | 6296.3643 | 2406969.8939
Sunday | Sunday | 6 | 19 | 980733.302 | 879082.7479 | 222542.7817 | 76472.2239 | 1925.9567 | 5212.8714 | 2165969.8835 | 1171344.8341 | 1049937.8714 | 265795.3362 | 91335.0696 | 2300.2781 | 6226.0249 | 2586939.4143
Sunday | Sunday | 6 | 20 | 1101565.7266 | 866118.2244 | 222020.7279 | 76544.0912 | 1482.3374 | 4929.0999 | 2272660.2073 | 1315661.7815 | 1034453.6132 | 265171.818 | 91420.9048 | 1770.4388 | 5887.1006 | 2714365.657
Sunday | Sunday | 6 | 21 | 1178935.4023 | 838608.2971 | 222095.2646 | 76020.5842 | 1612.1772 | 4806.9455 | 2322078.671 | 1408068.7282 | 1001596.9629 | 265260.8414 | 90795.6509 | 1925.5137 | 5741.2049 | 2773388.9021
Sunday | Sunday | 6 | 22 | 1199486.7929 | 817733.4719 | 222710.2822 | 75957.0283 | 1612.1772 | 4691.1173 | 2322190.8698 | 1432614.4076 | 976664.9874 | 265995.3914 | 90719.7425 | 1925.5137 | 5602.8648 | 2773522.9075
Sunday | Sunday | 6 | 23 | 1159370.0993 | 796216.1326 | 223705.6835 | 75953.4063 | 2023.3365 | 4628.1574 | 2261896.8156 | 1384700.7886 | 950965.6212 | 267184.2551 | 90715.4166 | 2416.5843 | 5527.6682 | 2701510.3341
WeekDay | Monday | 6 | 0 | 1090060.3349 | 773497.0201 | 223492.4414 | 75951.9956 | 3018.7748 | 4539.893 | 2170560.4599 | 1301920.2464 | 923830.9099 | 266929.5681 | 90713.7318 | 3605.4921 | 5422.2491 | 2592422.1974
WeekDay | Monday | 6 | 1 | 1023275.1168 | 756805.6705 | 222081.8818 | 75908.9133 | 2510.2356 | 4490.0372 | 2085071.8553 | 1222154.9115 | 903895.4941 | 265244.8576 | 90662.2762 | 2998.1153 | 5362.7034 | 2490318.3582
WeekDay | Monday | 6 | 2 | 971144.0356 | 737132.7184 | 224689.5438 | 75885.6947 | 2196.4562 | 4443.6457 | 2015492.0943 | 1159891.835 | 880398.9831 | 268359.3346 | 90634.5448 | 2623.3509 | 5307.2954 | 2407215.344
WeekDay | Monday | 6 | 3 | 929139.2725 | 729052.9026 | 226240.126 | 75888.1728 | 1819.2784 | 4573.6323 | 1966713.3847 | 1109723.1886 | 870748.8056 | 270211.282 | 90637.5047 | 2172.8663 | 5462.5458 | 2348956.193
WeekDay | Monday | 6 | 4 | 895194.4644 | 729812.7977 | 230508.3864 | 75897.2468 | 1574.3073 | 4714.0119 | 1937701.2145 | 1069180.9989 | 871656.3909 | 275309.1051 | 90648.3422 | 1880.2835 | 5630.209 | 2314305.3295
WeekDay | Monday | 6 | 5 | 884174.979 | 758466.6582 | 236246.4683 | 456.1767 | 1817.7568 | 5163.1662 | 1886325.2053 | 1056019.8089 | 905879.305 | 282162.4183 | 544.8374 | 2171.049 | 6166.6592 | 2252944.0779
WeekDay | Monday | 6 | 6 | 857953.7311 | 808636.0997 | 243300.0136 | 414.5813 | 3316.3242 | 5354.6066 | 1918975.3566 | 1024702.3006 | 965799.4851 | 290586.8634 | 495.1577 | 3960.8722 | 6395.3072 | 2291939.9863
WeekDay | Monday | 6 | 7 | 783101.9702 | 969762.3604 | 260539.596 | 357.6593 | 3970.9331 | 5564.1216 | 2023296.6405 | 935302.6409 | 1158241.6228 | 311177.0644 | 427.1726 | 4742.7083 | 6645.5427 | 2416536.7516
WeekDay | Monday | 6 | 8 | 710797.5181 | 1146301.9418 | 276617.2182 | 458.8074 | 3327.1442 | 5023.5398 | 2142526.1695 | 848945.3751 | 1369092.7546 | 330379.471 | 547.9794 | 3973.7951 | 5999.8955 | 2558939.2708
WeekDay | Monday | 6 | 9 | 686430.0103 | 1237024.7199 | 285644.4135 | 476.574 | 3722.0735 | 4285.3421 | 2217583.1334 | 819841.8927 | 1477448.061 | 341161.1571 | 569.1991 | 4445.4813 | 5118.2246 | 2648584.0159
WeekDay | Monday | 6 | 10 | 683062.8997 | 1293451.5003 | 290637.7017 | 481.3398 | 3424.524 | 4951.8438 | 2276009.8092 | 815820.3635 | 1544841.7322 | 347124.9215 | 574.8911 | 4090.1013 | 5914.265 | 2718366.2746
WeekDay | Monday | 6 | 11 | 701281.7293 | 1314922.7355 | 292237.7232 | 504.1391 | 3581.4138 | 4293.0238 | 2316820.7647 | 837580.1343 | 1570486.0337 | 349035.9171 | 602.1216 | 4277.4835 | 5127.3993 | 2767109.0895
WeekDay | Monday | 6 | 12 | 685084.4993 | 1297405.2433 | 296535.0736 | 498.0389 | 4327.9925 | 4077.9358 | 2287928.7835 | 818234.8734 | 1549563.9094 | 354168.4839 | 594.8359 | 5169.1644 | 4870.5077 | 2732601.7746
WeekDay | Monday | 6 | 13 | 664974.3963 | 1300098.6485 | 297366.6113 | 468.9107 | 3624.6937 | 4189.396 | 2270722.6566 | 794216.2486 | 1552780.7945 | 355161.636 | 560.0464 | 4329.1752 | 5003.6308 | 2712051.5314
WeekDay | Monday | 6 | 14 | 668210.0508 | 1291365.2464 | 295437.3467 | 467.1951 | 4387.5024 | 4543.5079 | 2264410.8493 | 798080.7723 | 1542350.0021 | 352857.407 | 557.9973 | 5240.2404 | 5426.5666 | 2704512.9856
WeekDay | Monday | 6 | 15 | 694180.6296 | 1242583.3803 | 293742.8859 | 472.8758 | 4041.263 | 4930.7567 | 2239951.7913 | 829098.8924 | 1484087.0811 | 350833.6173 | 564.7821 | 4826.7072 | 5889.0795 | 2675300.1597
WeekDay | Monday | 6 | 16 | 733738.1419 | 1167064.3604 | 290547.7616 | 381.6786 | 4841.9416 | 5261.6729 | 2201835.557 | 876344.6499 | 1393890.4765 | 347017.501 | 455.8602 | 5783.0026 | 6284.3113 | 2629775.8015
WeekDay | Monday | 6 | 17 | 776592.7199 | 1055669.627 | 283542.3572 | 331.9243 | 4755.3817 | 5634.6126 | 2126526.6227 | 927528.2779 | 1260845.4935 | 338650.5533 | 396.4358 | 5679.6193 | 6729.7341 | 2539830.114
WeekDay | Monday | 6 | 18 | 832546.3768 | 986441.9576 | 276715.7068 | 75748.0219 | 2450.7257 | 5607.1994 | 2179509.9882 | 994356.8712 | 1178163.0019 | 330497.1015 | 90470.1146 | 2927.0393 | 6696.993 | 2603111.1215
WeekDay | Monday | 6 | 19 | 970043.3488 | 985104.518 | 272474.4567 | 75771.0119 | 2396.6258 | 5565.6278 | 2311355.5889 | 1158577.223 | 1176565.6227 | 325431.5385 | 90497.5727 | 2862.4248 | 6647.3417 | 2760581.7233
WeekDay | Monday | 6 | 20 | 1075217.9879 | 938840.5532 | 269033.4995 | 75889.8504 | 2374.9859 | 5352.9497 | 2366709.8267 | 1284193.1983 | 1121309.9727 | 321321.8102 | 90639.5082 | 2836.5789 | 6393.3283 | 2826694.3967
WeekDay | Monday | 6 | 21 | 1146492.9599 | 895818.2636 | 263831.0462 | 75911.3153 | 2596.7955 | 5096.742 | 2389747.1225 | 1369320.8982 | 1069926.0372 | 315108.2281 | 90665.145 | 3101.4986 | 6087.325 | 2854209.1322
WeekDay | Monday | 6 | 22 | 1164535.3682 | 846413.8021 | 258923.004 | 75899.115 | 1622.9972 | 4913.2846 | 2352307.571 | 1390869.9592 | 1010919.5156 | 309246.2778 | 90650.5735 | 1938.4366 | 5868.2116 | 2809492.9743
WeekDay | Monday | 6 | 23 | 1107326.7928 | 814747.7262 | 274047.6834 | 75877.917 | 1796.1169 | 4747.7512 | 2278543.9875 | 1322542.5463 | 973098.9437 | 327310.5314 | 90625.2555 | 2145.2032 | 5670.5057 | 2721392.9859
WeekDay | Tuesday | 6 | 0 | 1027628.4237 | 801409.0098 | 274878.7288 | 75859.7309 | 2856.475 | 4613.3965 | 2187245.7648 | 1227354.3104 | 957167.766 | 328303.0956 | 90603.5349 | 3411.6485 | 5510.0384 | 2612350.3937
WeekDay | Tuesday | 6 | 1 | 962067.3126 | 776607.1433 | 268726.8359 | 75855.3083 | 2623.8454 | 4576.0423 | 2090456.4878 | 1149050.9953 | 927545.5045 | 320955.5446 | 90598.2527 | 3133.8059 | 5465.4241 | 2496749.5271
WeekDay | Tuesday | 6 | 2 | 915342.7457 | 759403.4077 | 265258.9992 | 75856.3758 | 2672.5354 | 4516.0948 | 2023050.1586 | 1093245.2222 | 906998.1175 | 316813.7125 | 90599.5277 | 3191.959 | 5393.8255 | 2416242.3644
WeekDay | Tuesday | 6 | 3 | 873259.5247 | 740649.8961 | 268197.3013 | 75860.4553 | 2385.8059 | 4645.3283 | 1964998.3116 | 1042982.8691 | 884599.7458 | 320323.0917 | 90604.4 | 2849.5019 | 5548.1764 | 2346907.7849
WeekDay | Tuesday | 6 | 4 | 863248.4342 | 744493.0218 | 269083.7392 | 75858.9303 | 3181.0745 | 4768.0851 | 1960633.2851 | 1031026.0618 | 889189.8066 | 321381.8143 | 90602.5786 | 3799.3358 | 5694.7917 | 2341694.3888
WeekDay | Tuesday | 6 | 5 | 852205.268 | 771275.7827 | 277264.0295 | 422.054 | 3608.4637 | 5132.1381 | 1909907.736 | 1017836.5885 | 921177.9614 | 331151.9941 | 504.0827 | 4309.7908 | 6129.6006 | 2281110.0181
WeekDay | Tuesday | 6 | 6 | 831611.6011 | 823692.9823 | 285193.4891 | 392.5826 | 4728.3318 | 5534.2984 | 1951153.2854 | 993240.4162 | 983782.7652 | 340622.5928 | 468.8835 | 5647.3121 | 6609.9233 | 2330371.893
WeekDay | Tuesday | 6 | 7 | 756510.5823 | 956359.3393 | 298487.8854 | 330.323 | 3830.2733 | 5709.321 | 2021227.7244 | 903543.0537 | 1142233.6423 | 356500.8366 | 394.5233 | 4574.7105 | 6818.9626 | 2414065.729
WeekDay | Tuesday | 6 | 8 | 683790.5668 | 1138038.3434 | 301797.4648 | 421.6727 | 3949.2931 | 5207.2984 | 2133204.6392 | 816689.4571 | 1359223.0751 | 360453.6531 | 503.6274 | 4716.8625 | 6219.3688 | 2547806.0439
WeekDay | Tuesday | 6 | 9 | 653759.0734 | 1233516.1617 | 304048.3945 | 513.6706 | 4127.8228 | 5134.8493 | 2201099.9722 | 780821.1588 | 1473257.593 | 363142.0647 | 613.5056 | 4930.0905 | 6132.8388 | 2628897.2513
WeekDay | Tuesday | 6 | 10 | 650949.8005 | 1290941.4001 | 310307.1615 | 491.9007 | 4982.6013 | 4621.9819 | 2262294.846 | 777465.8865 | 1541843.7786 | 370617.2615 | 587.5046 | 5951.0005 | 5520.2925 | 2701985.7241
WeekDay | Tuesday | 6 | 11 | 666583.5587 | 1307606.6961 | 312833.0623 | 496.8189 | 5518.1904 | 4975.7926 | 2298014.1191 | 796138.1615 | 1561748.0771 | 373634.0866 | 593.3787 | 6590.6846 | 5942.8684 | 2744647.257
WeekDay | Tuesday | 6 | 12 | 665018.7523 | 1306401.0903 | 314939.5496 | 500.0977 | 4793.2517 | 6081.8088 | 2297734.5504 | 794269.2254 | 1560308.1545 | 376149.9826 | 597.2948 | 5724.8495 | 7263.8457 | 2744313.3524
WeekDay | Tuesday | 6 | 13 | 661560.2551 | 1316456.5536 | 318642.7593 | 528.0059 | 4479.4722 | 5001.8502 | 2306668.8963 | 790138.548 | 1572317.9587 | 380572.9338 | 630.6271 | 5350.0851 | 5973.9905 | 2754984.1432
WeekDay | Tuesday | 6 | 14 | 654726.5297 | 1295597.8328 | 315682.9418 | 538.6812 | 5231.4609 | 5137.1086 | 2276914.555 | 781976.6462 | 1547405.2176 | 377037.8577 | 643.3772 | 6248.2274 | 6135.5372 | 2719446.8632
WeekDay | Tuesday | 6 | 15 | 721232.0345 | 1276843.2613 | 310103.0907 | 497.6195 | 4187.3327 | 5062.5508 | 2317925.8896 | 861407.9038 | 1525005.5801 | 370373.5283 | 594.335 | 5001.1665 | 6046.4886 | 2768429.0022
WeekDay | Tuesday | 6 | 16 | 764844.4654 | 1190408.6007 | 305892.8006 | 377.7135 | 2715.8153 | 5431.2731 | 2269670.6685 | 913496.678 | 1421771.8131 | 365344.9424 | 451.1245 | 3243.6506 | 6486.8743 | 2710795.0829
WeekDay | Tuesday | 6 | 17 | 823523.8515 | 1063479.6418 | 299246.3707 | 353.7323 | 2196.4562 | 5553.7286 | 2194353.7812 | 983580.7628 | 1270173.4326 | 357406.7382 | 422.4824 | 2623.3509 | 6633.1299 | 2620839.8967
WeekDay | Tuesday | 6 | 18 | 888136.694 | 1012582.0418 | 290216.8606 | 75804.8677 | 1265.9378 | 5737.4873 | 2273743.8892 | 1060751.5075 | 1209383.5719 | 346622.2874 | 90538.0087 | 1511.9806 | 6852.6031 | 2715659.9591
WeekDay | Tuesday | 6 | 19 | 1017302.0414 | 999367.8953 | 281805.9958 | 76107.3969 | 1330.8577 | 5658.2602 | 2381572.4473 | 1215020.9323 | 1193601.1749 | 336576.7195 | 90899.3363 | 1589.518 | 6757.9778 | 2844445.6588
WeekDay | Tuesday | 6 | 20 | 1132451.4386 | 957460.7439 | 271802.7656 | 77120.5171 | 1449.8775 | 5440.3104 | 2445725.6531 | 1352550.3211 | 1143549.1116 | 324629.3001 | 92109.3625 | 1731.6701 | 6497.6681 | 2921067.4336
WeekDay | Tuesday | 6 | 21 | 1204710.7035 | 901296.0922 | 261796.7779 | 77104.3898 | 2012.5165 | 5079.4205 | 2451999.9003 | 1438853.6173 | 1076468.5154 | 312678.5873 | 92090.1008 | 2403.6614 | 6066.637 | 2928561.1192
WeekDay | Tuesday | 6 | 22 | 1232936.6223 | 859957.781 | 253390.7665 | 76708.4521 | 1498.5674 | 4910.724 | 2429402.9132 | 1472565.4165 | 1027095.8499 | 302638.8161 | 91617.2102 | 1789.8232 | 5865.1533 | 2901572.2691
WeekDay | Tuesday | 6 | 23 | 1190295.7744 | 824481.5052 | 251451.6559 | 75911.7347 | 1503.9774 | 4771.7 | 2348416.3476 | 1421637.0584 | 984724.5424 | 300322.8274 | 90665.6459 | 1796.2846 | 5699.1092 | 2804845.4678
WeekDay | Wednesday | 6 | 0 | 1111058.8043 | 788860.4908 | 246937.9114 | 75917.301 | 1844.8068 | 4724.4048 | 2229343.7192 | 1326999.8972 | 942180.3653 | 294931.809 | 90672.2941 | 2203.3563 | 5642.6218 | 2662630.3438
WeekDay | Wednesday | 6 | 1 | 1039545.2731 | 765396.9721 | 245328.9964 | 75866.4411 | 1909.7267 | 4646.3827 | 2132693.7919 | 1241587.2726 | 914156.5678 | 293010.1914 | 90611.5492 | 2280.8938 | 5549.4356 | 2547195.9103
WeekDay | Wednesday | 6 | 2 | 991755.4095 | 744347.7804 | 244914.2395 | 75832.0134 | 2001.6965 | 4577.3979 | 2063428.5371 | 1184509.1558 | 889016.3367 | 292514.824 | 90570.4302 | 2390.7385 | 5467.0432 | 2464468.5284
WeekDay | Wednesday | 6 | 3 | 949492.4402 | 736201.7836 | 244871.5665 | 75832.6234 | 2272.1961 | 4707.6857 | 2013378.2955 | 1134032.1193 | 879287.1155 | 292463.8572 | 90571.1588 | 2713.8113 | 5622.6533 | 2404690.7154
WeekDay | Wednesday | 6 | 4 | 892721.4482 | 739230.4596 | 246668.4821 | 75832.0896 | 1406.5976 | 4924.28 | 1960783.3569 | 1066227.3368 | 882904.4331 | 294610.0144 | 90570.5213 | 1679.9784 | 5881.344 | 2341873.628
WeekDay | Wednesday | 6 | 5 | 877664.3917 | 760964.604 | 251260.1637 | 392.4301 | 1639.2272 | 5318.1561 | 1897238.9728 | 1048243.849 | 908862.7418 | 300094.1175 | 468.7013 | 1957.821 | 6351.7723 | 2265979.003
WeekDay | Wednesday | 6 | 6 | 851541.5378 | 789606.7852 | 257411.876 | 357.6212 | 2975.4948 | 5430.52 | 1907323.835 | 1017043.8582 | 943071.7066 | 307441.4528 | 427.127 | 3553.8005 | 6485.9748 | 2278023.92
WeekDay | Wednesday | 6 | 7 | 776954.8482 | 921205.4486 | 269202.0172 | 299.0216 | 3121.5646 | 5285.0193 | 1976067.9195 | 927960.7881 | 1100247.3773 | 321523.0802 | 357.1383 | 3728.2598 | 6312.1952 | 2360128.839
WeekDay | Wednesday | 6 | 8 | 698981.2571 | 1111048.2532 | 279688.1422 | 362.6157 | 2629.2554 | 4341.8253 | 2097051.3489 | 834832.5513 | 1326987.2953 | 334047.248 | 433.0922 | 3140.2673 | 5185.6857 | 2504626.1399
WeekDay | Wednesday | 6 | 9 | 655694.4957 | 1223920.5593 | 288047.0111 | 380.2298 | 3581.4138 | 4654.215 | 2176277.9247 | 783132.7424 | 1461797.0264 | 344030.7143 | 454.1298 | 4277.4835 | 5558.7902 | 2599250.8866
WeekDay | Wednesday | 6 | 10 | 659456.1123 | 1276028.993 | 293104.8713 | 398.4159 | 3456.984 | 4306.4292 | 2236751.8057 | 787625.4522 | 1524033.0538 | 350071.6007 | 475.8505 | 4128.87 | 5143.4101 | 2671478.2372
WeekDay | Wednesday | 6 | 11 | 668487.7475 | 1297833.2041 | 292569.6723 | 426.1334 | 4430.7823 | 4432.9515 | 2268180.4912 | 798412.4412 | 1550075.047 | 349432.3824 | 508.9551 | 5291.932 | 5294.5228 | 2709015.2805
WeekDay | Wednesday | 6 | 12 | 659500.1255 | 1288276.4425 | 296469.9826 | 422.969 | 4436.1923 | 5073.0943 | 2254178.8062 | 787678.0196 | 1538660.8702 | 354090.742 | 505.1756 | 5298.3935 | 6059.0813 | 2692292.2822
WeekDay | Wednesday | 6 | 13 | 650463.6694 | 1304329.7675 | 299253.6616 | 418.5464 | 5020.4713 | 4627.2537 | 2264113.3699 | 776885.2728 | 1557834.2574 | 357415.4461 | 499.8934 | 5996.2307 | 5526.5888 | 2704157.6892
WeekDay | Wednesday | 6 | 14 | 659211.6695 | 1287217.3562 | 295810.5625 | 413.7806 | 4755.3817 | 4224.039 | 2251632.7896 | 787333.5004 | 1537395.944 | 353303.1596 | 494.2014 | 5679.6193 | 5045.0069 | 2689251.4317
WeekDay | Wednesday | 6 | 15 | 685332.1158 | 1252084.9405 | 292357.429 | 409.7393 | 4717.5118 | 5319.0598 | 2240220.7962 | 818530.6156 | 1495435.3278 | 349178.8883 | 489.3746 | 5634.3892 | 6352.8517 | 2675621.4473
WeekDay | Wednesday | 6 | 16 | 725864.8139 | 1164021.054 | 284428.4154 | 386.025 | 4587.672 | 5523.0018 | 2184810.9821 | 866941.0923 | 1390255.6848 | 339708.8224 | 461.0513 | 5479.3142 | 6596.4311 | 2609442.396
WeekDay | Wednesday | 6 | 17 | 790114.1165 | 1063401.7292 | 276598.1392 | 350.1104 | 4089.9529 | 5614.8811 | 2140168.9292 | 943677.6409 | 1270080.3772 | 330356.6839 | 418.1564 | 4884.8603 | 6706.1677 | 2556123.8864
WeekDay | Wednesday | 6 | 18 | 849139.2488 | 992888.8012 | 269310.3838 | 75753.0546 | 2434.4958 | 5586.263 | 2195112.2472 | 1014174.6697 | 1185862.8292 | 321652.5086 | 90476.1253 | 2907.655 | 6671.9874 | 2621745.7752
WeekDay | Wednesday | 6 | 19 | 969360.7724 | 990023.2843 | 264969.2894 | 76581.9503 | 1942.1866 | 5534.9009 | 2308412.384 | 1157761.9837 | 1182440.3815 | 316467.6959 | 91466.122 | 2319.6625 | 6610.6429 | 2757066.4885
WeekDay | Wednesday | 6 | 20 | 1078821.4395 | 947407.495 | 261781.3411 | 77282.7047 | 2007.1065 | 5363.7945 | 2372663.8814 | 1288497.0028 | 1131541.9522 | 312660.1503 | 92303.0724 | 2397.2 | 6406.2809 | 2833805.6584
WeekDay | Wednesday | 6 | 21 | 1161830.4183 | 902640.9353 | 257205.4814 | 77294.7144 | 1779.8869 | 5139.2173 | 2405890.6536 | 1387639.2856 | 1078074.737 | 307194.9442 | 92317.4162 | 2125.8188 | 6138.0557 | 2873490.2576
WeekDay | Wednesday | 6 | 22 | 1193448.5373 | 854774.3736 | 253704.8045 | 77128.2185 | 1444.4675 | 4888.8838 | 2385389.2853 | 1425402.5801 | 1020905.0155 | 303013.8893 | 92118.5608 | 1725.2086 | 5839.0684 | 2849004.3226
WeekDay | Wednesday | 6 | 23 | 1147532.1395 | 820554.3279 | 255019.9322 | 75959.4683 | 1514.7974 | 4680.122 | 2305260.7873 | 1370562.0487 | 980034.094 | 304584.6201 | 90722.6568 | 1809.2075 | 5589.7324 | 2753302.3596
WeekDay | Thursday | 6 | 0 | 1074069.1522 | 739258.2762 | 252226.0401 | 75904.9101 | 1920.5467 | 4627.7055 | 2148006.6307 | 1282821.0792 | 882937.6561 | 301247.7179 | 90657.4949 | 2293.8167 | 5527.1285 | 2565484.8933
WeekDay | Thursday | 6 | 1 | 1010422.6071 | 723286.5153 | 249723.987 | 75874.905 | 2093.6664 | 4507.9612 | 2065909.6419 | 1206804.4378 | 863861.6855 | 298259.3754 | 90621.6582 | 2500.5833 | 5384.1111 | 2467431.8512
WeekDay | Thursday | 6 | 2 | 958286.4033 | 706063.3755 | 248800.7345 | 75873.8375 | 1855.6268 | 4429.4872 | 1995309.4648 | 1144535.243 | 843291.1229 | 297156.6831 | 90620.3831 | 2216.2792 | 5290.3852 | 2383110.0966
WeekDay | Thursday | 6 | 3 | 913481.5642 | 699630.0096 | 247987.7553 | 75877.3832 | 2158.5862 | 4507.6599 | 1943642.9585 | 1091022.3087 | 835607.3928 | 296185.6965 | 90624.618 | 2578.1207 | 5383.7513 | 2321401.888
WeekDay | Thursday | 6 | 4 | 875932.8362 | 693060.9506 | 249220.3518 | 75877.3832 | 2872.705 | 4672.7415 | 1901636.9683 | 1046175.7551 | 827761.597 | 297657.8556 | 90624.618 | 3431.0328 | 5580.9174 | 2271231.776
WeekDay | Thursday | 6 | 5 | 862622.6992 | 710063.8238 | 251169.367 | 392.3157 | 3181.0745 | 5086.3491 | 1832515.6293 | 1030278.7114 | 848069.0828 | 299985.6739 | 468.5647 | 3799.3358 | 6074.9122 | 2188676.2808
WeekDay | Thursday | 6 | 6 | 837576.1337 | 743426.1071 | 258399.8038 | 353.7323 | 3603.0537 | 5227.4817 | 1848586.3124 | 1000364.1922 | 887915.5305 | 308621.3904 | 422.4824 | 4303.3293 | 6243.4749 | 2207870.3997
WeekDay | Thursday | 6 | 7 | 761690.7913 | 886377.7049 | 273524.2413 | 306.3418 | 4003.393 | 5134.5481 | 1931037.0203 | 909730.068 | 1058650.6481 | 326685.3551 | 365.8812 | 4781.477 | 6132.479 | 2306345.9084
WeekDay | Thursday | 6 | 8 | 690320.4527 | 1062863.5441 | 284346.1762 | 353.9229 | 3841.0933 | 4678.917 | 2046404.1063 | 824488.4665 | 1269437.5925 | 339610.5995 | 422.71 | 4587.6334 | 5588.2932 | 2444135.2951
WeekDay | Thursday | 6 | 9 | 652581.1098 | 1176522.6634 | 291035.3687 | 390.3332 | 3657.1536 | 4139.8414 | 2128326.4701 | 779414.2508 | 1405187.0587 | 347599.8775 | 466.1969 | 4367.9439 | 4944.445 | 2541979.7727
WeekDay | Thursday | 6 | 10 | 647114.5415 | 1223942.8651 | 296101.0259 | 426.6291 | 4154.8728 | 3556.6336 | 2175296.568 | 772885.2215 | 1461823.6674 | 353650.0763 | 509.5471 | 4962.3978 | 4247.8872 | 2598078.7973
WeekDay | Thursday | 6 | 11 | 657182.8105 | 1242612.1117 | 298281.4708 | 462.3912 | 4360.4524 | 3595.6447 | 2206494.8813 | 784910.3203 | 1484121.3966 | 356254.304 | 552.2598 | 5207.9331 | 4294.4803 | 2635340.694
WeekDay | Thursday | 6 | 12 | 664670.1395 | 1247708.3325 | 302090.4581 | 497.6958 | 3862.7333 | 3471.231 | 2222300.5903 | 793852.8576 | 1490208.0992 | 360803.5914 | 594.426 | 4613.4792 | 4145.8861 | 2654218.3395
WeekDay | Thursday | 6 | 13 | 657235.3551 | 1247723.0309 | 301881.0498 | 470.0545 | 3722.0735 | 3601.8202 | 2214633.3839 | 784973.0772 | 1490225.6543 | 360553.4832 | 561.4125 | 4445.4813 | 4301.856 | 2645060.9646
WeekDay | Thursday | 6 | 14 | 666640.234 | 1259896.2838 | 300021.701 | 487.7068 | 4176.5127 | 3911.7999 | 2235134.2383 | 796205.8521 | 1504764.8536 | 358332.7586 | 582.4956 | 4988.2436 | 4672.0822 | 2669546.2858
WeekDay | Thursday | 6 | 15 | 698008.1581 | 1229567.909 | 295592.8873 | 455.9098 | 4603.902 | 4395.8985 | 2232624.6647 | 833670.3246 | 1468541.9731 | 353043.1779 | 544.5187 | 5498.6986 | 5250.2684 | 2666548.9612
WeekDay | Thursday | 6 | 16 | 724918.7679 | 1139619.4408 | 288775.9256 | 385.5293 | 3884.3732 | 4930.1542 | 2162514.1911 | 865811.1765 | 1361111.4685 | 344901.2978 | 460.4593 | 4639.325 | 5888.3599 | 2582812.087
WeekDay | Thursday | 6 | 17 | 801355.6945 | 1038995.0134 | 281382.094 | 339.4351 | 3630.1037 | 5456.4269 | 2131158.7676 | 957104.0884 | 1240930.0665 | 336070.4297 | 405.4064 | 4335.6366 | 6516.917 | 2545362.5446
WeekDay | Thursday | 6 | 18 | 863259.3592 | 966342.343 | 273978.6024 | 75831.6321 | 2017.9265 | 5733.1193 | 2187162.9825 | 1031039.1101 | 1154156.904 | 327228.0241 | 90569.9749 | 2410.1229 | 6847.3862 | 2612251.5221
WeekDay | Thursday | 6 | 19 | 989337.0235 | 963059.6718 | 268733.4403 | 76294.0995 | 2883.525 | 5686.1252 | 2305993.8853 | 1181620.7417 | 1150236.2255 | 320963.4325 | 91122.3257 | 3443.9558 | 6791.2586 | 2754177.9397
WeekDay | Thursday | 6 | 20 | 1107901.2011 | 926841.417 | 264779.6284 | 78768.8532 | 2239.7361 | 5469.2298 | 2386000.0656 | 1323228.5944 | 1106978.7307 | 316241.1731 | 94078.0629 | 2675.0426 | 6532.2081 | 2849733.8119
WeekDay | Thursday | 6 | 21 | 1189386.7418 | 887003.182 | 259804.2895 | 79101.9594 | 1660.8671 | 5243.5983 | 2422200.6381 | 1420551.3496 | 1059397.6904 | 310298.8466 | 94475.9103 | 1983.6668 | 6262.7238 | 2892970.1876
WeekDay | Thursday | 6 | 22 | 1232596.5748 | 837796.161 | 254948.4374 | 78364.2609 | 1422.8275 | 4955.3081 | 2410083.5697 | 1472159.2787 | 1000626.9831 | 304499.2298 | 93594.8356 | 1699.3628 | 5918.4026 | 2878498.0926
WeekDay | Thursday | 6 | 23 | 1192157.0452 | 800985.4832 | 257616.2936 | 76121.5416 | 1514.7974 | 4766.7295 | 2333161.8904 | 1423860.0785 | 956661.9243 | 307685.6002 | 90916.2301 | 1809.2075 | 5693.1726 | 2786626.2133
WeekDay | Friday | 6 | 0 | 1121899.0844 | 777466.5442 | 254147.0592 | 75924.1637 | 1850.2168 | 4744.1362 | 2236031.2045 | 1339947.0521 | 928571.9353 | 303542.0989 | 90680.4906 | 2209.8178 | 5666.1882 | 2670617.5828
WeekDay | Friday | 6 | 1 | 1048118.9665 | 757461.1469 | 252207.5115 | 75851.3051 | 1969.2366 | 4609.9322 | 2140218.0987 | 1251827.3159 | 904678.3663 | 301225.5881 | 90593.4714 | 2351.9698 | 5505.9008 | 2556182.6123
WeekDay | Friday | 6 | 2 | 993060.7447 | 736528.9592 | 251368.1302 | 75838.0754 | 2272.1961 | 4557.0639 | 2063625.1695 | 1186068.1909 | 879677.8796 | 300223.068 | 90577.6704 | 2713.8113 | 5442.7572 | 2464703.3775
WeekDay | Friday | 6 | 3 | 945714.2664 | 723894.2563 | 249638.0172 | 75835.3303 | 3494.8539 | 4677.5614 | 2003254.2855 | 1129519.6342 | 864587.5447 | 298156.6969 | 90574.3919 | 4174.1002 | 5586.6741 | 2392599.042
WeekDay | Friday | 6 | 4 | 861540.0097 | 709429.6218 | 247804.9626 | 75832.8521 | 2748.2752 | 4805.8912 | 1902161.6126 | 1028985.5944 | 847311.6198 | 295967.3769 | 90571.432 | 3282.4194 | 5739.9456 | 2271858.3881
WeekDay | Friday | 6 | 5 | 844914.1308 | 726835.6882 | 249603.1975 | 400.1697 | 2721.2253 | 5238.0253 | 1829712.4368 | 1009128.3741 | 868100.6619 | 298115.1098 | 477.9451 | 3250.1121 | 6256.0676 | 2185328.2706
WeekDay | Friday | 6 | 6 | 813774.1632 | 759624.4669 | 254360.0559 | 370.4315 | 4052.083 | 5415.3072 | 1837596.5076 | 971936.1627 | 907262.1409 | 303796.4928 | 442.4271 | 4839.6301 | 6467.8053 | 2194744.659
WeekDay | Friday | 6 | 7 | 744565.4148 | 889466.1672 | 267780.0937 | 305.6937 | 3143.2045 | 5170.8479 | 1910431.4217 | 889276.2696 | 1062339.3719 | 319824.7972 | 365.1071 | 3754.1056 | 6175.8339 | 2281735.4854
WeekDay | Friday | 6 | 8 | 679779.5938 | 1059542.8861 | 281590.7533 | 397.0434 | 3062.0547 | 4647.7383 | 2029020.0695 | 811898.927 | 1265471.5443 | 336319.6432 | 474.2112 | 3657.1838 | 5551.0547 | 2423372.5641
WeekDay | Friday | 6 | 9 | 645536.9406 | 1157317.5743 | 287869.7388 | 527.0909 | 3321.7342 | 4437.4702 | 2099010.5491 | 771001.0042 | 1382249.3428 | 343818.9881 | 629.5342 | 3967.3336 | 5299.9197 | 2506966.1227
WeekDay | Friday | 6 | 10 | 640009.8148 | 1206445.0026 | 294393.625 | 553.8553 | 2613.0255 | 3954.2753 | 2147969.5984 | 764399.6475 | 1440924.988 | 351610.8315 | 661.5005 | 3120.883 | 4722.8129 | 2565440.6634
WeekDay | Friday | 6 | 11 | 645523.7007 | 1224681.8932 | 298397.8179 | 615.848 | 2959.2649 | 3603.7783 | 2175782.303 | 770985.1909 | 1462706.3302 | 356393.264 | 735.5419 | 3534.4161 | 4304.1947 | 2598658.9378
WeekDay | Friday | 6 | 12 | 645461.2728 | 1243840.823 | 301783.414 | 612.6073 | 3392.0641 | 3837.3927 | 2198927.5741 | 770910.6298 | 1485588.9156 | 360436.8714 | 731.6713 | 4051.3326 | 4583.2135 | 2626302.6343
WeekDay | Friday | 6 | 13 | 632541.2941 | 1246715.0777 | 301021.2844 | 582.221 | 3516.4939 | 5401.2993 | 2189777.6704 | 755479.5741 | 1489021.7992 | 359526.6172 | 695.3792 | 4199.946 | 6451.075 | 2615374.3907
WeekDay | Friday | 6 | 14 | 637844.7635 | 1243206.1561 | 296742.6719 | 589.0074 | 3559.7738 | 4618.8189 | 2186561.1915 | 761813.8052 | 1484830.8972 | 354416.4301 | 703.4846 | 4251.6377 | 5516.5146 | 2611532.7693
WeekDay | Friday | 6 | 15 | 660757.7427 | 1222485.4085 | 291283.7133 | 542.9131 | 4636.3619 | 4973.8345 | 2184679.9742 | 789180.0625 | 1460082.9452 | 347896.4895 | 648.4316 | 5537.4673 | 5940.5298 | 2609285.9259
WeekDay | Friday | 6 | 16 | 701387.7761 | 1145425.1785 | 287487.3231 | 391.7057 | 4068.3129 | 4721.8442 | 2143482.1406 | 837706.7921 | 1368045.587 | 343362.2475 | 467.8361 | 4859.0145 | 5639.5636 | 2560081.0408
WeekDay | Friday | 6 | 17 | 743141.3329 | 1043265.0641 | 280144.6654 | 368.2583 | 3965.5231 | 4874.5748 | 2075759.4186 | 887575.4087 | 1246030.0278 | 334592.4992 | 439.8315 | 4736.2468 | 5821.9783 | 2479195.9924
WeekDay | Friday | 6 | 18 | 788872.6689 | 968541.6001 | 272225.3875 | 75780.2002 | 2531.8756 | 5293.906 | 2113245.6384 | 942194.9104 | 1156783.6003 | 325134.0612 | 90508.5469 | 3023.9612 | 6322.8091 | 2523967.8889
WeekDay | Friday | 6 | 19 | 883474.4164 | 964942.1749 | 268387.4352 | 75994.0104 | 1742.017 | 5360.9327 | 2199900.9865 | 1055183.0876 | 1152484.6046 | 320550.1792 | 90763.9124 | 2080.5887 | 6402.8628 | 2627465.2353
WeekDay | Friday | 6 | 20 | 949465.8121 | 941575.4316 | 264532.807 | 76346.4464 | 2569.7455 | 5205.4909 | 2239695.7336 | 1134000.3159 | 1124576.3915 | 315946.3804 | 91184.8465 | 3069.1913 | 6217.21 | 2674994.3356
WeekDay | Friday | 6 | 21 | 1012546.8308 | 901763.7357 | 257580.1077 | 75971.6305 | 2245.1461 | 4985.4324 | 2255092.8832 | 1209341.5174 | 1077027.0483 | 307642.3813 | 90737.1828 | 2681.504 | 5954.3818 | 2693384.0156
WeekDay | Friday | 6 | 22 | 1052972.8179 | 861534.135 | 252723.7541 | 75947.4587 | 2364.1659 | 4842.1911 | 2250384.5226 | 1257624.5431 | 1028978.578 | 301842.1657 | 90708.313 | 2823.656 | 5783.3006 | 2687760.5563
WeekDay | Friday | 6 | 23 | 1048807.0639 | 828796.2128 | 252816.5743 | 75939.681 | 1812.3469 | 4637.1947 | 2212809.0736 | 1252649.1492 | 989877.8398 | 301953.026 | 90699.0237 | 2164.5876 | 5538.462 | 2642882.0883
Saturday | Saturday | 6 | 0 | 1007629.8179 | 790673.3483 | 248424.4085 | 75914.7847 | 2212.6862 | 4509.3168 | 2129364.3624 | 1203468.8529 | 944345.5628 | 296707.2159 | 90669.2887 | 2642.7353 | 5385.7302 | 2543219.3857
Saturday | Saturday | 6 | 1 | 959415.1354 | 764803.5827 | 235819.8475 | 75848.2931 | 1915.1367 | 4442.4407 | 2042244.436 | 1145883.3511 | 913447.8495 | 281652.8812 | 90589.8741 | 2287.3552 | 5305.8563 | 2439167.1674
Saturday | Saturday | 6 | 2 | 914727.1443 | 746176.1117 | 231976.5057 | 75845.2049 | 1379.5476 | 4426.3241 | 1974530.8383 | 1092509.9749 | 891200.0153 | 277062.5623 | 90586.1857 | 1647.6711 | 5286.6074 | 2358293.0167
Saturday | Saturday | 6 | 3 | 875985.3845 | 728667.8547 | 229463.8771 | 75839.1048 | 2380.3959 | 4415.1781 | 1916751.7951 | 1046238.5165 | 870288.9213 | 274061.5889 | 90578.8999 | 2843.0404 | 5273.2951 | 2289284.262
Saturday | Saturday | 6 | 4 | 806572.6901 | 717858.4982 | 225655.026 | 75836.8935 | 3110.7446 | 4397.4047 | 1833431.2571 | 963335.0392 | 857378.7 | 269512.4642 | 90576.2588 | 3715.3369 | 5252.0673 | 2189769.8665
Saturday | Saturday | 6 | 5 | 778920.5169 | 725757.685 | 226381.2854 | 401.2753 | 3543.5438 | 4448.0137 | 1739452.3202 | 930308.4965 | 866813.1422 | 270379.8766 | 479.2657 | 4232.2533 | 5312.5124 | 2077525.5468
Saturday | Saturday | 6 | 6 | 764266.4141 | 722779.1556 | 221669.6714 | 366.8476 | 4046.673 | 4337.7585 | 1717466.5202 | 912806.2789 | 863255.7174 | 264752.5315 | 438.1467 | 4833.1687 | 5180.8285 | 2051266.6717
Saturday | Saturday | 6 | 7 | 760314.5248 | 774225.9858 | 220700.5743 | 275.3454 | 3570.5938 | 3886.6461 | 1762973.6702 | 908086.3158 | 924701.5545 | 263595.0845 | 328.8605 | 4264.5606 | 4642.0396 | 2105618.4154
Saturday | Saturday | 6 | 8 | 743693.972 | 852873.4519 | 224743.7402 | 280.5687 | 2623.8454 | 3174.0541 | 1827389.6324 | 888235.4566 | 1018634.6381 | 268424.0645 | 335.0989 | 3133.8059 | 3790.951 | 2182554.015
Saturday | Saturday | 6 | 9 | 720700.943 | 935555.5092 | 228032.8895 | 283.6569 | 3072.8747 | 2670.8265 | 1890316.6998 | 860773.5913 | 1117386.4603 | 272352.4801 | 338.7873 | 3670.1067 | 3189.9181 | 2257711.3438
Saturday | Saturday | 6 | 10 | 697263.2987 | 978518.2306 | 229800.6037 | 289.4139 | 3657.1536 | 2516.2885 | 1912044.989 | 832780.6971 | 1168699.25 | 274463.7604 | 345.6632 | 4367.9439 | 3005.3446 | 2283662.6593
Saturday | Saturday | 6 | 11 | 699908.9225 | 1003765.4673 | 235755.1312 | 338.9395 | 3072.8747 | 2430.2835 | 1945271.6186 | 835940.5142 | 1198853.442 | 281575.5868 | 404.8144 | 3670.1067 | 2902.624 | 2323347.0881
Saturday | Saturday | 6 | 12 | 712303.2411 | 999508.5003 | 243201.0011 | 367.4576 | 3224.3544 | 2342.6215 | 1960947.176 | 850743.7446 | 1193769.1073 | 290468.6072 | 438.8753 | 3851.0274 | 2797.9244 | 2342069.2863
Saturday | Saturday | 6 | 13 | 706960.511 | 973435.5147 | 242605.3273 | 374.0916 | 3359.6042 | 2511.1674 | 1929246.2161 | 844362.6221 | 1162628.6772 | 289757.1605 | 446.7985 | 4012.5638 | 2999.2282 | 2304207.0503
Saturday | Saturday | 6 | 14 | 721378.816 | 951619.053 | 239774.8621 | 409.3962 | 3889.7832 | 3510.0915 | 1920582.002 | 861583.2132 | 1136572.0523 | 286376.5771 | 488.9648 | 4645.7865 | 4192.2993 | 2293858.8932
Saturday | Saturday | 6 | 15 | 732524.9532 | 945871.6953 | 236053.4571 | 576.6165 | 5859.0198 | 3524.4005 | 1924410.1425 | 874895.6705 | 1129707.6604 | 281931.8943 | 688.6854 | 6997.7563 | 4209.3894 | 2298431.0562
Saturday | Saturday | 6 | 16 | 745941.5731 | 933839.4576 | 233027.0127 | 585.5379 | 4057.4929 | 4376.6189 | 1921827.6932 | 890919.8927 | 1115336.8835 | 278317.2418 | 699.3408 | 4846.0916 | 5227.2417 | 2295346.6921
Saturday | Saturday | 6 | 17 | 774396.52 | 897185.8926 | 233909.676 | 572.1939 | 3846.5033 | 5174.7641 | 1915085.5499 | 924905.2331 | 1071559.4733 | 279371.4561 | 683.4032 | 4594.0948 | 6180.5112 | 2287294.1718
Saturday | Saturday | 6 | 18 | 803817.1753 | 882748.0963 | 231274.3956 | 76024.3968 | 2634.6654 | 5443.1722 | 2001941.9016 | 960043.9732 | 1054315.6028 | 276223.9928 | 90800.2045 | 3146.7288 | 6501.0861 | 2391031.5882
Saturday | Saturday | 6 | 19 | 892177.8549 | 901345.9504 | 227846.9376 | 76832.2088 | 1904.3167 | 5519.3869 | 2105626.6552 | 1065578.0927 | 1076528.0638 | 272130.3873 | 91765.0198 | 2274.4323 | 6592.1136 | 2514868.1095
Saturday | Saturday | 6 | 20 | 959621.513 | 884402.9355 | 227292.6462 | 77457.0546 | 1958.4166 | 5313.0349 | 2156045.6008 | 1146129.8394 | 1056292.0701 | 271468.3659 | 92511.3082 | 2339.0469 | 6345.6559 | 2575086.2864
Saturday | Saturday | 6 | 21 | 1013295.4409 | 862809.6851 | 225182.3858 | 77464.0316 | 2564.3355 | 5145.3928 | 2186461.2717 | 1210235.6244 | 1030502.039 | 268947.9635 | 92519.6413 | 3062.7299 | 6145.4315 | 2611413.4295
Saturday | Saturday | 6 | 22 | 1046227.516 | 830191.293 | 220007.9871 | 77494.0367 | 3159.4345 | 4930.3048 | 2182010.5722 | 1249568.2504 | 991544.0624 | 262767.8887 | 92555.478 | 3773.49 | 5888.5398 | 2606097.7094
Saturday | Saturday | 6 | 23 | 1038986.5933 | 805002.7858 | 216144.9805 | 77375.0457 | 2077.4364 | 4768.2357 | 2144355.0774 | 1240920.0099 | 961460.0143 | 258154.0831 | 92413.3604 | 2481.1989 | 5694.9716 | 2561123.6382
Sunday | Sunday | 6 | 0 | 1011971.4317 | 779713.6969 | 215060.1968 | 76438.8637 | 1871.8567 | 4705.1252 | 2089761.1711 | 1208654.286 | 931255.8359 | 256858.465 | 91295.2256 | 2235.6636 | 5619.5951 | 2495919.0713
Sunday | Sunday | 6 | 1 | 967281.3142 | 749817.1429 | 216080.3271 | 75837.7704 | 1888.0867 | 4634.7848 | 2015539.4261 | 1155278.37 | 895548.7034 | 258076.8639 | 90577.3062 | 2255.048 | 5535.5836 | 2407271.875
Sunday | Sunday | 6 | 2 | 925556.2474 | 725396.318 | 215735.4576 | 75839.1048 | 1536.4373 | 4577.2472 | 1948640.8124 | 1105443.7806 | 866381.5413 | 257664.9669 | 90578.8999 | 1835.0533 | 5466.8633 | 2327371.1054
Sunday | Sunday | 6 | 3 | 889872.126 | 724842.5597 | 214547.785 | 75835.8259 | 1888.0867 | 4610.384 | 1911596.7674 | 1062824.2313 | 865720.1567 | 256246.4628 | 90574.9838 | 2255.048 | 5506.4404 | 2283127.323
Sunday | Sunday | 6 | 4 | 831756.07 | 721336.4005 | 213327.7688 | 75831.9371 | 3538.1339 | 4666.7166 | 1850457.0268 | 993412.9634 | 861532.5539 | 254789.329 | 90570.3392 | 4225.7919 | 5573.7216 | 2210104.699
Sunday | Sunday | 6 | 5 | 804355.2305 | 713278.6698 | 211705.4763 | 402.2666 | 3732.8935 | 4697.2928 | 1738171.8296 | 960686.6027 | 851908.7539 | 252851.734 | 480.4496 | 4458.4043 | 5610.2405 | 2075996.185
Sunday | Sunday | 6 | 6 | 785964.2343 | 699833.1476 | 209943.8396 | 358.2693 | 4474.0622 | 4421.6549 | 1704995.2079 | 938721.2037 | 835850.0119 | 250747.7124 | 427.9011 | 5343.6237 | 5281.0306 | 2036371.4834
Sunday | Sunday | 6 | 7 | 793236.0115 | 720813.3431 | 211295.5266 | 264.7464 | 3521.9039 | 3888.1523 | 1733019.6838 | 947406.2953 | 860907.8371 | 252362.1081 | 316.2015 | 4206.4075 | 4643.8385 | 2069842.688
Sunday | Sunday | 6 | 8 | 807659.6145 | 756468.2272 | 214388.0196 | 278.6242 | 2050.3864 | 3271.5065 | 1784116.3784 | 964633.214 | 903492.4666 | 256055.6461 | 332.7766 | 2448.8916 | 3907.3438 | 2130870.3387
Sunday | Sunday | 6 | 9 | 790520.8546 | 790590.1562 | 218829.5438 | 333.1062 | 3824.8634 | 2735.8952 | 1806834.4193 | 944163.4311 | 944246.2018 | 261360.4077 | 397.8474 | 4568.249 | 3267.6332 | 2158003.7702
Sunday | Sunday | 6 | 10 | 757213.1482 | 814211.8221 | 220128.3546 | 338.3294 | 3283.8643 | 2602.2936 | 1797777.8123 | 904382.1676 | 972458.8834 | 262911.6504 | 404.0858 | 3922.1035 | 3108.0653 | 2147186.956
Sunday | Sunday | 6 | 11 | 736712.8054 | 836833.5054 | 221731.1266 | 339.8164 | 3505.6739 | 3395.4682 | 1802518.3959 | 879897.4575 | 999477.2295 | 264825.931 | 405.8617 | 4187.0231 | 4055.3983 | 2152848.9011
Sunday | Sunday | 6 | 12 | 734821.8414 | 857623.4847 | 222475.1375 | 340.617 | 3960.1131 | 3406.9155 | 1822628.1092 | 877638.973 | 1024307.8688 | 265714.5449 | 406.818 | 4729.7854 | 4069.0704 | 2176867.0605
Sunday | Sunday | 6 | 13 | 721303.7367 | 854344.1845 | 221115.1695 | 353.4273 | 3873.5533 | 3086.2416 | 1804076.3128 | 861493.5417 | 1020391.2165 | 264090.2587 | 422.1181 | 4626.4021 | 3686.0716 | 2154709.6087
Sunday | Sunday | 6 | 14 | 709716.6864 | 855128.4681 | 221089.5703 | 387.5881 | 4993.4213 | 3543.6801 | 1794859.4145 | 847654.4771 | 1021327.9305 | 264059.6843 | 462.9183 | 5963.9234 | 4232.4161 | 2143701.3496
Sunday | Sunday | 6 | 15 | 709468.4226 | 852822.2122 | 219384.8896 | 402.6097 | 5810.3299 | 4560.227 | 1792448.691 | 847357.9617 | 1018573.4396 | 262023.6884 | 480.8594 | 6939.6032 | 5446.535 | 2140822.0873
Sunday | Sunday | 6 | 16 | 714765.3421 | 841121.2911 | 216682.4227 | 401.1991 | 5382.9406 | 4584.0252 | 1782937.2208 | 853684.3701 | 1004598.3726 | 258795.9805 | 479.1746 | 6429.1482 | 5474.9586 | 2129462.0046
Sunday | Sunday | 6 | 17 | 731591.8026 | 834425.0405 | 217286.2966 | 401.0085 | 6237.7192 | 4944.6139 | 1794886.4812 | 873781.1564 | 996600.6646 | 259517.221 | 478.9469 | 7450.0581 | 5905.6299 | 2143733.6769
Sunday | Sunday | 6 | 18 | 761886.2868 | 854820.7217 | 220254.6459 | 75849.17 | 4625.542 | 5023.2385 | 1922459.6049 | 909963.5593 | 1020960.3717 | 263062.4872 | 90590.9214 | 5524.5444 | 5999.5357 | 2296101.4197
Sunday | Sunday | 6 | 19 | 887081.3343 | 877545.8277 | 221810.4431 | 75891.7186 | 3116.1546 | 5074.4499 | 2070519.9282 | 1059491.0321 | 1048102.2414 | 264920.6631 | 90641.7395 | 3721.7983 | 6060.7004 | 2472938.1748
Sunday | Sunday | 6 | 20 | 1037419.2871 | 858911.2367 | 222289.6422 | 76456.5541 | 2997.1348 | 4926.6899 | 2203000.5449 | 1239048.0882 | 1025845.9033 | 265492.9975 | 91316.3543 | 3579.6463 | 5884.2223 | 2631167.2119
Sunday | Sunday | 6 | 21 | 1120121.6364 | 830353.8908 | 221194.8342 | 76110.0657 | 2218.0961 | 4792.034 | 2254790.5572 | 1337824.1462 | 991738.2621 | 264185.4068 | 90902.5238 | 2649.1967 | 5723.3952 | 2693022.9308
Sunday | Sunday | 6 | 22 | 1147590.6051 | 811735.5461 | 219144.2547 | 75967.4748 | 1704.147 | 4745.04 | 2260887.0677 | 1370631.8775 | 969501.3279 | 261736.2846 | 90732.2194 | 2035.3585 | 5667.2676 | 2700304.3355
Sunday | Sunday | 6 | 23 | 1115171.0436 | 789488.793 | 218959.6795 | 75948.2974 | 1790.7069 | 4729.074 | 2206087.5944 | 1331911.3753 | 942930.7819 | 261515.8361 | 90709.3148 | 2138.7418 | 5648.1986 | 2634854.2485
WeekDay | Monday | 6 | 0 | 1042404.3933 | 770510.5108 | 218042.9968 | 75905.6726 | 2088.2564 | 4615.957 | 2113567.787 | 1245002.0803 | 920263.9542 | 260420.9905 | 90658.4056 | 2494.1218 | 5513.0966 | 2524352.649
WeekDay | Monday | 6 | 1 | 977925.7235 | 753599.6861 | 219857.3897 | 75860.1122 | 1985.4665 | 4576.4941 | 2033804.8722 | 1167991.5856 | 900066.407 | 262588.0218 | 90603.9902 | 2371.3542 | 5465.9638 | 2429087.3225
WeekDay | Monday | 6 | 2 | 926483.3623 | 732877.9731 | 221260.7366 | 75859.3878 | 2466.9557 | 4532.3619 | 1963480.7774 | 1106551.0859 | 875317.302 | 264264.1178 | 90603.125 | 2946.4237 | 5413.2543 | 2345095.3086
WeekDay | Monday | 6 | 3 | 884528.9304 | 725127.9446 | 220529.5962 | 75855.4227 | 3040.4147 | 4725.4591 | 1913807.7677 | 1056442.5529 | 866061.0079 | 263390.8758 | 90598.3893 | 3631.338 | 5643.8811 | 2285768.0449
WeekDay | Monday | 6 | 4 | 871348.6655 | 727034.5984 | 223834.6873 | 75850.1994 | 2851.065 | 4816.8866 | 1905736.1022 | 1040700.6227 | 868338.2315 | 267338.3316 | 90592.1509 | 3405.187 | 5753.078 | 2276127.6017
WeekDay | Monday | 6 | 5 | 855554.8491 | 755647.0144 | 229453.3494 | 415.8394 | 3581.4138 | 5267.6978 | 1849920.1639 | 1021837.1812 | 902511.6461 | 274049.0151 | 496.6604 | 4277.4835 | 6291.5071 | 2209463.4934
WeekDay | Monday | 6 | 6 | 831091.2963 | 806416.5037 | 239601.7969 | 374.3203 | 4203.5627 | 5308.215 | 1886995.695 | 992618.9869 | 963148.497 | 286169.8757 | 447.0718 | 5020.5509 | 6339.8992 | 2253744.8814
WeekDay | Monday | 6 | 7 | 757172.3041 | 951549.4936 | 258185.9727 | 325.5191 | 3749.1235 | 5284.4168 | 1976266.8299 | 904333.3852 | 1136488.9736 | 308366 | 388.7858 | 4477.7886 | 6311.4756 | 2360366.4088
WeekDay | Monday | 6 | 8 | 694699.3901 | 1130830.1374 | 274514.7178 | 412.98 | 3570.5938 | 5002.4527 | 2109030.2718 | 829718.4772 | 1350613.9101 | 327868.3368 | 493.2452 | 4264.5606 | 5974.7101 | 2518933.2399
WeekDay | Monday | 6 | 9 | 670255.1915 | 1226726.5075 | 279285.6946 | 441.3076 | 3056.6447 | 5460.4937 | 2185225.8396 | 800523.3987 | 1465148.3278 | 333566.5823 | 527.0784 | 3650.7223 | 6521.7742 | 2609937.8837
WeekDay | Monday | 6 | 10 | 661672.1647 | 1284466.8618 | 285374.0062 | 482.2167 | 3035.0047 | 4764.0183 | 2239794.2725 | 790272.208 | 1534110.8742 | 340838.1945 | 575.9384 | 3624.8765 | 5689.9345 | 2675112.0261
WeekDay | Monday | 6 | 11 | 669550.4347 | 1303423.6432 | 288398.0911 | 494.0357 | 3635.5137 | 5336.2307 | 2270837.949 | 799681.668 | 1556752.0222 | 344450.0289 | 590.0546 | 4342.0981 | 6373.3599 | 2712189.2316
WeekDay | Monday | 6 | 12 | 685084.4993 | 1299973.2683 | 292314.2857 | 486.4487 | 4327.9925 | 5437.5992 | 2287624.0936 | 818234.8734 | 1552631.0458 | 349127.3599 | 580.9929 | 5169.1644 | 6494.43 | 2732237.8664
WeekDay | Monday | 6 | 13 | 664974.3963 | 1302364.7757 | 293859.6339 | 482.2929 | 3624.6937 | 4945.9695 | 2270251.7621 | 794216.2486 | 1555487.3574 | 350973.056 | 576.0295 | 4329.1752 | 5907.249 | 2711489.1156
WeekDay | Monday | 6 | 14 | 668210.0508 | 1293382.978 | 293249.2665 | 461.2855 | 4387.5024 | 4235.4863 | 2263926.5695 | 798080.7723 | 1544759.8922 | 350244.06 | 550.9392 | 5240.2404 | 5058.679 | 2703934.5831
WeekDay | Monday | 6 | 15 | 694180.6296 | 1245758.3962 | 291702.0878 | 423.1215 | 4041.263 | 4681.4775 | 2240786.9756 | 829098.8924 | 1487879.1808 | 348396.1776 | 505.3578 | 4826.7072 | 5591.3514 | 2676297.6672
WeekDay | Monday | 6 | 16 | 733738.1419 | 1168966.3788 | 284844.064 | 352.436 | 4841.9416 | 5154.5808 | 2197897.5431 | 876344.6499 | 1396162.1639 | 340205.2548 | 420.9341 | 5783.0026 | 6156.4051 | 2625072.4104
WeekDay | Monday | 6 | 17 | 776592.7199 | 1058805.9412 | 278361.5939 | 315.7589 | 4755.3817 | 5616.3873 | 2124447.783 | 927528.2779 | 1264591.3696 | 332462.8769 | 377.1286 | 5679.6193 | 6707.9667 | 2537347.239
WeekDay | Monday | 6 | 18 | 832546.3768 | 987621.7641 | 270835.0823 | 75728.8446 | 2450.7257 | 5723.9313 | 2174906.7249 | 994356.8712 | 1179572.1111 | 323473.5416 | 90447.21 | 2927.0393 | 6836.4125 | 2597613.1857
WeekDay | Monday | 6 | 19 | 970043.3488 | 985349.2691 | 266044.5874 | 75758.6972 | 2396.6258 | 5635.8176 | 2305228.3459 | 1158577.223 | 1176857.9428 | 317751.9846 | 90482.8646 | 2862.4248 | 6731.1733 | 2753263.6131
WeekDay | Monday | 6 | 20 | 1075217.9879 | 940148.2083 | 260241.0563 | 75923.1343 | 2374.9859 | 5419.6752 | 2359325.0479 | 1284193.1983 | 1122871.7786 | 310820.5016 | 90679.2611 | 2836.5789 | 6473.0223 | 2817874.3409
WeekDay | Monday | 6 | 21 | 1146492.9599 | 896952.2311 | 257707.9531 | 75940.2529 | 2596.7955 | 5173.2579 | 2384863.4503 | 1369320.8982 | 1071280.3982 | 307795.0743 | 90699.7067 | 3101.4986 | 6178.7123 | 2848376.2883
WeekDay | Monday | 6 | 22 | 1164535.3682 | 847078.5524 | 253550.0997 | 75936.7071 | 1622.9972 | 5033.9327 | 2347757.6573 | 1390869.9592 | 1011713.4642 | 302829.1166 | 90695.4719 | 1938.4366 | 6012.3083 | 2804058.7569
WeekDay | Monday | 6 | 23 | 1107326.7928 | 815132.6261 | 250005.2959 | 75914.0222 | 1796.1169 | 4904.8497 | 2255079.7037 | 1322542.5463 | 973558.6513 | 298595.3585 | 90668.378 | 2145.2032 | 5858.1374 | 2693368.2747
WeekDay | Tuesday | 6 | 0 | 1027628.4237 | 801238.9627 | 246883.0233 | 75895.9124 | 2856.475 | 4782.2436 | 2159285.0407 | 1227354.3104 | 956964.6692 | 294866.253 | 90646.7485 | 3411.6485 | 5711.7019 | 2578955.3314
WeekDay | Tuesday | 6 | 1 | 962067.3126 | 775144.641 | 243303.1326 | 75825.1888 | 2623.8454 | 4691.1173 | 2063655.2378 | 1149050.9953 | 925798.756 | 290590.5886 | 90562.2793 | 3133.8059 | 5602.8648 | 2464739.2898
WeekDay | Tuesday | 6 | 2 | 915342.7457 | 756380.1536 | 240538.3613 | 75818.7455 | 2672.5354 | 4619.572 | 1995372.1135 | 1093245.2222 | 903387.2754 | 287288.4671 | 90554.5837 | 3191.959 | 5517.4141 | 2383184.9215
WeekDay | Tuesday | 6 | 3 | 873259.5247 | 737945.5997 | 240613.7351 | 75815.1236 | 2385.8059 | 4774.4112 | 1934794.2001 | 1042982.8691 | 881369.8529 | 287378.4902 | 90550.2578 | 2849.5019 | 5702.3473 | 2310833.3191
WeekDay | Tuesday | 6 | 4 | 864688.1751 | 740386.7431 | 243457.6602 | 75824.5788 | 1920.5467 | 4921.87 | 1931199.5739 | 1032745.6251 | 884285.4475 | 290775.1496 | 90561.5507 | 2293.8167 | 5878.4656 | 2306540.0552
WeekDay | Tuesday | 6 | 5 | 856116.8255 | 768249.6375 | 246789.3547 | 379.7723 | 2726.6353 | 5151.8696 | 1879414.0949 | 1022508.3812 | 917563.6663 | 294754.3794 | 453.5834 | 3256.5735 | 6153.167 | 2244689.7508
WeekDay | Tuesday | 6 | 6 | 851379.8861 | 815693.5424 | 252807.81 | 339.5113 | 2980.9048 | 5295.8641 | 1928497.5187 | 1016850.7885 | 974228.5851 | 301942.5584 | 405.4975 | 3560.262 | 6325.1477 | 2303312.8391
WeekDay | Tuesday | 6 | 7 | 822264.8723 | 962562.0001 | 267845.7977 | 282.9325 | 2331.7059 | 5404.1612 | 2060691.4697 | 982077.0933 | 1149641.8282 | 319903.2712 | 337.9221 | 2784.8873 | 6454.493 | 2461199.4952
WeekDay | Tuesday | 6 | 8 | 745454.8716 | 1132346.7504 | 280874.2652 | 354.5711 | 2142.0182 | 4946.7226 | 2166119.199 | 890338.5978 | 1352425.286 | 335463.9012 | 423.4841 | 2558.3325 | 5908.1485 | 2587117.7503
WeekDay | Tuesday | 6 | 9 | 680884.8737 | 1235399.8149 | 289594.7559 | 398.4159 | 2601.5292 | 4821.5559 | 2213700.9455 | 813219.0249 | 1475507.3457 | 345879.2728 | 475.8505 | 3107.1524 | 5758.6548 | 2643947.301
WeekDay | Tuesday | 6 | 10 | 651622.2752 | 1281129.4149 | 291987.4568 | 424.3034 | 3308.7164 | 4793.8414 | 2233266.0082 | 778269.0608 | 1530124.7739 | 348737.0099 | 506.7694 | 3951.7858 | 5725.5539 | 2667314.9537
WeekDay | Tuesday | 6 | 11 | 651073.4323 | 1300621.9536 | 290572.2218 | 452.8216 | 3613.1975 | 4144.2094 | 2250477.8362 | 777613.547 | 1553405.8071 | 347046.7152 | 540.8302 | 4315.4446 | 4949.6619 | 2687872.006
WeekDay | Tuesday | 6 | 12 | 657000.8693 | 1303620.8665 | 295518.3897 | 479.586 | 4690.4618 | 3814.6488 | 2265124.8221 | 784693.0177 | 1556987.5771 | 352954.2012 | 572.7965 | 5602.0819 | 4556.0492 | 2705365.7235
WeekDay | Tuesday | 6 | 13 | 635500.9827 | 1298957.498 | 293390.7268 | 509.1717 | 4479.4722 | 3812.3895 | 2236650.241 | 759014.4963 | 1551417.8544 | 350413.014 | 608.1323 | 5350.0851 | 4553.3508 | 2671356.9329
WeekDay | Tuesday | 6 | 14 | 633956.5557 | 1291235.3781 | 289215.451 | 441.8794 | 5231.4609 | 5008.7788 | 2225089.5039 | 757169.9003 | 1542194.8931 | 345426.2476 | 527.7614 | 6248.2274 | 5982.2657 | 2657549.2956
WeekDay | Tuesday | 6 | 15 | 645210.88 | 1263386.242 | 288258.9764 | 388.1981 | 5523.6004 | 4963.291 | 2207731.1879 | 770611.5716 | 1508933.1065 | 344283.8763 | 463.6468 | 6597.146 | 5927.9371 | 2636817.2844
WeekDay | Tuesday | 6 | 16 | 679598.0541 | 1185794.8837 | 283358.7948 | 348.6997 | 5236.8709 | 5059.689 | 2159396.9922 | 811682.1039 | 1416261.3919 | 338431.3145 | 416.4716 | 6254.6889 | 6043.0706 | 2579089.0413
WeekDay | Tuesday | 6 | 17 | 718533.9421 | 1072727.3148 | 275880.7127 | 318.1608 | 6427.0688 | 5310.1731 | 2079197.3725 | 858185.4205 | 1281218.4476 | 329499.8213 | 379.9973 | 7676.2091 | 6342.2378 | 2483302.1336
WeekDay | Tuesday | 6 | 18 | 768173.4641 | 1016247.6918 | 267668.3323 | 75767.2755 | 5491.1405 | 5561.1091 | 2138909.0134 | 917472.6881 | 1213761.6635 | 319691.3143 | 90493.1102 | 6558.3773 | 6641.9448 | 2554619.0982
WeekDay | Tuesday | 6 | 19 | 838534.2351 | 1004670.1638 | 262589.1228 | 76502.839 | 4252.2526 | 5548.4569 | 2192097.0701 | 1001508.5064 | 1199933.9718 | 313624.9292 | 91371.6349 | 5078.704 | 6626.8335 | 2618144.5799
WeekDay | Tuesday | 6 | 20 | 959984.4062 | 954050.6495 | 258740.7139 | 76757.787 | 3294.6843 | 5405.6674 | 2258233.9082 | 1146563.2632 | 1139476.2445 | 309028.5585 | 91676.1337 | 3935.0264 | 6456.292 | 2697135.5182
WeekDay | Tuesday | 6 | 21 | 1095864.1634 | 897056.1811 | 254270.2899 | 76777.0406 | 3099.9246 | 5194.1943 | 2332261.7939 | 1308852.0845 | 1071404.5516 | 303689.2802 | 91699.1293 | 3702.414 | 6203.7178 | 2785551.1775
WeekDay | Tuesday | 6 | 22 | 1163058.9826 | 856093.8757 | 249708.3701 | 76538.7917 | 2769.9152 | 4895.0593 | 2353064.9946 | 1389106.629 | 1022480.9709 | 298240.7233 | 91414.5753 | 3308.2652 | 5846.4441 | 2810397.6077
WeekDay | Tuesday | 6 | 23 | 1192436.8328 | 817956.2977 | 246986.6416 | 75894.5399 | 3105.3346 | 4698.9497 | 2341078.5963 | 1424194.2446 | 976931.1208 | 294990.0102 | 90645.1092 | 3708.8754 | 5612.2194 | 2796081.5795
WeekDay | Wednesday | 6 | 0 | 1139150.3151 | 783462.5566 | 247061.7475 | 75863.7341 | 3089.1046 | 4695.0335 | 2253322.4915 | 1360551.1653 | 935733.3095 | 295079.7134 | 90608.3161 | 3689.4911 | 5607.5421 | 2691269.5375
WeekDay | Wednesday | 6 | 1 | 1063065.0826 | 761084.2461 | 246815.6488 | 75800.6738 | 3121.5646 | 4561.5826 | 2154448.7985 | 1269678.3012 | 909005.6371 | 294785.7839 | 90532.9997 | 3728.2598 | 5448.1541 | 2573179.1359
WeekDay | Wednesday | 6 | 2 | 998456.8097 | 737560.8016 | 246456.3852 | 75799.2632 | 2239.7361 | 4542.303 | 2065055.2987 | 1192513.0142 | 880910.2669 | 294356.6952 | 90531.3149 | 2675.0426 | 5425.1274 | 2466411.4611
WeekDay | Wednesday | 6 | 3 | 945907.483 | 728531.2901 | 249158.4934 | 75803.2283 | 3997.9831 | 4625.5968 | 2008024.0746 | 1129750.4036 | 870125.8145 | 297583.9747 | 90536.0506 | 4775.0156 | 5524.61 | 2398295.8689
WeekDay | Wednesday | 6 | 4 | 898000.7994 | 727114.6181 | 251058.9065 | 75803.4189 | 3121.5646 | 4788.4191 | 1959887.7266 | 1072532.7623 | 868433.8036 | 299853.7447 | 90536.2783 | 3728.2598 | 5719.0777 | 2340803.9263
WeekDay | Wednesday | 6 | 5 | 832562.5219 | 746558.84 | 256181.8709 | 368.6014 | 3624.6937 | 5156.8401 | 1844453.368 | 994376.1542 | 891657.1293 | 305972.3886 | 440.2414 | 4329.1752 | 6159.1036 | 2202934.1923
WeekDay | Wednesday | 6 | 6 | 821900.9706 | 776753.4418 | 259387.218 | 330.018 | 4360.4524 | 5114.9672 | 1867847.0681 | 981642.465 | 927720.2371 | 309800.7147 | 394.159 | 5207.9331 | 6109.0925 | 2230874.6014
WeekDay | Wednesday | 6 | 7 | 784575.221 | 914656.0173 | 269467.5116 | 267.7584 | 3370.4241 | 5391.0571 | 1977727.9895 | 937062.2271 | 1092425.0239 | 321840.1752 | 319.7988 | 4025.4867 | 6438.8421 | 2362111.5538
WeekDay | Wednesday | 6 | 8 | 709841.5918 | 1087446.374 | 280270.253 | 348.0134 | 2905.165 | 4791.5821 | 2085602.9793 | 847803.6587 | 1298798.2462 | 334742.4956 | 415.652 | 3469.8016 | 5722.8555 | 2490952.7095
WeekDay | Wednesday | 6 | 9 | 645913.067 | 1192674.0239 | 287114.6443 | 379.0861 | 3245.9944 | 4751.6673 | 2134078.4829 | 771450.2329 | 1424477.5352 | 342917.1363 | 452.7638 | 3876.8733 | 5675.183 | 2548849.7245
WeekDay | Wednesday | 6 | 10 | 617969.6313 | 1234710.0218 | 290601.7375 | 386.1393 | 3251.4043 | 4962.9898 | 2151881.924 | 738075.8192 | 1474683.487 | 347081.9674 | 461.1879 | 3883.3347 | 5927.5773 | 2570113.3735
WeekDay | Wednesday | 6 | 11 | 613824.7261 | 1263754.941 | 291883.0469 | 385.7962 | 3343.3742 | 4804.8368 | 2177996.7213 | 733125.3263 | 1509373.4645 | 348612.3072 | 460.7781 | 3993.1795 | 5738.6863 | 2601303.7419
WeekDay | Wednesday | 6 | 12 | 621557.3712 | 1280992.6991 | 296140.3928 | 386.5206 | 4425.3723 | 4128.9966 | 2207631.3527 | 742360.8583 | 1529961.4866 | 353697.0944 | 461.6433 | 5285.4706 | 4931.4924 | 2636698.0456
WeekDay | Wednesday | 6 | 13 | 642270.1184 | 1290151.5169 | 295456.6161 | 372.2234 | 4338.8125 | 5290.8935 | 2237880.1808 | 767099.255 | 1540900.3768 | 352880.4215 | 444.5673 | 5182.0873 | 6319.2111 | 2672825.919
WeekDay | Wednesday | 6 | 14 | 634349.5365 | 1268085.0386 | 295375.5103 | 579.5522 | 4933.9114 | 5776.649 | 2209100.1981 | 757639.2595 | 1514545.1431 | 352783.5523 | 692.1917 | 5892.8474 | 6899.3761 | 2638452.3701
WeekDay | Wednesday | 6 | 15 | 640810.749 | 1234048.867 | 292597.7827 | 587.2536 | 6335.099 | 5930.4339 | 2180310.1852 | 765356.2482 | 1473893.8328 | 349465.9563 | 701.3899 | 7566.3643 | 7083.0501 | 2604066.8416
WeekDay | Wednesday | 6 | 16 | 676433.1032 | 1162907.3755 | 286597.3532 | 568.4575 | 5458.6805 | 5536.4071 | 2137501.3771 | 807902.0254 | 1388925.5562 | 342299.3065 | 678.9407 | 6519.6085 | 6612.4418 | 2552937.8792
WeekDay | Wednesday | 6 | 17 | 710866.108 | 1077358.5559 | 279082.9308 | 579.0184 | 5658.8502 | 5529.6292 | 2079075.0924 | 849027.2958 | 1286749.7988 | 333324.4101 | 691.5542 | 6758.6824 | 6604.3465 | 2483156.0878
WeekDay | Wednesday | 6 | 18 | 756026.8235 | 1005882.8916 | 273274.9869 | 76113.2302 | 3808.6334 | 5531.8885 | 2120638.454 | 902965.2734 | 1201382.4007 | 326387.6566 | 90906.3033 | 4548.8646 | 6607.0449 | 2532797.5435
WeekDay | Wednesday | 6 | 19 | 817395.7373 | 996211.5755 | 269029.0019 | 76909.6807 | 3267.6343 | 5538.6665 | 2168352.2962 | 976261.612 | 1189831.405 | 321316.4384 | 91857.5488 | 3902.7191 | 6615.1403 | 2589784.8636
WeekDay | Wednesday | 6 | 20 | 926028.3683 | 939412.7386 | 265257.0532 | 78418.9716 | 1774.4769 | 5315.4449 | 2216207.0535 | 1106007.661 | 1121993.3659 | 316811.3883 | 93660.1797 | 2119.3574 | 6348.5342 | 2646940.4865
WeekDay | Wednesday | 6 | 21 | 1022515.0766 | 895432.4282 | 259388.5303 | 78436.8145 | 1796.1169 | 5115.5697 | 2262684.5362 | 1221247.1529 | 1069465.2123 | 309802.282 | 93681.4905 | 2145.2032 | 6109.812 | 2702451.153
WeekDay | Wednesday | 6 | 22 | 1089915.4759 | 851774.0254 | 257499.1595 | 77934.9249 | 1871.8567 | 4901.8373 | 2283897.2797 | 1301747.2332 | 1017321.5312 | 307545.7004 | 93082.0555 | 2235.6636 | 5854.5394 | 2727786.7234
WeekDay | Wednesday | 6 | 23 | 1117087.4131 | 820380.1376 | 254664.9095 | 77243.13 | 1731.197 | 4725.0073 | 2275831.7944 | 1334200.203 | 979826.0487 | 304160.5965 | 92255.8061 | 2067.6657 | 5643.3414 | 2718153.6615
WeekDay | Thursday | 6 | 0 | 1076800.6433 | 738344.3103 | 253611.8905 | 76108.5788 | 2104.4863 | 4592.9119 | 2151562.8212 | 1286083.4525 | 881846.0553 | 302902.9168 | 90900.7479 | 2513.5062 | 5485.5725 | 2569732.2512
WeekDay | Thursday | 6 | 1 | 1011864.3146 | 724592.2006 | 249059.1659 | 75861.7897 | 2066.6164 | 4538.688 | 2067982.7752 | 1208526.3499 | 865421.1387 | 297465.3423 | 90605.9938 | 2468.276 | 5420.8099 | 2469907.9106
WeekDay | Thursday | 6 | 2 | 952160.2758 | 705582.6726 | 248451.9766 | 75857.8246 | 1985.4665 | 4454.641 | 1988492.8572 | 1137218.465 | 842716.9924 | 296740.142 | 90601.2581 | 2371.3542 | 5320.4279 | 2374968.6395
WeekDay | Thursday | 6 | 3 | 904597.424 | 699944.3555 | 243553.3826 | 75855.8802 | 2602.2055 | 4580.4103 | 1931133.658 | 1080411.4813 | 835982.8337 | 290889.4762 | 90598.9357 | 3107.9601 | 5470.6411 | 2306461.3282
WeekDay | Thursday | 6 | 4 | 866324.3744 | 693284.573 | 248672.7947 | 75856.9477 | 3392.0641 | 4708.8907 | 1892239.6446 | 1034699.8298 | 828028.6817 | 297003.8775 | 90600.2107 | 4051.3326 | 5624.0925 | 2260008.0248
WeekDay | Thursday | 6 | 5 | 826578.2291 | 716784.1342 | 254042.7602 | 421.3296 | 3851.9133 | 5031.6733 | 1806710.0398 | 987228.7774 | 856095.5268 | 303417.5288 | 503.2176 | 4600.5563 | 6009.6099 | 2157855.2167
WeekDay | Thursday | 6 | 6 | 816242.8455 | 750598.7506 | 260861.5776 | 407.0324 | 4317.1725 | 5174.3122 | 1837601.6908 | 974884.6486 | 896482.2213 | 311561.6251 | 486.1416 | 5156.2414 | 6179.9715 | 2194750.8495
WeekDay | Thursday | 6 | 7 | 795809.8391 | 886432.5051 | 275234.3728 | 364.0263 | 3586.8238 | 5041.0119 | 1966468.579 | 950480.3621 | 1058716.099 | 328727.8612 | 434.7771 | 4283.945 | 6020.7635 | 2348663.8078
WeekDay | Thursday | 6 | 8 | 719234.4834 | 1044222.1797 | 284883.2611 | 384.9193 | 3056.6447 | 4648.1901 | 2056429.6784 | 859022.1164 | 1247173.1646 | 340252.0701 | 459.7307 | 3650.7223 | 5551.5944 | 2456109.3986
WeekDay | Thursday | 6 | 9 | 648248.0534 | 1131269.2473 | 290152.5818 | 404.9736 | 2591.3855 | 4100.2278 | 2076766.4694 | 774239.0383 | 1351138.3637 | 346545.5156 | 483.6826 | 3095.0372 | 4897.1323 | 2480398.7697
WeekDay | Thursday | 6 | 10 | 618916.4493 | 1184064.9348 | 294948.7928 | 454.6898 | 3159.4345 | 4041.0335 | 2105585.3346 | 739206.6571 | 1414195.2168 | 352273.8997 | 543.0615 | 3773.49 | 4826.4331 | 2514818.7581
WeekDay | Thursday | 6 | 11 | 616196.9372 | 1204653.2356 | 301406.9779 | 475.354 | 4154.8728 | 3713.2803 | 2130600.6578 | 735958.5911 | 1438784.9801 | 359987.2726 | 567.742 | 4962.3978 | 4434.9791 | 2544695.9627
WeekDay | Thursday | 6 | 12 | 627748.7869 | 1210132.0575 | 306170.5489 | 446.1114 | 4344.2224 | 3591.5779 | 2152433.3051 | 749755.6137 | 1445328.6447 | 365676.6729 | 532.8159 | 5188.5487 | 4289.6231 | 2570771.919
WeekDay | Thursday | 6 | 13 | 627704.773 | 1191213.7275 | 306616.5184 | 421.749 | 3857.3233 | 3722.3176 | 2133536.4088 | 749703.0453 | 1422733.4212 | 366209.3193 | 503.7185 | 4607.0177 | 4445.7729 | 2548202.2949
WeekDay | Thursday | 6 | 14 | 615767.036 | 1188035.2868 | 304897.0649 | 420.1477 | 3700.4336 | 4122.5199 | 2116942.4887 | 735445.136 | 1418937.231 | 364155.6794 | 501.8059 | 4419.6355 | 4923.7569 | 2528383.2448
WeekDay | Thursday | 6 | 15 | 626978.8046 | 1158937.6945 | 301991.7568 | 411.1881 | 4279.3026 | 4723.501 | 2097322.2475 | 748835.9805 | 1384184.3432 | 360685.7069 | 491.105 | 5111.0113 | 5641.5424 | 2504949.6893
WeekDay | Thursday | 6 | 16 | 644447.1996 | 1102053.2943 | 295718.1371 | 345.764 | 4019.623 | 5908.7443 | 2052492.7623 | 769699.4653 | 1316244.111 | 353192.7707 | 412.9653 | 4800.8614 | 7057.145 | 2451407.3188
WeekDay | Thursday | 6 | 17 | 680200.6818 | 1004305.0836 | 286763.4896 | 282.9325 | 4062.9029 | 5673.473 | 1981288.5634 | 812401.856 | 1199497.936 | 342497.7325 | 337.9221 | 4852.553 | 6776.1473 | 2366364.147
WeekDay | Thursday | 6 | 18 | 726340.3007 | 949032.5217 | 277779.2283 | 75795.6031 | 2780.7352 | 5704.5011 | 2037432.89 | 867508.9928 | 1133482.8128 | 331767.325 | 90526.9434 | 3321.1881 | 6813.2059 | 2433420.4679
WeekDay | Thursday | 6 | 19 | 784148.2811 | 952343.4055 | 276753.7485 | 76935.1869 | 2326.296 | 5724.9857 | 2098231.9037 | 936552.3088 | 1137437.1871 | 330542.5369 | 91888.0124 | 2778.4258 | 6837.6718 | 2506036.1428
WeekDay | Thursday | 6 | 20 | 881905.1018 | 920881.5001 | 272554.1221 | 76767.8904 | 1709.557 | 5563.8203 | 2159381.9917 | 1053308.7671 | 1099860.4674 | 325526.6874 | 91688.2007 | 2041.8199 | 6645.1829 | 2579071.1255
WeekDay | Thursday | 6 | 21 | 965211.6925 | 883186.6637 | 268113.3733 | 76749.3612 | 1374.1376 | 5286.8267 | 2199922.0551 | 1152806.5046 | 1054839.4085 | 320222.8518 | 91666.0702 | 1641.2097 | 6314.3539 | 2627490.3988
WeekDay | Thursday | 6 | 22 | 1012463.8492 | 831694.5108 | 263164.0893 | 76748.4843 | 1320.0377 | 5010.285 | 2190401.2563 | 1209242.4078 | 993339.4398 | 314311.644 | 91665.0229 | 1576.5951 | 5984.0647 | 2616119.1743
WeekDay | Thursday | 6 | 23 | 1023629.6279 | 791935.8775 | 260161.6836 | 76735.3309 | 1320.0377 | 4789.624 | 2158572.1817 | 1222578.3241 | 945853.4723 | 310725.7024 | 91649.313 | 1576.5951 | 5720.5168 | 2578103.9239
WeekDay | Friday | 6 | 0 | 978357.3599 | 769084.2773 | 257856.5142 | 76137.8595 | 1433.6475 | 4710.0957 | 2087579.7541 | 1168507.1131 | 918560.5234 | 307972.5092 | 90935.7195 | 1712.2857 | 5625.5317 | 2493313.6826
WeekDay | Friday | 6 | 1 | 929482.2171 | 753222.5179 | 250517.0249 | 75826.9807 | 1969.2366 | 4614.7521 | 2015632.7294 | 1110132.7866 | 899615.9339 | 299206.5452 | 90564.4195 | 2351.9698 | 5511.6574 | 2407383.3123
WeekDay | Friday | 6 | 2 | 874048.1145 | 731212.7438 | 249157.4384 | 75814.1704 | 1650.0471 | 4559.022 | 1936441.5362 | 1043924.7262 | 873328.4251 | 297582.7146 | 90549.1194 | 1970.7439 | 5445.0959 | 2312800.8251
WeekDay | Friday | 6 | 3 | 832549.4159 | 717377.5954 | 248277.6081 | 75815.2379 | 3208.1244 | 4663.4029 | 1881891.3846 | 994360.5009 | 856804.3307 | 296531.8839 | 90550.3944 | 3831.6431 | 5569.7639 | 2247648.5169
WeekDay | Friday | 6 | 4 | 868962.0335 | 715684.3956 | 249783.5746 | 75810.8153 | 2748.2752 | 4864.1818 | 1917853.2761 | 1037850.1341 | 854782.0472 | 298330.5443 | 90545.1123 | 3282.4194 | 5809.5654 | 2290599.8226
WeekDay | Friday | 6 | 5 | 828350.5252 | 735557.9362 | 258734.5367 | 372.2996 | 2721.2253 | 5237.2722 | 1830973.7952 | 989345.5301 | 878518.1323 | 309021.1807 | 444.6584 | 3250.1121 | 6255.1681 | 2186834.7817
WeekDay | Friday | 6 | 6 | 809981.576 | 759965.3654 | 266577.8216 | 341.7608 | 4052.083 | 5483.087 | 1846401.6937 | 967406.463 | 907669.2951 | 318388.8561 | 408.1841 | 4839.6301 | 6548.7586 | 2205261.187
WeekDay | Friday | 6 | 7 | 786260.9178 | 889475.6291 | 279784.4672 | 266.2333 | 3143.2045 | 5532.1897 | 1964462.6417 | 939075.5494 | 1062350.6728 | 334162.2944 | 317.9774 | 3754.1056 | 6607.4047 | 2346268.0043
WeekDay | Friday | 6 | 8 | 769525.2246 | 1047937.7001 | 289178.1315 | 292.8833 | 3062.0547 | 5202.4785 | 2115198.4727 | 919087.1715 | 1251610.8192 | 345381.6749 | 349.807 | 3657.1838 | 6213.6121 | 2526300.2685
WeekDay | Friday | 6 | 9 | 781413.2287 | 1139899.6477 | 291792.7601 | 318.6183 | 3321.7342 | 4690.9667 | 2221436.9558 | 933285.6822 | 1361446.1353 | 348504.4726 | 380.5438 | 3967.3336 | 5602.6849 | 2653186.8523
WeekDay | Friday | 6 | 10 | 790484.8845 | 1178662.7102 | 297673.0544 | 381.488 | 2613.0255 | 4093.4499 | 2273908.6124 | 944120.4699 | 1407743.0368 | 355527.6381 | 455.6325 | 3120.883 | 4889.037 | 2715856.6973
WeekDay | Friday | 6 | 11 | 744613.9944 | 1203017.4074 | 298706.8116 | 412.4844 | 2959.2649 | 4046.1546 | 2253756.1172 | 889334.291 | 1436831.2187 | 356762.3125 | 492.6532 | 3534.4161 | 4832.5496 | 2691787.441
WeekDay | Friday | 6 | 12 | 818557.899 | 1243868.7552 | 303649.5458 | 429.2598 | 2769.9152 | 4467.1427 | 2373742.5176 | 977649.647 | 1485622.2764 | 362665.6974 | 512.689 | 3308.2652 | 5335.3592 | 2835093.9342
WeekDay | Friday | 6 | 13 | 736319.4682 | 1248765.9908 | 303590.5806 | 420.7958 | 5139.4911 | 4441.6876 | 2298678.0141 | 879427.6727 | 1491471.3199 | 362595.2719 | 502.5801 | 6138.3827 | 5304.9568 | 2745440.184
WeekDay | Friday | 6 | 14 | 654081.0373 | 1247313.2291 | 301293.4585 | 415.9157 | 2764.5052 | 5843.8263 | 2211711.9722 | 781205.6985 | 1489736.2051 | 359851.69 | 496.7515 | 3301.8037 | 6979.6098 | 2641571.7586
WeekDay | Friday | 6 | 15 | 648280.7458 | 1220877.9035 | 296307.0326 | 398.4159 | 4030.443 | 5900.912 | 2175795.4528 | 774278.0847 | 1458163.0118 | 353896.1217 | 475.8505 | 4813.7843 | 7047.7904 | 2598674.6433
WeekDay | Friday | 6 | 16 | 665200.6922 | 1146979.7351 | 290601.7091 | 371.7277 | 3348.7842 | 5784.1801 | 2112286.8284 | 794486.5264 | 1369902.2811 | 347081.9335 | 443.9753 | 3999.6409 | 6908.3709 | 2522822.7282
WeekDay | Friday | 6 | 17 | 683670.2717 | 1046859.6252 | 282644.8206 | 354.9905 | 3121.5646 | 5646.3611 | 2022297.6335 | 816545.782 | 1250323.2138 | 337578.5749 | 423.985 | 3728.2598 | 6743.766 | 2415343.5815
WeekDay | Friday | 6 | 18 | 715131.0374 | 983498.4837 | 274501.7372 | 75782.1065 | 1817.7568 | 5663.8332 | 2056394.9549 | 854121.1405 | 1174647.4459 | 327852.8334 | 90510.8237 | 2171.049 | 6764.6339 | 2456067.9264
WeekDay | Friday | 6 | 19 | 775761.751 | 986457.9325 | 270135.9784 | 75804.5627 | 1487.7474 | 5638.6794 | 2115286.6513 | 926535.8051 | 1178182.0817 | 322638.5625 | 90537.6444 | 1776.9002 | 6734.5913 | 2526405.5852
WeekDay | Friday | 6 | 20 | 830164.8792 | 966432.9887 | 267300.3632 | 75906.2827 | 2017.9265 | 5468.4767 | 2147290.9169 | 991512.5149 | 1154265.1672 | 319251.8282 | 90659.1342 | 2410.1229 | 6531.3087 | 2564630.0761
WeekDay | Friday | 6 | 21 | 923836.7157 | 928721.3281 | 260997.5231 | 75929.9589 | 2017.9265 | 5224.6199 | 2196728.0722 | 1103390.0473 | 1109224.0141 | 311723.9924 | 90687.412 | 2410.1229 | 6240.0568 | 2623675.6457
WeekDay | Friday | 6 | 22 | 983186.5967 | 879172.8379 | 260402.0371 | 75928.0907 | 2364.1659 | 5040.8613 | 2206094.5896 | 1174274.9418 | 1050045.471 | 311012.7701 | 90685.1808 | 2823.656 | 6020.5836 | 2634862.6032
WeekDay | Friday | 6 | 23 | 1026466.1348 | 845204.4141 | 255347.9703 | 75926.4131 | 2147.7663 | 4829.3882 | 2209922.0869 | 1225966.1235 | 1009475.0757 | 304976.4144 | 90683.1772 | 2565.1978 | 5768.0094 | 2639433.9981
Saturday | Saturday | 6 | 0 | 1063851.2692 | 806852.3042 | 250961.1915 | 75925.8794 | 1839.3968 | 4715.9699 | 2204146.011 | 1270617.288 | 963668.998 | 299737.0383 | 90682.5397 | 2196.8949 | 5632.5476 | 2632535.3064
Saturday | Saturday | 6 | 1 | 1058588.5689 | 776553.5152 | 247712.2203 | 75921.4568 | 2023.3365 | 4674.3983 | 2165473.496 | 1264331.7497 | 927481.4536 | 295856.6095 | 90677.2575 | 2416.5843 | 5582.8963 | 2586346.5509
Saturday | Saturday | 6 | 2 | 1018017.2408 | 757772.8192 | 245210.8448 | 75840.2486 | 4225.2027 | 4617.3126 | 2105683.6686 | 1215875.1351 | 905050.6141 | 292869.0764 | 90580.266 | 5046.3967 | 5514.7157 | 2514936.2039
Saturday | Saturday | 6 | 3 | 969359.5479 | 740686.0891 | 242494.7481 | 75820.8043 | 3213.5344 | 4664.4573 | 2036239.1811 | 1157760.5212 | 884642.9731 | 289625.0896 | 90557.0427 | 3838.1045 | 5571.0232 | 2431994.7543
Saturday | Saturday | 6 | 4 | 806572.6901 | 719047.6609 | 240162.9692 | 75829.2683 | 2872.705 | 4704.8239 | 1849190.1175 | 963335.0392 | 858798.9838 | 286840.1152 | 90567.1516 | 3431.0328 | 5619.2353 | 2208591.558
Saturday | Saturday | 6 | 5 | 778920.5169 | 726745.9183 | 235719.8528 | 394.8321 | 3002.5448 | 4842.1911 | 1749625.856 | 930308.4965 | 867993.4448 | 281533.4519 | 471.5701 | 3586.1078 | 5783.3006 | 2089676.3716
Saturday | Saturday | 6 | 6 | 764266.4141 | 724654.4078 | 234967.8358 | 380.1917 | 4198.1527 | 4748.6549 | 1733215.6569 | 912806.2789 | 865495.4363 | 280635.2757 | 454.0843 | 5014.0894 | 5671.5851 | 2070076.7498
Saturday | Saturday | 6 | 7 | 760314.5248 | 777413.1264 | 239329.2464 | 310.7263 | 3240.5844 | 4326.3112 | 1784934.5195 | 908086.3158 | 928508.1355 | 285844.3533 | 371.1178 | 3870.4118 | 5167.1564 | 2131847.4905
Saturday | Saturday | 6 | 8 | 743693.972 | 857700.4087 | 242351.0675 | 274.0873 | 2791.5551 | 4081.852 | 1850892.9426 | 888235.4566 | 1024399.7435 | 289453.4838 | 327.3578 | 3334.111 | 4875.185 | 2210625.3376
Saturday | Saturday | 6 | 9 | 720700.943 | 940351.64 | 240358.7012 | 267.8346 | 1779.8869 | 3607.5438 | 1907066.5495 | 860773.5913 | 1123114.7485 | 287073.889 | 319.8899 | 2125.8188 | 4308.6921 | 2277716.6296
Saturday | Saturday | 6 | 10 | 697263.2987 | 981304.0231 | 240369.9658 | 275.6885 | 2418.2658 | 3688.2771 | 1925319.519 | 832780.6971 | 1172026.4784 | 287087.3429 | 329.2703 | 2888.2706 | 4405.1164 | 2299517.1757
Saturday | Saturday | 6 | 11 | 699908.9225 | 1003903.6474 | 238642.9709 | 328.493 | 2515.6456 | 3948.8529 | 1949248.5323 | 835940.5142 | 1199018.4783 | 285024.6959 | 392.3376 | 3004.5768 | 4716.3367 | 2328096.9395
Saturday | Saturday | 6 | 12 | 943727.8666 | 981088.8796 | 241308.3841 | 345.3446 | 2115.3063 | 4072.3628 | 2172658.1441 | 1127147.1654 | 1171769.5204 | 288208.1485 | 412.4645 | 2526.4291 | 4863.8515 | 2594927.5794
Saturday | Saturday | 6 | 13 | 899373.3938 | 970579.2261 | 238720.6942 | 333.5256 | 2136.9463 | 4028.8331 | 2115172.6191 | 1074172.1288 | 1159217.2513 | 285117.5252 | 398.3483 | 2552.2749 | 4811.8615 | 2526269.3901
Saturday | Saturday | 6 | 14 | 813412.8326 | 944977.5431 | 236245.6269 | 329.3698 | 2477.7757 | 4900.3311 | 2002343.4792 | 971504.6053 | 1128639.7242 | 282161.4134 | 393.3849 | 2959.3466 | 5852.7405 | 2391511.2149
Saturday | Saturday | 6 | 15 | 727452.2713 | 936264.4304 | 233547.9666 | 369.5546 | 3613.8737 | 4883.9133 | 1906132.0098 | 868837.0817 | 1118233.1646 | 278939.4463 | 441.3798 | 4316.2522 | 5833.1318 | 2276600.4564
Saturday | Saturday | 6 | 16 | 721691.2398 | 923178.0353 | 230358.0695 | 509.0573 | 4798.6617 | 4806.1924 | 1885341.256 | 861956.3584 | 1102603.3483 | 275129.5731 | 607.9957 | 5731.311 | 5740.3054 | 2251768.892
Saturday | Saturday | 6 | 17 | 711915.0838 | 885002.994 | 228246.1649 | 521.4101 | 3684.2036 | 5623.9184 | 1834993.7748 | 850280.1466 | 1057008.7536 | 272607.2069 | 622.7494 | 4400.2512 | 6716.9615 | 2191636.0691
Saturday | Saturday | 6 | 18 | 715466.0404 | 885457.5533 | 223738.1547 | 76054.9356 | 2694.1753 | 5784.6319 | 1909195.4914 | 854521.2534 | 1057551.6594 | 267223.0373 | 90836.6788 | 3217.8048 | 6908.9106 | 2280259.3443
Saturday | Saturday | 6 | 19 | 735356.0343 | 908489.4518 | 222338.1543 | 77270.1232 | 2353.3459 | 5842.1695 | 1951649.279 | 878276.9895 | 1085059.9486 | 265550.9382 | 92288.0455 | 2810.7331 | 6977.6309 | 2330964.2859
Saturday | Saturday | 6 | 20 | 764918.7833 | 888710.6948 | 223965.7559 | 77465.8617 | 1758.2469 | 5610.5131 | 1962429.8557 | 913585.4401 | 1061437.0688 | 267494.8742 | 92521.827 | 2099.973 | 6700.9507 | 2343840.1338
Saturday | Saturday | 6 | 21 | 781189.2931 | 924499.2751 | 221918.5977 | 77448.2856 | 1428.2375 | 5346.473 | 2011830.1621 | 933018.2234 | 1104181.3793 | 265049.8382 | 92500.8349 | 1705.8242 | 6385.5928 | 2402841.6928
Saturday | Saturday | 6 | 22 | 823234.7652 | 894372.4624 | 218889.3888 | 77500.48 | 1357.9076 | 5196.1524 | 2020551.1564 | 983235.4907 | 1068199.2358 | 261431.8839 | 92563.1736 | 1621.8253 | 6206.0565 | 2413257.6658
Saturday | Saturday | 6 | 23 | 842825.7868 | 865387.8634 | 218405.1681 | 76895.5741 | 1963.8266 | 5010.7369 | 2010488.9559 | 1006634.1475 | 1033581.3022 | 260853.552 | 91840.7005 | 2345.5083 | 5984.6043 | 2401239.8149
Sunday | Sunday | 6 | 0 | 853953.6132 | 840953.3996 | 216408.538 | 76183.42 | 1850.2168 | 4923.5269 | 1994272.7145 | 1019924.7353 | 1004397.8504 | 258468.8646 | 90990.1349 | 2209.8178 | 5880.4445 | 2381871.8475
Sunday | Sunday | 6 | 1 | 874375.0081 | 811779.5737 | 213179.5376 | 75839.5242 | 2174.8162 | 4853.4877 | 1982201.9475 | 1044315.1536 | 969553.9126 | 254612.2882 | 90579.4008 | 2597.5051 | 5796.7928 | 2367455.053
Sunday | Sunday | 6 | 2 | 868769.9752 | 781156.9706 | 213538.5925 | 75820.2706 | 1882.6767 | 4837.9736 | 1946006.4594 | 1037620.7482 | 932979.6188 | 255041.1276 | 90556.4052 | 2248.5865 | 5778.2635 | 2324224.7497
Sunday | Sunday | 6 | 3 | 836710.9479 | 780283.1225 | 212810.2965 | 75821.3381 | 2180.2262 | 4772.0013 | 1912577.9325 | 999330.8522 | 931935.9329 | 254171.2828 | 90557.6802 | 2603.9665 | 5699.469 | 2284299.1837
Sunday | Sunday | 6 | 4 | 889680.7806 | 721308.8972 | 211088.85 | 75819.3937 | 3002.5448 | 4749.2574 | 1905649.7236 | 1062595.6967 | 861499.7052 | 252115.2626 | 90555.3578 | 3586.1078 | 5672.3047 | 2276024.4348
Sunday | Sunday | 6 | 5 | 855928.4026 | 717759.1876 | 208204.9106 | 373.9009 | 4187.3327 | 4777.273 | 1791231.0075 | 1022283.3371 | 857260.0878 | 248670.8119 | 446.5709 | 5001.1665 | 5705.7654 | 2139367.7395
Sunday | Sunday | 6 | 6 | 836043.1807 | 705616.8794 | 206070.4761 | 359.375 | 4338.8125 | 4541.3992 | 1756970.1227 | 998533.3004 | 842757.8474 | 246121.5369 | 429.2217 | 5182.0873 | 5424.048 | 2098448.0417
Sunday | Sunday | 6 | 7 | 815151.4496 | 716601.4106 | 209092.9277 | 260.6669 | 2780.7352 | 4585.8327 | 1748473.0227 | 973581.1332 | 855877.2897 | 249731.4206 | 311.3292 | 3321.1881 | 5477.1174 | 2088299.4781
Sunday | Sunday | 6 | 8 | 779854.3957 | 755520.9418 | 213745.9147 | 247.2466 | 2245.1461 | 3595.3434 | 1755208.9883 | 931423.8804 | 902361.0705 | 255288.7441 | 295.3005 | 2681.504 | 4294.1205 | 2096344.62
Sunday | Sunday | 6 | 9 | 763141.4133 | 783002.0002 | 214872.1313 | 249.7248 | 2126.1263 | 3516.5682 | 1766907.9642 | 911462.6274 | 935183.2411 | 256633.8479 | 298.2603 | 2539.352 | 4200.0348 | 2110317.3636
Sunday | Sunday | 6 | 10 | 756616.1355 | 815219.4975 | 214193.2892 | 257.1594 | 3148.6145 | 2983.5175 | 1792418.2136 | 903669.1218 | 973662.4067 | 255823.0687 | 307.1398 | 3760.5671 | 3563.3824 | 2140785.6865
Sunday | Sunday | 6 | 11 | 777111.1664 | 834673.7328 | 215494.5512 | 314.9964 | 3413.7041 | 2946.4645 | 1833954.6153 | 928147.4876 | 996897.6918 | 257377.2388 | 376.2179 | 4077.1784 | 3519.128 | 2190394.9425
Sunday | Sunday | 6 | 12 | 797530.3271 | 854885.7199 | 218074.9821 | 331.0474 | 3511.0839 | 3492.3181 | 1877825.4786 | 952535.2375 | 1021038.0027 | 260459.1924 | 395.3885 | 4193.4846 | 4171.0715 | 2242792.3771
Sunday | Sunday | 6 | 13 | 793842.0498 | 850452.515 | 219026.5709 | 326.0148 | 2964.6748 | 3145.7372 | 1869757.5625 | 948130.1209 | 1015743.1772 | 261595.7282 | 389.3777 | 3540.8776 | 3757.1305 | 2233156.4121
Sunday | Sunday | 6 | 14 | 775377.3442 | 856198.674 | 217926.7964 | 310.2306 | 3759.9435 | 3015.7506 | 1856588.7394 | 926076.6865 | 1022606.1375 | 260282.2059 | 370.5259 | 4490.7115 | 3601.8802 | 2217428.1475
Sunday | Sunday | 6 | 15 | 768503.8219 | 852032.3718 | 217419.576 | 274.8117 | 4511.9322 | 4788.2684 | 1847530.7819 | 917867.253 | 1017630.0888 | 259676.404 | 328.223 | 5388.8538 | 5718.8978 | 2206609.7204
Sunday | Sunday | 6 | 16 | 753138.4128 | 844836.4275 | 216104.9513 | 267.3008 | 3981.7531 | 5689.2883 | 1824018.1339 | 899515.4823 | 1009035.5687 | 258106.274 | 319.2524 | 4755.6312 | 6795.0364 | 2178527.245
Sunday | Sunday | 6 | 17 | 755271.1615 | 844771.3053 | 215924.9749 | 269.7028 | 4322.5825 | 5466.368 | 1826026.095 | 902062.7439 | 1008957.7896 | 257891.3181 | 322.1212 | 5162.7029 | 6528.7901 | 2180925.4657
Sunday | Sunday | 6 | 18 | 749823.7828 | 860535.57 | 216596.1355 | 75729.3021 | 2688.7653 | 5413.0478 | 1910786.6036 | 895556.6337 | 1027785.9358 | 258692.9228 | 90447.7564 | 3211.3434 | 6465.1069 | 2282159.699
Sunday | Sunday | 6 | 19 | 760365.9376 | 873482.507 | 217876.3188 | 75798.0432 | 1925.9567 | 5391.0571 | 1934839.8203 | 908147.721 | 1043249.1894 | 260221.9176 | 90529.8577 | 2300.2781 | 6438.8421 | 2310887.8058
Sunday | Sunday | 6 | 20 | 777300.8134 | 860271.2755 | 216952.388 | 75895.7599 | 1482.3374 | 5107.5867 | 1937010.1609 | 928373.9937 | 1027470.2739 | 259118.4151 | 90646.5663 | 1770.4388 | 6100.2776 | 2313479.9654
Sunday | Sunday | 6 | 21 | 797096.3829 | 832582.3279 | 217335.6579 | 75907.5027 | 1612.1772 | 4933.016 | 1929467.0647 | 952016.9536 | 994399.8097 | 259576.176 | 90660.5914 | 1925.5137 | 5891.7779 | 2304470.8223
Sunday | Sunday | 6 | 22 | 817254.5982 | 809271.6284 | 217737.7278 | 75907.5027 | 1612.1772 | 4799.8663 | 1926583.5006 | 976093.0417 | 966558.5327 | 260056.3906 | 90660.5914 | 1925.5137 | 5732.7498 | 2301026.8199
Sunday | Sunday | 6 | 23 | 881788.1973 | 788554.7121 | 218961.2636 | 75884.8178 | 2023.3365 | 4781.0386 | 1971993.3658 | 1053169.1415 | 941815.1566 | 261517.7281 | 90633.4975 | 2416.5843 | 5710.2628 | 2355262.3708
WeekDay | Monday | 6 | 0 | 977966.9942 | 768953.7277 | 218405.2985 | 75815.3142 | 3018.7748 | 4697.7447 | 2048857.8541 | 1168040.8775 | 918404.6008 | 260853.7077 | 90550.4855 | 3605.4921 | 5610.7802 | 2447065.9439
WeekDay | Monday | 6 | 1 | 1023850.0381 | 758447.5841 | 218375.8347 | 75811.8829 | 2510.2356 | 4678.4651 | 2083674.0405 | 1222841.5723 | 905856.5237 | 260818.5175 | 90546.3873 | 2998.1153 | 5587.7535 | 2488648.8696
WeekDay | Monday | 6 | 2 | 1036350.4728 | 737064.9929 | 219405.223 | 75811.9591 | 2196.4562 | 4559.022 | 2075388.126 | 1237771.5432 | 880318.0948 | 262047.9737 | 90546.4783 | 2623.3509 | 5445.0959 | 2478752.5368
WeekDay | Monday | 6 | 3 | 1004678.7372 | 730604.7158 | 220140.389 | 75812.1497 | 1819.2784 | 4675.6033 | 2037730.8733 | 1199944.2115 | 872602.2232 | 262926.0237 | 90546.706 | 2172.8663 | 5584.3355 | 2433776.3661
WeekDay | Monday | 6 | 4 | 947897.0566 | 729283.8892 | 224625.879 | 75808.5278 | 1574.3073 | 4901.8373 | 1984091.4972 | 1132126.6631 | 871024.6858 | 268283.2963 | 90542.3801 | 1880.2835 | 5854.5394 | 2369711.8482
WeekDay | Monday | 6 | 5 | 898593.248 | 756111.6445 | 232558.0332 | 370.6984 | 1817.7568 | 5235.0128 | 1894686.3936 | 1073240.3568 | 903066.5798 | 277757.1132 | 442.7458 | 2171.049 | 6252.4697 | 2262930.3145
WeekDay | Monday | 6 | 6 | 867167.8469 | 805348.6026 | 243897.5985 | 358.3837 | 3316.3242 | 5256.0999 | 1925344.8558 | 1035707.2364 | 961873.0427 | 291300.5927 | 428.0377 | 3960.8722 | 6277.6551 | 2299547.4368
WeekDay | Monday | 6 | 7 | 831340.4016 | 957157.8308 | 259781.0271 | 295.7428 | 3970.9331 | 5242.0921 | 2057788.0274 | 992916.5073 | 1143187.3256 | 310271.063 | 353.2222 | 4742.7083 | 6260.9248 | 2457731.7511
WeekDay | Monday | 6 | 8 | 794802.8885 | 1130657.581 | 276923.9107 | 306.3799 | 3327.1442 | 4609.4803 | 2210627.3847 | 949277.7045 | 1350407.8163 | 330745.7711 | 365.9267 | 3973.7951 | 5505.3611 | 2640276.3748
WeekDay | Monday | 6 | 9 | 789879.4765 | 1210161.4134 | 285791.4182 | 318.8852 | 3722.0735 | 4564.2938 | 2294437.5606 | 943397.3971 | 1445363.7061 | 341336.7331 | 380.8625 | 4445.4813 | 5451.3922 | 2740375.5724
WeekDay | Monday | 6 | 10 | 791093.8354 | 1264843.5464 | 291202.9442 | 345.4971 | 3424.524 | 4882.859 | 2355793.2061 | 944847.7741 | 1510673.647 | 347800.0224 | 412.6466 | 4090.1013 | 5831.8725 | 2813656.0639
WeekDay | Monday | 6 | 11 | 743347.5298 | 1281525.8681 | 294160.4625 | 426.1716 | 3581.4138 | 5850.6043 | 2328892.0501 | 887821.6812 | 1530598.2803 | 351332.3525 | 509.0006 | 4277.4835 | 6987.7051 | 2781526.5033
WeekDay | Monday | 6 | 12 | 695221.2704 | 1281866.3352 | 299281.8897 | 443.7476 | 4327.9925 | 5216.3357 | 2286357.571 | 830341.7881 | 1531004.9192 | 357449.1604 | 529.9927 | 5169.1644 | 6230.1626 | 2730725.1873
WeekDay | Monday | 6 | 13 | 668463.375 | 1289056.6158 | 299682.7391 | 353.9611 | 3624.6937 | 4822.4596 | 2266003.8443 | 798383.3317 | 1539592.6749 | 357927.9174 | 422.7556 | 4329.1752 | 5759.7342 | 2706415.589
WeekDay | Monday | 6 | 14 | 668549.4719 | 1275926.1074 | 296988.3867 | 348.2041 | 4387.5024 | 3912.1012 | 2250111.7736 | 798486.162 | 1523910.1717 | 354709.9011 | 415.8796 | 5240.2404 | 4672.442 | 2687434.7968
WeekDay | Monday | 6 | 15 | 677777.5186 | 1238112.6112 | 296130.0484 | 339.9307 | 4041.263 | 5990.2308 | 2222391.6027 | 809507.7362 | 1478747.3906 | 353684.7395 | 405.9984 | 4826.7072 | 7154.4688 | 2654327.0408
WeekDay | Monday | 6 | 16 | 688865.6679 | 1161623.6177 | 291916.4795 | 305.6174 | 4841.9416 | 5648.6204 | 2153201.9445 | 822750.9353 | 1387392.2921 | 348652.2376 | 365.016 | 5783.0026 | 6746.4644 | 2571689.9482
WeekDay | Monday | 6 | 17 | 682529.122 | 1055473.2867 | 282158.0502 | 286.0588 | 4755.3817 | 5377.6517 | 2030579.5512 | 815182.8429 | 1260610.9933 | 336997.1978 | 341.6561 | 5679.6193 | 6422.8313 | 2425235.1406
WeekDay | Monday | 6 | 18 | 676091.8385 | 981662.4458 | 273791.0538 | 75688.0117 | 2450.7257 | 5434.4361 | 2015118.5117 | 807494.4338 | 1172454.5628 | 327004.0242 | 90398.441 | 2927.0393 | 6490.6521 | 2406769.1533
WeekDay | Monday | 6 | 19 | 717738.6987 | 984753.9396 | 268667.8146 | 75769.9062 | 2396.6258 | 5428.4113 | 2054755.3962 | 857235.6167 | 1176146.9073 | 320885.0521 | 90496.2522 | 2862.4248 | 6483.4563 | 2454109.7094
WeekDay | Monday | 6 | 20 | 857287.5994 | 919725.8907 | 264122.5461 | 76059.8157 | 1828.5768 | 5285.1699 | 2124309.5986 | 1023906.7021 | 1098480.2583 | 315456.3829 | 90842.5074 | 2183.9719 | 6312.3751 | 2537182.1977
WeekDay | Monday | 6 | 21 | 823858.5831 | 882822.2846 | 258345.9046 | 75819.0505 | 1823.1668 | 5069.4794 | 2047738.4691 | 983980.5515 | 1054404.21 | 308557.0156 | 90554.948 | 2177.5105 | 6054.7638 | 2445728.9994
WeekDay | Monday | 6 | 22 | 785859.4536 | 840941.5277 | 255186.436 | 75828.3151 | 1758.2469 | 4888.432 | 1964462.4114 | 938596.0582 | 1004383.6711 | 304783.4849 | 90566.0132 | 2099.973 | 5838.5287 | 2346267.7292
WeekDay | Monday | 6 | 23 | 842610.3316 | 810266.3037 | 255817.8626 | 75811.5397 | 1752.837 | 4782.6954 | 1991041.57 | 1006376.8174 | 967746.5293 | 305537.6331 | 90545.9774 | 2093.5116 | 5712.2416 | 2378012.7104
WeekDay | Tuesday | 6 | 0 | 899361.2096 | 798384.3935 | 253235.063 | 75786.3766 | 1936.7766 | 4630.718 | 2033334.5374 | 1074157.5766 | 953555.2969 | 302452.8506 | 90515.9237 | 2313.2011 | 5530.7264 | 2428525.5753
WeekDay | Tuesday | 6 | 1 | 925344.2007 | 775422.5676 | 251266.8314 | 75779.8571 | 2272.1961 | 4521.969 | 2034607.6219 | 1105190.5213 | 926130.6994 | 300102.0812 | 90508.1371 | 2713.8113 | 5400.8414 | 2430046.0916
WeekDay | Tuesday | 6 | 2 | 923176.9831 | 756321.4337 | 249055.4474 | 75784.6991 | 1790.7069 | 4534.1694 | 2010663.4395 | 1102602.0917 | 903317.1429 | 297460.9011 | 90513.9201 | 2138.7418 | 5415.413 | 2401448.2105
WeekDay | Tuesday | 6 | 3 | 878921.6658 | 739713.3115 | 244811.5429 | 75785.4235 | 2196.4562 | 4493.2002 | 1945921.6 | 1049745.482 | 883481.1302 | 292392.1677 | 90514.7853 | 2623.3509 | 5366.4813 | 2324123.3974
WeekDay | Tuesday | 6 | 4 | 817347.4958 | 736216.7876 | 245877.1195 | 75783.0215 | 2380.3959 | 4658.583 | 1882263.4033 | 976203.9944 | 879305.0355 | 293664.8457 | 90511.9166 | 2843.0404 | 5564.0072 | 2248092.8398
WeekDay | Tuesday | 6 | 5 | 779737.1226 | 765906.4795 | 249703.3869 | 350.0722 | 3413.7041 | 5022.7866 | 1804133.552 | 931283.8146 | 914765.1012 | 298234.7716 | 418.1109 | 4077.1784 | 5998.996 | 2154777.9727
WeekDay | Tuesday | 6 | 6 | 764263.8725 | 814096.2466 | 256597.9608 | 322.0878 | 3835.6833 | 5250.2256 | 1844366.0767 | 912803.2434 | 972320.8451 | 306469.3482 | 384.6875 | 4581.1719 | 6270.6392 | 2202829.9353
WeekDay | Tuesday | 6 | 7 | 741273.5341 | 929407.3929 | 277592.5075 | 261.7345 | 3662.5636 | 5341.3518 | 1957539.0844 | 885344.5917 | 1110043.4199 | 331544.3138 | 312.6042 | 4374.4053 | 6379.4763 | 2337998.8112
WeekDay | Tuesday | 6 | 8 | 707213.8646 | 1070329.1121 | 287711.0175 | 330.5136 | 3164.8445 | 4856.952 | 2073606.3043 | 844665.2166 | 1278354.1394 | 343629.4183 | 394.751 | 3779.9514 | 5800.9304 | 2476624.4071
WeekDay | Tuesday | 6 | 9 | 721887.9737 | 1168427.5021 | 288009.1145 | 323.3078 | 3516.4939 | 4519.2578 | 2186683.6498 | 862191.3288 | 1395518.5532 | 343985.4523 | 386.1447 | 4199.946 | 5397.6033 | 2611679.0283
WeekDay | Tuesday | 6 | 10 | 739247.21 | 1220785.2824 | 293716.0305 | 349.5385 | 2694.1753 | 5034.8364 | 2261827.0731 | 882924.4391 | 1458052.3892 | 350801.5424 | 417.4734 | 3217.8048 | 6013.3877 | 2701427.0366
WeekDay | Tuesday | 6 | 11 | 696633.9341 | 1223136.1332 | 295693.4484 | 401.1991 | 2342.5259 | 5358.5227 | 2223565.7635 | 832029.0117 | 1460860.1423 | 353163.2836 | 479.1746 | 2797.8102 | 6399.9845 | 2655729.4069
WeekDay | Tuesday | 6 | 12 | 647271.3273 | 1223081.9161 | 298661.3134 | 357.888 | 1861.0368 | 5422.9889 | 2176656.4704 | 773072.4795 | 1460795.3877 | 356707.9714 | 427.4458 | 2222.7407 | 6476.98 | 2599703.005
WeekDay | Tuesday | 6 | 13 | 625498.5098 | 1236040.6084 | 299612.409 | 179.3825 | 1915.1367 | 4892.3481 | 2168138.3945 | 747067.9814 | 1476272.6814 | 357843.9182 | 214.2466 | 2287.3552 | 5843.206 | 2589529.3888
WeekDay | Tuesday | 6 | 14 | 628768.6593 | 1227109.5302 | 296820.3275 | 145.641 | 1828.5768 | 4824.8695 | 2159497.6044 | 750973.7045 | 1465605.7934 | 354509.1786 | 173.9473 | 2183.9719 | 5762.6125 | 2579209.2082
WeekDay | Tuesday | 6 | 15 | 638026.6017 | 1204466.8508 | 292074.7262 | 166.9915 | 2012.5165 | 5961.1607 | 2142708.8474 | 762030.9848 | 1438562.3703 | 348841.2405 | 199.4474 | 2403.6614 | 7119.7489 | 2559157.4533
WeekDay | Tuesday | 6 | 16 | 643372.5394 | 1142285.3158 | 286510.8127 | 113.5009 | 2234.3261 | 5761.2855 | 2080277.7805 | 768415.9382 | 1364295.4727 | 342195.9464 | 135.5605 | 2668.5811 | 6881.0267 | 2484592.5256
WeekDay | Tuesday | 6 | 17 | 639288.0188 | 1047555.1372 | 277150.5556 | 119.1816 | 2726.6353 | 5669.5568 | 1972509.0854 | 763537.566 | 1251153.9029 | 331016.4658 | 142.3453 | 3256.5735 | 6771.47 | 2355878.3236
WeekDay | Tuesday | 6 | 18 | 644589.5318 | 999232.2294 | 267084.3285 | 75621.7108 | 2044.9764 | 5773.7872 | 1994346.5641 | 769869.4606 | 1193439.1416 | 318993.8058 | 90319.254 | 2442.4302 | 6895.9581 | 2381960.0503
WeekDay | Tuesday | 6 | 19 | 674533.9257 | 997066.9239 | 262337.308 | 75852.7157 | 1541.8473 | 5831.626 | 2017164.3466 | 805633.7311 | 1190852.9956 | 313324.1728 | 90595.1562 | 1841.5148 | 6965.0382 | 2409212.6088
WeekDay | Tuesday | 6 | 20 | 716336.3121 | 955858.012 | 259160.5159 | 76161.9932 | 2272.1961 | 5504.6259 | 2015293.6552 | 855560.6677 | 1141634.8789 | 309529.9516 | 90964.5437 | 2713.8113 | 6574.4837 | 2406978.337
WeekDay | Tuesday | 6 | 21 | 769670.3173 | 905036.535 | 254000.9622 | 76203.1311 | 2120.7163 | 5347.3767 | 2012379.0386 | 919260.4639 | 1080935.9362 | 303367.607 | 91013.677 | 2532.8905 | 6386.6722 | 2403497.2468
WeekDay | Tuesday | 6 | 22 | 819088.205 | 863086.6463 | 251105.0584 | 76254.9442 | 2077.4364 | 5104.1224 | 2016716.4127 | 978283.0211 | 1030832.8294 | 299908.8665 | 91075.5603 | 2481.1989 | 6096.1399 | 2408677.6162
WeekDay | Tuesday | 6 | 23 | 887369.4911 | 824882.888 | 249114.9708 | 76257.5368 | 2099.0764 | 4897.9211 | 2044621.8841 | 1059835.1939 | 985203.9363 | 297531.9932 | 91078.6567 | 2507.0447 | 5849.8621 | 2442006.6871
WeekDay | Wednesday | 6 | 0 | 953469.074 | 788678.2169 | 244887.8513 | 76252.6567 | 1671.6871 | 4839.7811 | 2069799.267 | 1138781.6362 | 941962.6654 | 292483.3071 | 91072.8281 | 1996.5897 | 5780.4222 | 2472077.4488
WeekDay | Wednesday | 6 | 1 | 980042.6951 | 767033.6789 | 245744.1255 | 76256.8124 | 1861.0368 | 4722.4467 | 2075660.7953 | 1170520.0036 | 916111.3786 | 293506.0035 | 91077.7916 | 2222.7407 | 5640.2832 | 2479078.2011
WeekDay | Wednesday | 6 | 2 | 999357.7769 | 741310.3463 | 245216.2954 | 75988.4059 | 1320.0377 | 4678.4651 | 2067871.3272 | 1193589.0899 | 885388.5586 | 292875.5864 | 90757.2186 | 1576.5951 | 5587.7535 | 2469774.8021
WeekDay | Wednesday | 6 | 3 | 965832.6554 | 734058.5481 | 239923.7608 | 75794.4212 | 2250.5561 | 4727.116 | 2022587.0575 | 1153548.1555 | 876727.3289 | 286554.4152 | 90525.5318 | 2687.9655 | 5645.8599 | 2415689.2568
WeekDay | Wednesday | 6 | 4 | 906148.0827 | 732443.1248 | 242097.9766 | 75788.7023 | 2558.9256 | 5028.6609 | 1964065.4728 | 1082263.52 | 874797.9383 | 289151.2031 | 90518.7014 | 3056.2684 | 6006.012 | 2345793.6432
WeekDay | Wednesday | 6 | 5 | 864471.9336 | 756910.6816 | 247153.2584 | 355.8292 | 2650.8954 | 5333.8208 | 1876876.419 | 1032487.3557 | 904020.9148 | 295189.0099 | 424.9868 | 3166.1132 | 6370.4815 | 2241658.862
WeekDay | Wednesday | 6 | 6 | 838286.7048 | 782377.5305 | 253689.9987 | 330.7805 | 3857.3233 | 5384.7309 | 1883927.0689 | 1001212.8672 | 934437.402 | 302996.2059 | 395.0697 | 4607.0177 | 6431.2864 | 2250079.849
WeekDay | Wednesday | 6 | 7 | 809174.0017 | 904918.1145 | 266285.2593 | 207.2144 | 4030.443 | 5199.0142 | 1989814.0471 | 966441.9316 | 1080794.5 | 318039.4326 | 247.4878 | 4813.7843 | 6209.4745 | 2376546.6109
WeekDay | Wednesday | 6 | 8 | 778615.1732 | 1069792.7011 | 276523.3974 | 145.946 | 3083.6946 | 4656.9262 | 2132817.8386 | 929943.8074 | 1277713.4737 | 330267.4156 | 174.3115 | 3683.0296 | 5562.0284 | 2547344.0662
WeekDay | Wednesday | 6 | 9 | 784350.0978 | 1162263.8368 | 283675.4799 | 98.2124 | 2596.7955 | 4661.7461 | 2237646.1685 | 936793.3498 | 1388156.9417 | 338809.5493 | 117.3006 | 3101.4986 | 5567.785 | 2672546.4249
WeekDay | Wednesday | 6 | 10 | 791580.6272 | 1208594.6053 | 289334.095 | 109.002 | 3678.7936 | 3951.8653 | 2297248.9884 | 945429.1769 | 1443492.3792 | 345567.9508 | 130.1872 | 4393.7897 | 4719.9346 | 2743733.4184
WeekDay | Wednesday | 6 | 11 | 748075.935 | 1237197.8405 | 291506.8512 | 97.9455 | 3089.1046 | 3691.892 | 2283659.5688 | 893469.0809 | 1477654.8286 | 348162.9956 | 116.9818 | 3689.4911 | 4409.4339 | 2727502.8119
WeekDay | Wednesday | 6 | 12 | 691887.0278 | 1256389.0325 | 296437.4793 | 98.2124 | 3148.6145 | 3626.0703 | 2251586.4368 | 826359.515 | 1500575.9465 | 354051.9215 | 117.3006 | 3760.5671 | 4330.8193 | 2689196.0699
WeekDay | Wednesday | 6 | 13 | 654595.205 | 1261711.8479 | 295072.2767 | 97.9455 | 3235.1744 | 3821.1256 | 2218533.5751 | 781819.7977 | 1506933.2837 | 352421.3834 | 116.9818 | 3863.9504 | 4563.7848 | 2649719.1818
WeekDay | Wednesday | 6 | 14 | 646368.4301 | 1235192.7231 | 291204.403 | 184.2626 | 3759.9435 | 4076.8815 | 2180786.6437 | 771994.0987 | 1475260.0043 | 347801.7647 | 220.0751 | 4490.7115 | 4869.2484 | 2604635.9028
WeekDay | Wednesday | 6 | 15 | 663799.9304 | 1190997.6293 | 289109.0422 | 293.5315 | 5171.951 | 4455.5448 | 2153827.6293 | 792813.518 | 1422475.3231 | 345299.1577 | 350.5811 | 6177.1514 | 5321.5072 | 2572437.2386
WeekDay | Wednesday | 6 | 16 | 670600.1237 | 1123815.7169 | 286312.8734 | 327.4636 | 3884.3732 | 4954.2537 | 2089894.8045 | 800935.3706 | 1342236.1939 | 341959.5363 | 391.1081 | 4639.325 | 5917.1433 | 2496078.6772
WeekDay | Wednesday | 6 | 17 | 663868.632 | 1045317.6692 | 276948.4316 | 236.762 | 3954.7031 | 5539.8714 | 1995866.0694 | 792895.5722 | 1248481.5692 | 330775.0578 | 282.7781 | 4723.3239 | 6616.5794 | 2383774.8807
WeekDay | Wednesday | 6 | 18 | 668892.8301 | 993051.2912 | 269788.6174 | 75644.3576 | 2607.6155 | 5710.8272 | 2015695.539 | 798896.254 | 1186056.9001 | 322223.6899 | 90346.3024 | 3114.4215 | 6820.7615 | 2407458.3294
WeekDay | Wednesday | 6 | 19 | 684980.3763 | 990978.282 | 265544.0652 | 75760.0316 | 2369.5759 | 5702.543 | 2025334.874 | 818110.5134 | 1183580.9888 | 317154.1829 | 90484.4584 | 2830.1175 | 6810.8672 | 2418971.1283
WeekDay | Wednesday | 6 | 20 | 713872.6423 | 937276.0316 | 261825.5206 | 75898.5812 | 1888.0867 | 5537.9134 | 1996298.7758 | 852618.1686 | 1119441.3767 | 312712.9163 | 90649.936 | 2255.048 | 6614.2408 | 2384291.6863
WeekDay | Wednesday | 6 | 21 | 761622.3809 | 886519.552 | 257700.7066 | 75919.7792 | 2131.5363 | 5271.4633 | 1989165.4184 | 909648.3617 | 1058820.064 | 307786.4194 | 90675.2539 | 2545.8134 | 6296.0045 | 2375771.9171
WeekDay | Wednesday | 6 | 22 | 797450.4507 | 841233.5116 | 255735.6865 | 75911.3915 | 2677.9453 | 5102.0137 | 1978110.9994 | 952439.8366 | 1004732.4039 | 305439.4857 | 90665.236 | 3198.4204 | 6093.6214 | 2362569.004
WeekDay | Wednesday | 6 | 23 | 851528.0724 | 810947.652 | 252937.1453 | 75879.5183 | 2109.8963 | 4954.555 | 1998356.8393 | 1017027.7758 | 968560.3018 | 302097.0307 | 90627.168 | 2519.9676 | 5917.5031 | 2386749.747
WeekDay | Thursday | 6 | 0 | 882441.9682 | 729110.028 | 250349.1532 | 75824.1594 | 2245.1461 | 4843.0948 | 1944813.5497 | 1053949.9768 | 870817.0336 | 299006.0465 | 90561.0498 | 2681.504 | 5784.38 | 2322799.9908
WeekDay | Thursday | 6 | 1 | 896723.1966 | 716936.0193 | 248636.5027 | 75796.5181 | 2650.8954 | 4740.6719 | 1945483.804 | 1071006.8495 | 856276.9316 | 296960.5319 | 90528.0363 | 3166.1132 | 5662.0506 | 2323600.5131
WeekDay | Thursday | 6 | 2 | 892979.3025 | 697172.2597 | 246594.4751 | 75798.9963 | 1439.0575 | 4720.0367 | 1918704.1279 | 1066535.3066 | 832671.9642 | 294521.6238 | 90530.9961 | 1718.7471 | 5637.4048 | 2291616.0426
WeekDay | Thursday | 6 | 3 | 846172.856 | 697213.9601 | 246441.4381 | 75805.6302 | 2834.8351 | 4821.7065 | 1873290.4259 | 1010631.7402 | 832721.7693 | 294338.843 | 90538.9194 | 3385.8027 | 5758.8347 | 2237375.9092
WeekDay | Thursday | 6 | 4 | 790097.9096 | 684998.7757 | 246649.8106 | 75799.7969 | 2710.4053 | 4979.1063 | 1805235.8045 | 943658.2841 | 818132.4889 | 294587.714 | 90531.9524 | 3237.1892 | 5946.8262 | 2156094.4548
WeekDay | Thursday | 6 | 5 | 759984.5324 | 705416.4874 | 251236.8242 | 366.1232 | 3370.4241 | 5289.3873 | 1725663.7786 | 907692.1873 | 842518.5081 | 300066.2418 | 437.2815 | 4025.4867 | 6317.4122 | 2061057.1176
WeekDay | Thursday | 6 | 6 | 747129.777 | 737195.197 | 257974.2267 | 340.2739 | 3797.8134 | 5504.1741 | 1751941.4621 | 892339.0314 | 880473.6048 | 308113.0998 | 406.4082 | 4535.9417 | 6573.944 | 2092442.03
WeekDay | Thursday | 6 | 7 | 725592.0496 | 862139.2419 | 270319.2087 | 243.2434 | 4073.7229 | 5432.7793 | 1867800.2458 | 866615.3145 | 1029701.2911 | 322857.4049 | 290.5192 | 4865.476 | 6488.6733 | 2230818.6789
WeekDay | Thursday | 6 | 8 | 678989.6001 | 1015819.4692 | 278216.5874 | 144.9929 | 3181.0745 | 5058.7853 | 1981410.5093 | 810955.3932 | 1213250.2131 | 332289.6874 | 173.1731 | 3799.3358 | 6041.9912 | 2366509.7938
WeekDay | Thursday | 6 | 9 | 693956.614 | 1117360.8277 | 280921.6615 | 103.8169 | 3132.3846 | 4635.6885 | 2100110.9931 | 828831.338 | 1334526.7574 | 335520.5094 | 123.9943 | 3741.1827 | 5536.663 | 2508280.4448
WeekDay | Thursday | 6 | 10 | 713535.1899 | 1155912.8737 | 286189.7589 | 108.6208 | 2915.9849 | 4168.7608 | 2162831.1891 | 852215.1302 | 1380571.63 | 341812.4938 | 129.7319 | 3482.7245 | 4978.985 | 2583190.6954
WeekDay | Thursday | 6 | 11 | 681752.0729 | 1168533.7953 | 290318.7392 | 110.3364 | 2699.5853 | 4075.2246 | 2147489.7538 | 814254.7696 | 1395645.5051 | 346743.9668 | 131.781 | 3224.2663 | 4867.2695 | 2564867.5581
WeekDay | Thursday | 6 | 12 | 643082.398 | 1165736.3424 | 295163.3959 | 125.8537 | 2320.886 | 4044.6484 | 2110473.5243 | 768069.4062 | 1392304.3501 | 352530.2121 | 150.3141 | 2771.9644 | 4830.7506 | 2520656.9975
WeekDay | Thursday | 6 | 13 | 609244.252 | 1156453.6122 | 294944.9252 | 100.4237 | 1990.8765 | 4146.77 | 2066880.8597 | 727654.6089 | 1381217.4644 | 352269.2804 | 119.9416 | 2377.8156 | 4952.7202 | 2468591.8311
WeekDay | Thursday | 6 | 14 | 612281.944 | 1157301.5606 | 295553.0891 | 103.1687 | 3105.3346 | 4510.9736 | 2072856.0707 | 731282.695 | 1382230.2167 | 352995.6446 | 123.2202 | 3708.8754 | 5387.709 | 2475728.361
WeekDay | Thursday | 6 | 15 | 625962.178 | 1122290.2839 | 295261.2423 | 119.8298 | 5123.2611 | 4962.3873 | 2053719.1824 | 747621.7663 | 1340414.2837 | 352647.0756 | 143.1194 | 6118.9983 | 5926.8577 | 2452872.1011
WeekDay | Thursday | 6 | 16 | 629861.8368 | 1074908.595 | 290291.7721 | 83.0001 | 4160.2828 | 5445.4315 | 2004750.9184 | 752279.3478 | 1283823.6729 | 346711.7584 | 99.1317 | 4968.8592 | 6503.7846 | 2394386.5546
WeekDay | Thursday | 6 | 17 | 634143.6365 | 990941.4176 | 282652.2765 | 89.2147 | 4062.9029 | 5843.0732 | 1917732.5213 | 757393.3415 | 1183536.9596 | 337587.4799 | 106.5541 | 4852.553 | 6978.7103 | 2290455.5984
WeekDay | Thursday | 6 | 18 | 649142.355 | 942653.4393 | 275240.3476 | 75610.883 | 3202.7144 | 5940.6762 | 1951790.4156 | 775307.153 | 1125863.9166 | 328734.9973 | 90306.3218 | 3825.1816 | 7095.283 | 2331132.8534
WeekDay | Thursday | 6 | 19 | 669493.1696 | 947988.5237 | 271511.9708 | 76084.7501 | 3105.3346 | 5953.9309 | 1974137.6797 | 799613.2731 | 1132235.9074 | 324281.9875 | 90872.2879 | 3708.8754 | 7111.1139 | 2357823.4452
WeekDay | Thursday | 6 | 20 | 697280.3944 | 903130.6967 | 266361.9689 | 77071.144 | 2277.606 | 5778.1552 | 1951899.9653 | 832801.1156 | 1078659.6866 | 318131.0512 | 92050.3935 | 2720.2727 | 6901.1751 | 2331263.6947
WeekDay | Thursday | 6 | 21 | 750495.4846 | 862652.1756 | 262261.5838 | 76571.3894 | 1460.6975 | 5544.6913 | 1958986.0222 | 896358.8849 | 1030313.9166 | 313233.7311 | 91453.5085 | 1744.593 | 6622.3361 | 2339726.9702
WeekDay | Thursday | 6 | 22 | 802895.2913 | 824700.7606 | 258406.001 | 75911.2009 | 1606.7672 | 5301.7383 | 1968821.7593 | 958942.9154 | 984986.4113 | 308628.7922 | 90665.0084 | 1919.0523 | 6332.1637 | 2351474.3432
WeekDay | Thursday | 6 | 23 | 860918.8745 | 792163.7818 | 254676.4073 | 75896.3699 | 2185.6362 | 5108.7917 | 1990949.8614 | 1028243.7378 | 946125.6711 | 304174.329 | 90647.2949 | 2610.428 | 6101.7167 | 2377903.1776
WeekDay | Friday | 6 | 0 | 902666.6092 | 769353.5262 | 250834.9117 | 75835.1016 | 2456.1357 | 5031.0708 | 2006177.3552 | 1078105.4008 | 918882.1025 | 299586.2152 | 90574.1186 | 2933.5008 | 6008.8903 | 2396090.2282
WeekDay | Friday | 6 | 1 | 944839.4123 | 753920.9945 | 246972.594 | 75823.1681 | 2786.1452 | 4944.6139 | 2029286.9281 | 1128474.7469 | 900450.1637 | 294973.2324 | 90559.8659 | 3327.6496 | 5905.6299 | 2423691.2883
WeekDay | Friday | 6 | 2 | 962663.5603 | 731988.5713 | 244864.7213 | 75818.3261 | 1828.5768 | 4855.747 | 2022019.5029 | 1149763.1274 | 874255.0394 | 292455.6816 | 90554.0828 | 2183.9719 | 5799.4912 | 2415011.3945
WeekDay | Friday | 6 | 3 | 927863.0354 | 721903.0663 | 244588.3015 | 75817.5255 | 2748.2752 | 4920.8157 | 1977841.0196 | 1108198.907 | 862209.3547 | 292125.538 | 90553.1266 | 3282.4194 | 5877.2064 | 2362246.552
WeekDay | Friday | 6 | 4 | 868962.0335 | 719670.1301 | 244165.1577 | 75816.3817 | 2970.0848 | 5020.6779 | 1916604.4659 | 1037850.1341 | 859542.4337 | 291620.1536 | 90551.7605 | 3547.339 | 5996.4775 | 2289108.2985
WeekDay | Friday | 6 | 5 | 828350.5252 | 739245.4805 | 247433.8199 | 384.4999 | 3035.0047 | 5406.5711 | 1823855.9013 | 989345.5301 | 882922.3734 | 295524.1003 | 459.2299 | 3624.8765 | 6457.3714 | 2178333.4816
WeekDay | Friday | 6 | 6 | 809981.576 | 763916.1818 | 255783.7364 | 363.8738 | 4441.6023 | 5580.69 | 1840067.6602 | 967406.463 | 912387.9768 | 305496.8743 | 434.5949 | 5304.8549 | 6665.3313 | 2197696.0953
WeekDay | Friday | 6 | 7 | 786260.9178 | 893409.2045 | 269367.0262 | 281.7124 | 4647.1819 | 5624.3703 | 1959590.4132 | 939075.5494 | 1067048.7628 | 321720.1598 | 336.465 | 5550.3902 | 6717.5012 | 2340448.8283
WeekDay | Friday | 6 | 8 | 769525.2246 | 1050574.2183 | 279510.2863 | 213.162 | 3819.4534 | 5495.1368 | 2109137.4813 | 919087.1715 | 1254759.7608 | 333834.8247 | 254.5914 | 4561.7875 | 6563.1503 | 2519061.2863
WeekDay | Friday | 6 | 9 | 781413.2287 | 1143706.2362 | 283284.1143 | 120.4017 | 2840.2451 | 4807.548 | 2216171.774 | 933285.6822 | 1365992.5576 | 338342.1193 | 143.8025 | 3392.2641 | 5741.9245 | 2646898.3502
WeekDay | Friday | 6 | 10 | 790484.8845 | 1181498.7247 | 285692.9986 | 109.4977 | 2872.705 | 4549.5328 | 2265208.3433 | 944120.4699 | 1411130.248 | 341219.1851 | 130.7792 | 3431.0328 | 5433.7624 | 2705465.4775
WeekDay | Friday | 6 | 11 | 744613.9944 | 1205322.1022 | 287845.6368 | 126.8831 | 3197.3044 | 4467.4439 | 2245573.3648 | 889334.291 | 1439583.8451 | 343790.2017 | 151.5436 | 3818.7202 | 5335.719 | 2682014.3205
WeekDay | Friday | 6 | 12 | 690704.8308 | 1220312.5543 | 292394.7252 | 109.4214 | 4690.4618 | 4426.0229 | 2212638.0165 | 824947.5508 | 1457487.7835 | 349223.4334 | 130.6881 | 5602.0819 | 5286.2476 | 2642677.7852
WeekDay | Friday | 6 | 13 | 663755.1218 | 1230927.7103 | 292948.7326 | 108.3539 | 4712.1018 | 4354.0257 | 2196806.0459 | 792760.0005 | 1470166.0601 | 349885.1154 | 129.4131 | 5627.9277 | 5200.2572 | 2623768.7741
WeekDay | Friday | 6 | 14 | 658837.8363 | 1222695.1095 | 288730.7777 | 114.3778 | 4685.0519 | 4595.4725 | 2179658.6256 | 786887.0105 | 1460333.4029 | 344847.3752 | 136.6078 | 5595.6204 | 5488.6307 | 2603288.6474
WeekDay | Friday | 6 | 15 | 675837.5178 | 1190836.5245 | 286345.4415 | 101.415 | 5950.9897 | 4827.1289 | 2163899.0173 | 807190.6844 | 1422282.9065 | 341998.4342 | 121.1256 | 7107.601 | 5765.311 | 2584466.0626
WeekDay | Friday | 6 | 16 | 679190.9751 | 1121096.7586 | 279606.0124 | 231.6531 | 5610.1602 | 5267.8484 | 2091003.4078 | 811195.9066 | 1338988.7894 | 333949.1558 | 276.6763 | 6700.5293 | 6291.687 | 2497402.7444
WeekDay | Friday | 6 | 17 | 676087.0513 | 1032053.5249 | 271789.2899 | 310.1163 | 4609.312 | 5597.7102 | 1990447.0045 | 807488.7162 | 1232639.4571 | 324613.2053 | 370.3893 | 5505.16 | 6685.6595 | 2377302.5874
WeekDay | Friday | 6 | 18 | 672079.0634 | 967752.0324 | 265572.9236 | 75895.3405 | 2948.4449 | 5824.3961 | 1990072.2009 | 802701.7513 | 1155840.5752 | 317188.6501 | 90646.0654 | 3521.4932 | 6956.4032 | 2376854.9383
WeekDay | Friday | 6 | 19 | 697017.8375 | 970134.0139 | 257884.2222 | 76688.741 | 2964.6748 | 5812.6476 | 2010502.137 | 832487.5291 | 1158685.5094 | 308005.6024 | 91593.6681 | 3540.8776 | 6942.3713 | 2401255.5578
WeekDay | Friday | 6 | 20 | 722771.2561 | 936022.0712 | 253136.6666 | 76794.1973 | 2878.115 | 5563.6697 | 1997165.9759 | 863246.2825 | 1117943.7015 | 302335.3303 | 91719.6205 | 3437.4943 | 6645.003 | 2385327.432
WeekDay | Friday | 6 | 21 | 766342.4073 | 896613.2395 | 247852.3087 | 76810.7058 | 2450.7257 | 5404.9143 | 1995474.3013 | 915285.7542 | 1070875.5215 | 296023.925 | 91739.3376 | 2927.0393 | 6455.3925 | 2383306.9701
WeekDay | Friday | 6 | 22 | 788454.8924 | 850377.2249 | 245436.8739 | 76808.4945 | 2531.8756 | 5242.2427 | 1968851.6039 | 941695.9364 | 1015653.254 | 293139.0356 | 91736.6965 | 3023.9612 | 6261.1047 | 2351509.9882
WeekDay | Friday | 6 | 23 | 822607.7972 | 821234.483 | 243680.1414 | 76803.9956 | 2310.066 | 5145.2422 | 1971781.7254 | 982486.6676 | 980846.4415 | 291040.8713 | 91731.3232 | 2759.0415 | 6145.2516 | 2355009.5967
Saturday | Saturday | 6 | 0 | 854141.653 | 788715.6373 | 240232.1694 | 76175.3373 | 2304.656 | 4934.221 | 1966503.6739 | 1020149.3217 | 942007.3586 | 286922.7649 | 90980.4813 | 2752.58 | 5893.2171 | 2348705.7236
Saturday | Saturday | 6 | 1 | 870745.4717 | 766770.3965 | 238013.0366 | 75943.8748 | 2607.6155 | 4860.8682 | 1958941.2633 | 1039980.1945 | 915796.9258 | 284272.3301 | 90704.0327 | 3114.4215 | 5805.6077 | 2339673.5122
Saturday | Saturday | 6 | 2 | 896195.912 | 749465.6268 | 236874.4158 | 75923.2868 | 1877.2667 | 4776.5199 | 1965113.0281 | 1070377.084 | 895128.8679 | 282912.4113 | 90679.4432 | 2242.125 | 5704.8659 | 2347044.7973
Saturday | Saturday | 6 | 3 | 877840.6004 | 734736.3309 | 234647.0038 | 75926.4131 | 3218.9444 | 4764.0183 | 1931133.311 | 1048454.305 | 877536.843 | 280252.0881 | 90683.1772 | 3844.566 | 5689.9345 | 2306460.9137
Saturday | Saturday | 6 | 4 | 838930.4488 | 729516.5288 | 233358.0706 | 75922.1049 | 3467.804 | 4764.4702 | 1885959.4272 | 1001981.7267 | 871302.5403 | 278712.6428 | 90678.0316 | 4141.7929 | 5690.4742 | 2252507.2086
Saturday | Saturday | 6 | 5 | 802468.5595 | 737541.5051 | 230451.6474 | 482.5979 | 3776.1734 | 4856.5001 | 1779576.9836 | 958433.2456 | 880887.22 | 275241.3385 | 576.3938 | 4510.0959 | 5800.3907 | 2125448.6846
Saturday | Saturday | 6 | 6 | 781964.0335 | 735951.3906 | 229091.5628 | 367.7245 | 4371.2724 | 4718.0787 | 1756464.0625 | 933943.5392 | 878988.0571 | 273616.9131 | 439.194 | 5220.856 | 5635.0662 | 2097843.6256
Saturday | Saturday | 6 | 7 | 763940.191 | 783819.0566 | 233011.9509 | 246.2935 | 3906.0132 | 4360.8036 | 1789284.3089 | 912416.6525 | 936159.0975 | 278299.2526 | 294.1621 | 4665.1708 | 5208.3526 | 2137042.6881
Saturday | Saturday | 6 | 8 | 743968.2795 | 866082.9644 | 233702.5246 | 238.0964 | 3916.8332 | 4014.0722 | 1851922.7702 | 888563.0774 | 1034411.5003 | 279124.0435 | 284.3719 | 4678.0937 | 4794.2317 | 2211855.3186
Saturday | Saturday | 6 | 9 | 737554.4047 | 950197.3804 | 235553.7936 | 244.5397 | 3224.3544 | 3270.3015 | 1930044.7742 | 880902.6267 | 1134874.0689 | 281335.118 | 292.0675 | 3851.0274 | 3905.9046 | 2305160.8132
Saturday | Saturday | 6 | 10 | 742581.1804 | 987499.496 | 237605.7135 | 241.9852 | 3494.8539 | 3130.9763 | 1974554.2054 | 886906.3871 | 1179426.0795 | 283785.8412 | 289.0165 | 4174.1002 | 3739.5007 | 2358320.9252
Saturday | Saturday | 6 | 11 | 769903.8996 | 1017829.0041 | 235359.7773 | 253.9186 | 3554.3638 | 2487.5198 | 2029388.4833 | 919539.4444 | 1215650.3134 | 281103.3935 | 303.2693 | 4245.1762 | 2970.9845 | 2423812.5813
Saturday | Saturday | 6 | 12 | 778984.9416 | 1003202.2716 | 238491.4425 | 250.6398 | 3332.5542 | 2441.8813 | 2026703.731 | 930385.4426 | 1198180.7857 | 284843.717 | 299.3532 | 3980.2566 | 2916.476 | 2420606.0311
Saturday | Saturday | 6 | 13 | 771147.9435 | 982257.5969 | 235328.0286 | 263.1832 | 4192.7427 | 2602.7455 | 1995792.2405 | 921025.2758 | 1173165.3851 | 281065.4743 | 314.3345 | 5007.628 | 3108.605 | 2383686.7027
Saturday | Saturday | 6 | 14 | 758243.6765 | 950755.333 | 232326.5796 | 257.8837 | 3018.7748 | 3264.8791 | 1947867.1267 | 905612.9854 | 1135540.463 | 277480.6752 | 308.005 | 3605.4921 | 3899.4284 | 2326447.0492
Saturday | Saturday | 6 | 15 | 766169.238 | 943977.1113 | 225920.1077 | 267.339 | 3749.1235 | 3835.284 | 1943918.2035 | 915078.9284 | 1127444.8523 | 269829.0662 | 319.2979 | 4477.7886 | 4580.695 | 2321730.6285
Saturday | Saturday | 6 | 16 | 755192.36 | 921100.9287 | 221614.0225 | 263.107 | 3208.1244 | 4857.4039 | 1906235.9464 | 901968.6268 | 1100122.5434 | 264686.0669 | 314.2435 | 3831.6431 | 5801.4701 | 2276724.5937
Saturday | Saturday | 6 | 17 | 752580.9826 | 888551.4005 | 220870.5441 | 266.0427 | 2596.7955 | 5198.2611 | 1870064.0265 | 898849.7122 | 1061246.8147 | 263798.089 | 317.7497 | 3101.4986 | 6208.575 | 2233522.4393
Saturday | Saturday | 6 | 18 | 749448.7985 | 882230.8945 | 219741.4214 | 75837.8466 | 2099.0764 | 5681.3054 | 1935039.3427 | 895108.7689 | 1053697.8796 | 262449.5144 | 90577.3972 | 2507.0447 | 6785.5019 | 2311126.1067
Saturday | Saturday | 6 | 19 | 771076.4943 | 901507.1346 | 219439.4939 | 76630.6371 | 1828.5768 | 5673.6236 | 1976155.9604 | 920939.94 | 1076720.5753 | 262088.9054 | 91524.2714 | 2183.9719 | 6776.3272 | 2360233.9912
Saturday | Saturday | 6 | 20 | 790251.1782 | 890448.5725 | 216518.0949 | 76758.0539 | 2299.246 | 5506.8853 | 1981782.0308 | 943841.3414 | 1063512.7138 | 258599.7145 | 91676.4524 | 2746.1186 | 6577.1822 | 2366953.5229
Saturday | Saturday | 6 | 21 | 810263.9576 | 869625.4035 | 210827.2147 | 76785.0852 | 1704.147 | 5295.8641 | 1974501.672 | 967743.7271 | 1038642.4341 | 251802.7769 | 91708.7374 | 2035.3585 | 6325.1477 | 2358258.1817
Saturday | Saturday | 6 | 22 | 814556.78 | 837273.1298 | 208489.9108 | 76792.5197 | 1260.5278 | 5141.0248 | 1943513.8929 | 972870.8859 | 1000002.2976 | 249011.2036 | 91717.6169 | 1505.5191 | 6140.2145 | 2321247.7376
Saturday | Saturday | 6 | 23 | 854512.205 | 812678.9453 | 208685.5393 | 76756.2239 | 1769.0669 | 4966.0022 | 1959367.9826 | 1020591.8928 | 970628.0826 | 249244.8537 | 91674.2667 | 2112.8959 | 5931.1752 | 2340183.167
Sunday | Sunday | 6 | 0 | 887167.3114 | 783592.9822 | 207342.9826 | 76697.4337 | 1888.0867 | 4807.2468 | 1961496.0434 | 1059593.7195 | 935889.0841 | 247641.363 | 91604.0503 | 2255.048 | 5741.5647 | 2342724.8294
Sunday | Sunday | 6 | 1 | 913202.4555 | 756121.1325 | 205629.8933 | 76412.4043 | 2223.5061 | 4660.8424 | 1958250.2341 | 1090688.9535 | 903077.912 | 245595.3242 | 91263.6237 | 2655.6582 | 5566.7057 | 2338848.1772
Sunday | Sunday | 6 | 2 | 936795.3607 | 727104.1399 | 205809.8411 | 76233.0599 | 2136.9463 | 4591.8575 | 1952671.2054 | 1118867.2844 | 868421.2888 | 245810.246 | 91049.4227 | 2552.2749 | 5484.3132 | 2332184.8301
Sunday | Sunday | 6 | 3 | 924888.1155 | 727361.3877 | 205238.9859 | 75931.8651 | 2515.6456 | 4577.3979 | 1940513.3977 | 1104645.7932 | 868728.5343 | 245128.4415 | 90689.6888 | 3004.5768 | 5467.0432 | 2317664.0778
Sunday | Sunday | 6 | 4 | 889680.7806 | 722093.7001 | 205534.8277 | 75793.1249 | 2645.4854 | 4581.314 | 1900329.2327 | 1062595.6967 | 862437.0394 | 245481.782 | 90523.9836 | 3159.6517 | 5471.7205 | 2269669.8739
Sunday | Sunday | 6 | 5 | 855928.4026 | 716601.1223 | 204797.805 | 361.0525 | 3684.2036 | 4605.5641 | 1785978.1501 | 1022283.3371 | 855876.9454 | 244601.5144 | 431.2253 | 4400.2512 | 5500.6838 | 2133093.9571
Sunday | Sunday | 6 | 6 | 836043.1807 | 705226.4899 | 202744.4249 | 335.3175 | 4122.4128 | 4364.5692 | 1752836.395 | 998533.3004 | 842291.5834 | 242149.0473 | 400.4885 | 4923.6291 | 5212.85 | 2093510.8986
Sunday | Sunday | 6 | 7 | 815151.4496 | 717597.5347 | 205708.9781 | 248.8479 | 3505.6739 | 3962.4089 | 1746174.893 | 973581.1332 | 857067.0166 | 245689.7797 | 297.213 | 4187.0231 | 4732.5273 | 2085554.6929
Sunday | Sunday | 6 | 8 | 779854.3957 | 758199.3519 | 209696.3429 | 239.7739 | 1942.1866 | 3728.7944 | 1753660.8454 | 931423.8804 | 905560.0461 | 250452.1132 | 286.3755 | 2319.6625 | 4453.5084 | 2094495.586
Sunday | Sunday | 6 | 9 | 763141.4133 | 785974.0851 | 211344.0189 | 245.6072 | 3365.0142 | 3320.3079 | 1767390.4467 | 911462.6274 | 938732.969 | 252420.0252 | 293.3425 | 4019.0253 | 3965.6302 | 2110893.6195
Sunday | Sunday | 6 | 10 | 756616.1355 | 818552.2298 | 211548.8449 | 246.4078 | 3283.8643 | 3318.6511 | 1793566.1334 | 903669.1218 | 977642.8759 | 252664.6604 | 294.2987 | 3922.1035 | 3963.6513 | 2142156.7115
Sunday | Sunday | 6 | 11 | 777111.1664 | 838708.7885 | 213429.2935 | 252.203 | 3337.9642 | 2755.1748 | 1835594.5903 | 928147.4876 | 1001716.9855 | 254910.5856 | 301.2202 | 3986.718 | 3290.6599 | 2192353.6568
Sunday | Sunday | 6 | 12 | 797530.3271 | 860185.5793 | 215958.0472 | 258.1506 | 3581.4138 | 2435.4046 | 1879948.9227 | 952535.2375 | 1027367.9222 | 257930.8182 | 308.3238 | 4277.4835 | 2908.7404 | 2245328.5256
Sunday | Sunday | 6 | 13 | 793842.0498 | 851426.5742 | 213971.5276 | 268.9403 | 3494.8539 | 2668.1154 | 1865672.0612 | 948130.1209 | 1016906.5508 | 255558.2063 | 321.2105 | 4174.1002 | 3186.6799 | 2228276.8686
Sunday | Sunday | 6 | 14 | 775377.3442 | 855404.1322 | 212705.0757 | 282.2462 | 4447.0123 | 3106.2743 | 1851322.0849 | 926076.6865 | 1021657.1715 | 254045.6117 | 337.1025 | 5311.3164 | 3709.9978 | 2211137.8864
Sunday | Sunday | 6 | 15 | 768503.8219 | 851413.0464 | 213566.1318 | 276.2986 | 5420.8106 | 4837.0699 | 1844017.1791 | 917867.253 | 1016890.3937 | 255074.0193 | 329.9989 | 6474.3784 | 5777.1841 | 2202413.2274
Sunday | Sunday | 6 | 16 | 753138.4128 | 846212.9273 | 209027.7158 | 258.5319 | 3900.6032 | 5130.0294 | 1817668.2204 | 899515.4823 | 1010679.5997 | 249653.5343 | 308.7791 | 4658.7094 | 6127.0821 | 2170943.1869
Sunday | Sunday | 6 | 17 | 755271.1615 | 846621.3777 | 207168.4676 | 256.3968 | 2769.9152 | 5019.6236 | 1817106.9424 | 902062.7439 | 1011167.4348 | 247432.9299 | 306.2291 | 3308.2652 | 5995.2182 | 2170272.8211
Sunday | Sunday | 6 | 18 | 749823.7828 | 863266.1339 | 207714.2426 | 75704.3678 | 2396.6258 | 5255.7986 | 1904160.9515 | 895556.6337 | 1031047.2015 | 248084.7796 | 90417.9759 | 2862.4248 | 6277.2953 | 2274246.3108
Sunday | Sunday | 6 | 19 | 760365.9376 | 875751.9599 | 208831.8098 | 75703.224 | 2613.0255 | 5233.8079 | 1928499.7646 | 908147.721 | 1045959.7243 | 249419.5528 | 90416.6099 | 3120.883 | 6251.0305 | 2303315.5214
Sunday | Sunday | 6 | 20 | 777300.8134 | 861624.9978 | 209947.9569 | 75854.9652 | 1758.2469 | 5093.5789 | 1931580.5591 | 928373.9937 | 1029087.1005 | 250752.63 | 90597.8429 | 2099.973 | 6083.5472 | 2306995.0873
Sunday | Sunday | 6 | 21 | 797096.3829 | 833319.7977 | 209284.8167 | 75880.7383 | 1482.3374 | 4991.7585 | 1922055.8317 | 952016.9536 | 995280.6112 | 249960.6044 | 90628.6252 | 1770.4388 | 5961.9374 | 2295619.1706
Sunday | Sunday | 6 | 22 | 817254.5982 | 811080.2243 | 209426.0363 | 75879.2514 | 1655.4571 | 4934.5222 | 1920230.0895 | 976093.0417 | 968718.6403 | 250129.2708 | 90626.8493 | 1977.2054 | 5893.5769 | 2293438.5843
Sunday | Sunday | 6 | 23 | 881788.1973 | 791409.076 | 210138.7549 | 75812.0354 | 2283.016 | 4862.9769 | 1966294.0565 | 1053169.1415 | 945224.2836 | 250980.5107 | 90546.5694 | 2726.7342 | 5808.1262 | 2348455.3657
WeekDay | Monday | 6 | 0 | 977966.9942 | 772139.1123 | 209567.3594 | 75799.6826 | 2023.3365 | 4807.8493 | 2042304.3343 | 1168040.8775 | 922209.0844 | 250298.061 | 90531.8158 | 2416.5843 | 5742.2843 | 2439238.7073
WeekDay | Monday | 6 | 1 | 1023850.0381 | 761538.8398 | 208745.4255 | 75799.6826 | 2326.296 | 4765.6752 | 2077025.9571 | 1222841.5723 | 909548.5839 | 249316.3792 | 90531.8158 | 2778.4258 | 5691.9134 | 2480708.6904
WeekDay | Monday | 6 | 2 | 1036350.4728 | 739572.1179 | 209249.533 | 75799.4157 | 1693.3271 | 4663.5535 | 2067328.42 | 1237771.5432 | 883312.4948 | 249918.4631 | 90531.497 | 2022.4356 | 5569.9438 | 2469126.3775
WeekDay | Monday | 6 | 3 | 1004678.7372 | 732434.7727 | 210499.7721 | 75802.9614 | 1228.0679 | 4788.1178 | 2029432.4291 | 1199944.2115 | 874787.9628 | 251411.6939 | 90535.7319 | 1466.7504 | 5718.7179 | 2423865.0683
WeekDay | Monday | 6 | 4 | 947897.0566 | 730585.1976 | 213754.7262 | 75801.3601 | 3051.2347 | 4825.9239 | 1975915.4992 | 1132126.6631 | 872578.9115 | 255299.2683 | 90533.8193 | 3644.2609 | 5763.8718 | 2359946.7949
WeekDay | Monday | 6 | 5 | 898593.248 | 757597.6114 | 220104.6474 | 363.4544 | 3586.8238 | 5122.3477 | 1885368.1326 | 1073240.3568 | 904841.3536 | 262883.3355 | 434.094 | 4283.945 | 6117.9074 | 2251800.9923
WeekDay | Monday | 6 | 6 | 867167.8469 | 805660.9623 | 229147.696 | 331.0474 | 4360.4524 | 5246.912 | 1911914.9169 | 1035707.2364 | 962246.1114 | 273683.9561 | 395.3885 | 5207.9331 | 6266.6815 | 2283507.3069
WeekDay | Monday | 6 | 7 | 831340.4016 | 957465.5337 | 245307.7913 | 267.339 | 4820.3016 | 5179.584 | 2044380.9511 | 992916.5073 | 1143554.8324 | 292984.865 | 319.2979 | 5757.1568 | 6186.2679 | 2441718.9273
WeekDay | Monday | 6 | 8 | 794802.8885 | 1134264.8817 | 259778.0334 | 347.6322 | 4252.2526 | 4653.9137 | 2198099.6022 | 949277.7045 | 1354716.218 | 310267.4874 | 415.1966 | 5078.704 | 5558.4304 | 2625313.741
WeekDay | Monday | 6 | 9 | 789879.4765 | 1215619.4657 | 270923.5082 | 424.2653 | 4430.7823 | 4266.2131 | 2285543.7111 | 943397.3971 | 1451882.5643 | 323579.1536 | 506.7238 | 5291.932 | 5095.3778 | 2729753.1487
WeekDay | Monday | 6 | 10 | 791093.8354 | 1269190.5593 | 276757.0603 | 445.7302 | 4695.8718 | 4007.8967 | 2346190.9536 | 944847.7741 | 1515865.5286 | 330546.4923 | 532.3606 | 5608.5433 | 4786.856 | 2802187.5548
WeekDay | Monday | 6 | 11 | 743347.5298 | 1286067.4131 | 279353.7061 | 472.0752 | 5058.3412 | 4482.8073 | 2318781.8727 | 887821.6812 | 1536022.5024 | 333647.8121 | 563.8259 | 6041.4608 | 5354.0684 | 2769451.3509
WeekDay | Monday | 6 | 12 | 695221.2704 | 1287801.7647 | 280428.044 | 483.2461 | 4376.6824 | 5773.6365 | 2274084.6441 | 830341.7881 | 1538093.9359 | 334930.9542 | 577.1679 | 5227.3175 | 6895.7782 | 2716066.9418
WeekDay | Monday | 6 | 13 | 668463.375 | 1296012.2482 | 281577.2726 | 493.3876 | 3646.3337 | 5811.4426 | 2256004.0596 | 798383.3317 | 1547900.1771 | 336303.5425 | 589.2805 | 4355.021 | 6940.9321 | 2694472.2848
WeekDay | Monday | 6 | 14 | 668549.4719 | 1281054.3591 | 280897.0694 | 479.9672 | 3608.4637 | 5892.7784 | 2240482.1097 | 798486.162 | 1530035.1305 | 335491.1376 | 573.2518 | 4309.7908 | 7038.076 | 2675933.5488
WeekDay | Monday | 6 | 15 | 677777.5186 | 1241647.4989 | 277255.3351 | 446.9883 | 5188.181 | 5447.9921 | 2207763.514 | 809507.7362 | 1482969.3054 | 331141.6099 | 533.8632 | 6196.5358 | 6506.8428 | 2636855.8933
WeekDay | Monday | 6 | 16 | 688865.6679 | 1164564.4594 | 272723.0689 | 363.2257 | 6172.7993 | 5552.3731 | 2138241.5942 | 822750.9353 | 1390904.7044 | 325728.47 | 433.8208 | 7372.5207 | 6631.5108 | 2553821.962
WeekDay | Monday | 6 | 17 | 682529.122 | 1057910.7946 | 267129.249 | 338.5582 | 6194.4392 | 5258.2086 | 2019360.3716 | 815182.8429 | 1263522.2458 | 319047.4569 | 404.3591 | 7398.3665 | 6280.1737 | 2411835.4447
WeekDay | Monday | 6 | 18 | 676091.8385 | 984484.7364 | 262673.2541 | 75747.6788 | 4501.1122 | 5355.9622 | 2008854.5822 | 807494.4338 | 1175825.3828 | 313725.412 | 90469.7048 | 5375.9309 | 6396.9263 | 2399287.7906
WeekDay | Monday | 6 | 19 | 717738.6987 | 988355.5535 | 260519.5462 | 75758.5828 | 3678.7936 | 5439.1054 | 2051490.2802 | 857235.6167 | 1180448.517 | 311153.1178 | 90482.728 | 4393.7897 | 6496.2289 | 2450209.9981
WeekDay | Monday | 6 | 20 | 770880.8435 | 953097.2914 | 254907.8336 | 75850.9238 | 3078.2846 | 5292.3997 | 2063107.5767 | 920706.2633 | 1138337.5954 | 304450.7344 | 90593.0161 | 3676.5682 | 6321.0101 | 2464085.1873
WeekDay | Monday | 6 | 21 | 818648.7007 | 902649.551 | 251162.7752 | 75872.1981 | 2147.7663 | 5099.3025 | 2055580.2938 | 977758.0965 | 1078085.0273 | 299977.801 | 90618.4251 | 2565.1978 | 6090.3833 | 2455094.931
WeekDay | Monday | 6 | 22 | 863439.7116 | 860465.1336 | 246230.9353 | 75876.0107 | 2845.6551 | 4955.6093 | 2053813.0555 | 1031254.515 | 1027701.8096 | 294087.4277 | 90622.9787 | 3398.7256 | 5918.7624 | 2452984.219
WeekDay | Monday | 6 | 23 | 943150.6449 | 824239.1853 | 242701.9532 | 75872.9987 | 2472.3657 | 4816.8866 | 2093254.0344 | 1126457.7571 | 984435.1261 | 289872.5663 | 90619.3814 | 2952.8851 | 5753.078 | 2500090.7941
WeekDay | Tuesday | 6 | 0 | 1055162.7356 | 807139.0325 | 248071.498 | 75867.6992 | 2629.2554 | 4661.6708 | 2193531.8916 | 1260240.0847 | 964011.4537 | 296285.7151 | 90613.0519 | 3140.2673 | 5567.6951 | 2619858.2678
WeekDay | Tuesday | 6 | 1 | 1101538.5385 | 786580.9406 | 244893.0714 | 75868.7667 | 1622.9972 | 4603.1542 | 2215107.4686 | 1315629.3093 | 939457.7705 | 292489.5417 | 90614.3269 | 1938.4366 | 5497.8054 | 2645627.1905
WeekDay | Tuesday | 6 | 2 | 1126848.0133 | 766278.3195 | 243109.1202 | 75858.854 | 1433.6475 | 4556.9133 | 2218084.8678 | 1345857.8357 | 915209.2106 | 290358.8688 | 90602.4875 | 1712.2857 | 5442.5773 | 2649183.2655
WeekDay | Tuesday | 6 | 3 | 1084434.6393 | 745900.7156 | 241591.6577 | 75851.0001 | 1412.0075 | 4640.0189 | 2153830.0391 | 1295201.1624 | 890871.0943 | 288546.4781 | 90593.1071 | 1686.4399 | 5541.835 | 2572440.1167
WeekDay | Tuesday | 6 | 4 | 1018590.9266 | 754043.1626 | 243596.537 | 75855.4227 | 1520.2074 | 4796.3644 | 2098402.6207 | 1216560.3203 | 900596.0759 | 290941.018 | 90598.3893 | 1815.669 | 5728.5672 | 2506240.0396
WeekDay | Tuesday | 6 | 5 | 964871.9129 | 777916.4598 | 247994.6659 | 419.8045 | 1925.9567 | 5095.1228 | 1998223.9225 | 1152400.6868 | 929109.2948 | 296193.9501 | 501.3961 | 2300.2781 | 6085.3911 | 2386590.9971
WeekDay | Tuesday | 6 | 6 | 932871.4574 | 830493.5611 | 255285.3781 | 387.7025 | 3013.3648 | 5310.8886 | 2027362.3525 | 1114180.7465 | 991905.0782 | 304901.657 | 463.0549 | 3599.0307 | 6343.0923 | 2421392.6596
WeekDay | Tuesday | 6 | 7 | 890969.8599 | 969002.0002 | 269934.7643 | 310.5738 | 3251.4043 | 5481.5431 | 2138950.1456 | 1064135.3165 | 1157333.4818 | 322398.2413 | 370.9357 | 3883.3347 | 6546.9147 | 2554668.2247
WeekDay | Tuesday | 6 | 8 | 851742.0722 | 1133425.5127 | 278750.5813 | 363.9119 | 2980.9048 | 5090.9054 | 2272353.8883 | 1017283.3677 | 1353713.7125 | 332927.4664 | 434.6405 | 3560.262 | 6080.3541 | 2713999.803
WeekDay | Tuesday | 6 | 9 | 846713.6052 | 1232806.1387 | 282763.6805 | 412.065 | 3981.7531 | 4874.0099 | 2371551.2524 | 1011277.5874 | 1472409.5727 | 337720.536 | 492.1523 | 4755.6312 | 5821.3036 | 2832476.7831
WeekDay | Tuesday | 6 | 10 | 827609.1934 | 1274979.7154 | 284335.3276 | 399.5597 | 3900.6032 | 4814.4766 | 2396038.8759 | 988460.116 | 1522779.8426 | 339597.6423 | 477.2165 | 4658.7094 | 5750.1997 | 2861723.7265
WeekDay | Tuesday | 6 | 11 | 775914.304 | 1296399.4967 | 284117.6601 | 408.5574 | 3397.4741 | 4829.3129 | 2365066.8051 | 926718.0077 | 1548362.6898 | 339337.6698 | 487.963 | 4057.794 | 5767.9195 | 2824732.0438
WeekDay | Tuesday | 6 | 12 | 715080.9054 | 1298141.72 | 288583.7921 | 440.4307 | 4430.7823 | 5115.5697 | 2311793.2001 | 854061.265 | 1550443.5249 | 344671.822 | 526.0311 | 5291.932 | 6109.812 | 2761104.387
WeekDay | Tuesday | 6 | 13 | 686724.5031 | 1290733.6906 | 289189.4402 | 452.2878 | 5112.4411 | 4743.9856 | 2276956.3484 | 820193.622 | 1541595.6995 | 345395.1815 | 540.1927 | 6106.0754 | 5666.0083 | 2719496.7794
WeekDay | Tuesday | 6 | 14 | 683693.9799 | 1286232.4742 | 287431.792 | 428.0397 | 5447.8605 | 5332.5405 | 2268566.6868 | 816574.098 | 1536219.6441 | 343295.9236 | 511.2319 | 6506.6856 | 6368.9524 | 2709476.5357
WeekDay | Tuesday | 6 | 15 | 694167.5762 | 1253270.2992 | 288797.6896 | 395.709 | 6924.788 | 5411.504 | 2248967.5659 | 829083.302 | 1496851.0682 | 344927.2918 | 472.6174 | 8270.663 | 6463.263 | 2686068.2054
WeekDay | Tuesday | 6 | 16 | 690399.2406 | 1186793.0801 | 284518.4593 | 333.7162 | 6735.4383 | 5565.7784 | 2174345.7129 | 824582.5673 | 1417453.5939 | 339816.3668 | 398.576 | 8044.512 | 6647.5216 | 2596943.1376
WeekDay | Tuesday | 6 | 17 | 684231.1261 | 1122941.7723 | 273959.6931 | 326.9679 | 7216.9275 | 5633.3699 | 2094309.8569 | 817215.6419 | 1341192.3929 | 327205.4397 | 390.5161 | 8619.5816 | 6728.2499 | 2501351.8221
WeekDay | Tuesday | 6 | 18 | 691824.1399 | 1069407.9443 | 267942.0569 | 75757.6297 | 4982.6013 | 5724.5715 | 2115638.9436 | 826284.4045 | 1277253.9371 | 320018.239 | 90481.5896 | 5951.0005 | 6837.1771 | 2526826.3477
WeekDay | Tuesday | 6 | 19 | 727978.9387 | 998985.661 | 262311.8392 | 76753.0213 | 3997.9831 | 5687.2173 | 2075714.6604 | 869466.1101 | 1193144.651 | 313293.7539 | 91670.4417 | 4775.0156 | 6792.5628 | 2479142.5351
WeekDay | Tuesday | 6 | 20 | 766090.9058 | 963038.9154 | 256778.4281 | 77934.0861 | 2910.5749 | 5442.0426 | 2072194.9528 | 914985.3718 | 1150211.435 | 306684.8904 | 93081.0537 | 3476.263 | 6499.7369 | 2474938.7508
WeekDay | Tuesday | 6 | 21 | 820754.3797 | 905755.2681 | 249809.0666 | 77548.4043 | 3586.8238 | 5202.9304 | 2062656.8728 | 980273.0271 | 1081794.3595 | 298360.9907 | 92620.4123 | 4283.945 | 6214.1518 | 2463546.8864
WeekDay | Tuesday | 6 | 22 | 871902.9752 | 859273.8028 | 245439.5262 | 76381.2935 | 2818.6051 | 4989.6875 | 2060805.8902 | 1041362.6658 | 1026278.9363 | 293142.2034 | 91226.4664 | 3366.4183 | 5959.4639 | 2461336.1541
WeekDay | Tuesday | 6 | 23 | 942364.6795 | 822778.1015 | 242972.755 | 75942.0066 | 2921.3949 | 4810.2969 | 2091789.2345 | 1125519.0346 | 982690.0716 | 290196.0001 | 90701.8014 | 3489.1859 | 5745.2076 | 2498341.3013
WeekDay | Wednesday | 6 | 0 | 1009158.9474 | 791110.3579 | 246633.6623 | 75928.8532 | 2688.7653 | 4760.554 | 2130281.1401 | 1205295.178 | 944867.5079 | 294568.4272 | 90686.0915 | 3211.3434 | 5685.7969 | 2544314.3449
WeekDay | Wednesday | 6 | 1 | 1055945.6494 | 765508.1549 | 245604.9269 | 75846.5775 | 2553.5156 | 4658.809 | 2150117.6332 | 1261175.1625 | 914289.3597 | 293339.7507 | 90587.825 | 3049.807 | 5564.2771 | 2568006.182
WeekDay | Wednesday | 6 | 2 | 1081545.7621 | 743114.1239 | 244906.2778 | 75828.0101 | 2185.6362 | 4620.664 | 2152200.4741 | 1291750.8141 | 887542.9115 | 292505.3149 | 90565.649 | 2610.428 | 5518.7184 | 2570493.8359
WeekDay | Wednesday | 6 | 3 | 1050106.5882 | 734479.4525 | 243620.5154 | 75834.9109 | 3749.1235 | 4700.7948 | 2112491.3854 | 1254201.244 | 877230.0387 | 290969.6567 | 90573.891 | 4477.7886 | 5614.4231 | 2523067.0421
WeekDay | Wednesday | 6 | 4 | 992123.7399 | 741183.107 | 245772.4508 | 75830.7552 | 3467.804 | 4925.4473 | 2063303.304 | 1184949.0735 | 885236.5895 | 293539.8339 | 90568.9275 | 4141.7929 | 5882.7382 | 2464318.9556
WeekDay | Wednesday | 6 | 5 | 943494.8375 | 760899.5807 | 250597.8215 | 390.9051 | 4192.7427 | 5275.5678 | 1964851.4552 | 1126868.8456 | 908785.0808 | 299303.045 | 466.8799 | 5007.628 | 6300.9067 | 2346732.3861
WeekDay | Wednesday | 6 | 6 | 909683.1361 | 784020.9347 | 256045.1152 | 358.1549 | 4825.7116 | 5305.0896 | 1960238.1421 | 1086485.6328 | 936400.2118 | 305809.0537 | 427.7645 | 5763.6183 | 6336.1663 | 2341222.4473
WeekDay | Wednesday | 6 | 7 | 869039.4418 | 916443.649 | 267964.6799 | 294.7896 | 4447.0123 | 5299.9685 | 2063489.5411 | 1037942.5872 | 1094560.0927 | 320045.2589 | 352.0838 | 5311.3164 | 6330.0499 | 2464541.3889
WeekDay | Wednesday | 6 | 8 | 835761.0026 | 1099408.0269 | 278227.7421 | 365.5514 | 3803.2234 | 4627.5549 | 2222193.1013 | 998196.2792 | 1313084.7197 | 332303.0102 | 436.5985 | 4542.4032 | 5526.9486 | 2654089.9594
WeekDay | Wednesday | 6 | 9 | 827297.1931 | 1203307.4242 | 285802.4446 | 403.7917 | 4771.6117 | 4679.2182 | 2326261.6835 | 988087.4764 | 1437177.6021 | 341349.9026 | 482.271 | 5699.0037 | 5588.653 | 2778384.9088
WeekDay | Wednesday | 6 | 10 | 816937.3029 | 1253965.6517 | 290753.4721 | 400.4366 | 4636.3619 | 4413.7849 | 2371107.0101 | 975714.078 | 1497681.5668 | 347263.1926 | 478.2639 | 5537.4673 | 5271.631 | 2831946.1997
WeekDay | Wednesday | 6 | 11 | 766633.3332 | 1278706.5082 | 291927.0527 | 420.7577 | 4300.9425 | 4341.8253 | 2346330.4197 | 915633.2233 | 1527230.9605 | 348664.8658 | 502.5345 | 5136.8571 | 5185.6857 | 2802354.1269
WeekDay | Wednesday | 6 | 12 | 712601.313 | 1270879.1929 | 295862.6748 | 446.6071 | 3808.6334 | 4374.3596 | 2287972.7807 | 851099.7486 | 1517882.3584 | 353365.4002 | 533.4079 | 4548.8646 | 5224.5432 | 2732654.3229
WeekDay | Wednesday | 6 | 13 | 671752.1074 | 1289398.4232 | 296326.5266 | 456.8629 | 3765.3535 | 4474.8244 | 2266174.0979 | 802311.2493 | 1540000.9147 | 353919.4044 | 545.657 | 4497.173 | 5344.5339 | 2706618.9324
WeekDay | Wednesday | 6 | 14 | 666096.0149 | 1276721.1992 | 293669.9215 | 439.8206 | 3565.1838 | 4553.6749 | 2245045.815 | 795555.8607 | 1524859.7945 | 350746.4718 | 525.3025 | 4258.0991 | 5438.7096 | 2681384.2381
WeekDay | Wednesday | 6 | 15 | 677026.6518 | 1242226.2842 | 290440.2056 | 425.1422 | 3781.5834 | 5326.139 | 2219226.0063 | 808610.9338 | 1483660.5812 | 346889.0409 | 507.7712 | 4516.5574 | 6361.3068 | 2650546.1912
WeekDay | Wednesday | 6 | 16 | 671473.6529 | 1160271.2468 | 285385.1622 | 359.4131 | 4333.4025 | 5551.2057 | 2127374.0832 | 801978.6755 | 1385777.0796 | 340851.5188 | 429.2672 | 5175.6258 | 6630.1166 | 2540842.2835
WeekDay | Wednesday | 6 | 17 | 669604.1449 | 1065632.976 | 277345.6754 | 338.1769 | 4376.6824 | 5623.0147 | 2022920.6703 | 799745.8172 | 1272745.2805 | 331249.5084 | 403.9037 | 5227.3175 | 6715.8821 | 2416087.7093
WeekDay | Wednesday | 6 | 18 | 675151.6118 | 999921.4793 | 270206.6952 | 75757.6297 | 2986.3148 | 5628.7007 | 2029652.4315 | 806371.4683 | 1194262.3514 | 322723.0237 | 90481.5896 | 3566.7234 | 6722.6732 | 2424127.8295
WeekDay | Wednesday | 6 | 19 | 711526.8823 | 991205.0348 | 266138.3097 | 76441.8756 | 2396.6258 | 5615.5213 | 2053324.2495 | 849816.4958 | 1183851.8124 | 317863.9224 | 91298.823 | 2862.4248 | 6706.9323 | 2452400.4106
WeekDay | Wednesday | 6 | 20 | 737839.9019 | 930746.1373 | 262010.4484 | 77592.1728 | 2234.3261 | 5406.8347 | 2015829.8212 | 881243.6121 | 1111642.3574 | 312933.786 | 92672.6875 | 2668.5811 | 6457.6862 | 2407618.7102
WeekDay | Wednesday | 6 | 21 | 784726.548 | 889453.6616 | 257762.0276 | 77318.5812 | 2461.5457 | 5170.3207 | 2016892.6849 | 937242.9654 | 1062324.4358 | 307859.6585 | 92345.9217 | 2939.9622 | 6175.2043 | 2408888.1479
WeekDay | Wednesday | 6 | 22 | 834267.5088 | 848889.5415 | 254968.3206 | 76154.2155 | 1417.4175 | 4940.5095 | 2020637.5134 | 996412.5157 | 1013876.4302 | 304522.9774 | 90955.2544 | 1692.9013 | 5900.7278 | 2413360.8068
WeekDay | Wednesday | 6 | 23 | 914194.0776 | 818011.0045 | 253343.4696 | 75873.075 | 1536.4373 | 4769.0265 | 2067727.0905 | 1091873.3034 | 976996.4601 | 302582.3267 | 90619.4724 | 1835.0533 | 5695.916 | 2469602.5321
WeekDay | Thursday | 6 | 0 | 1011286.622 | 734596.5328 | 250768.0086 | 76007.1353 | 2617.083 | 4672.1766 | 2079947.5582 | 1207836.3793 | 877369.8742 | 299506.309 | 90779.5881 | 3125.7291 | 5580.2428 | 2484198.1226
WeekDay | Thursday | 6 | 1 | 966245.2349 | 720126.1699 | 248028.0977 | 75892.2904 | 2771.2677 | 4596.7904 | 2017659.851 | 1154040.9223 | 860087.1076 | 296233.8796 | 90642.4225 | 3309.8806 | 5490.2048 | 2409804.4175
WeekDay | Thursday | 6 | 2 | 925129.8469 | 701763.3986 | 246905.6438 | 75892.2714 | 2446.6682 | 4537.6713 | 1956675.5003 | 1104934.5066 | 838155.4191 | 294893.27 | 90642.3998 | 2922.1932 | 5419.5956 | 2336967.3842
WeekDay | Thursday | 6 | 3 | 880688.3026 | 697965.1176 | 245236.6256 | 75894.13 | 2971.4373 | 4640.3954 | 1907396.0086 | 1051855.4755 | 833618.9189 | 292899.8679 | 90644.6196 | 3548.9544 | 5542.2848 | 2278110.1211
WeekDay | Thursday | 6 | 4 | 847964.9509 | 691997.193 | 247783.0504 | 75892.4715 | 2953.8549 | 4789.9253 | 1871381.446 | 1012772.1397 | 826491.0915 | 295941.206 | 90642.6388 | 3527.9547 | 5720.8766 | 2235095.9073
WeekDay | Thursday | 6 | 5 | 826344.5048 | 712475.7247 | 252146.3363 | 445.2727 | 3383.9491 | 5176.8728 | 1799972.6603 | 986949.6273 | 850949.7514 | 301152.5232 | 531.8141 | 4041.6404 | 6183.0298 | 2149808.3862
WeekDay | Thursday | 6 | 6 | 810521.4591 | 746469.7474 | 259657.5591 | 417.536 | 4087.2479 | 5353.1757 | 1826506.7252 | 968051.2757 | 891550.7209 | 310123.5982 | 498.6867 | 4881.6296 | 6393.5982 | 2181499.5093
WeekDay | Thursday | 6 | 7 | 763369.1983 | 883140.6964 | 273353.9158 | 353.2367 | 3893.8407 | 5341.5778 | 1929452.4657 | 911734.6838 | 1054784.5071 | 326481.9259 | 421.8904 | 4650.6326 | 6379.7462 | 2304453.3859
WeekDay | Thursday | 6 | 8 | 697825.5627 | 1049920.8019 | 283019.6625 | 361.1478 | 3278.4543 | 5064.0194 | 2039469.6486 | 833452.2407 | 1253979.3489 | 338026.2697 | 431.3391 | 3915.642 | 6048.2426 | 2435853.083
WeekDay | Thursday | 6 | 9 | 665370.8768 | 1148002.1168 | 288329.9688 | 370.1741 | 3118.8596 | 4606.0913 | 2109798.0874 | 794689.7875 | 1371123.369 | 344368.6665 | 442.1197 | 3725.0291 | 5501.3134 | 2519850.2852
WeekDay | Thursday | 6 | 10 | 661531.0044 | 1197859.3895 | 293180.9234 | 400.0553 | 3386.6541 | 4190.601 | 2160548.6276 | 790103.6123 | 1430670.7083 | 350162.434 | 477.8085 | 4044.8711 | 5005.07 | 2580464.5042
WeekDay | Thursday | 6 | 11 | 659636.5174 | 1216335.3658 | 297213.8468 | 428.9834 | 3719.3685 | 4109.6794 | 2181443.7612 | 787840.9201 | 1452737.604 | 354979.1808 | 512.3589 | 4442.2506 | 4908.4208 | 2605420.7352
WeekDay | Thursday | 6 | 12 | 650132.9379 | 1218561.6525 | 302264.0894 | 439.0391 | 3597.6437 | 4213.6461 | 2179209.0087 | 776490.2617 | 1455396.5832 | 361010.9689 | 524.369 | 4296.8679 | 5032.5941 | 2602751.6448
WeekDay | Thursday | 6 | 13 | 638060.4288 | 1213761.0457 | 301549.0864 | 421.9968 | 3323.0867 | 4370.933 | 2161486.5774 | 762071.3865 | 1449662.949 | 360157.0007 | 504.0144 | 3968.949 | 5220.4506 | 2581584.7502
WeekDay | Thursday | 6 | 14 | 641204.7646 | 1216685.7173 | 299856.7956 | 409.0149 | 3789.6984 | 4694.9205 | 2166640.9114 | 765826.8432 | 1453156.0484 | 358135.8029 | 488.5095 | 4526.2495 | 5607.4071 | 2587740.8606
WeekDay | Thursday | 6 | 15 | 661532.4222 | 1183432.9112 | 296404.9693 | 370.4029 | 4652.5919 | 4936.4803 | 2151329.7778 | 790105.3056 | 1413440.3556 | 354013.093 | 442.3929 | 5556.8517 | 5895.9156 | 2569453.9144
WeekDay | Thursday | 6 | 16 | 685530.3457 | 1118822.638 | 290076.7169 | 316.8645 | 3987.1631 | 5477.1374 | 2104210.8657 | 818767.3728 | 1336272.6795 | 346454.9058 | 378.4491 | 4762.0927 | 6541.6527 | 2513177.1527
WeekDay | Thursday | 6 | 17 | 729091.5823 | 1020079.0608 | 282272.6507 | 286.0397 | 3846.5033 | 5633.257 | 2041209.0938 | 870795.0029 | 1218337.6825 | 337134.0715 | 341.6333 | 4594.0948 | 6728.115 | 2437930.6001
WeekDay | Thursday | 6 | 18 | 776930.2381 | 960674.6793 | 274510.6194 | 75778.3892 | 2504.8256 | 5715.7601 | 2096114.5118 | 927931.3949 | 1147387.6951 | 327863.4419 | 90506.3839 | 2991.6539 | 6826.6531 | 2503507.2228
WeekDay | Thursday | 6 | 19 | 860314.0041 | 962267.8865 | 271524.0387 | 76305.8137 | 2799.6701 | 5704.8024 | 2178916.2156 | 1027521.3072 | 1149290.5519 | 324296.4009 | 91136.3166 | 3343.8032 | 6813.5657 | 2602401.9455
WeekDay | Thursday | 6 | 20 | 946582.5142 | 920787.1901 | 267061.4791 | 77442.5381 | 2139.6513 | 5513.8515 | 2219527.2243 | 1130556.6313 | 1099747.8277 | 318966.5155 | 92493.9704 | 2555.5056 | 6585.5024 | 2650905.9528
WeekDay | Thursday | 6 | 21 | 1021008.2648 | 880195.7396 | 262374.1306 | 77396.4344 | 1766.3619 | 5268.7145 | 2248009.6458 | 1219447.483 | 1051267.1799 | 313368.1521 | 92438.9061 | 2109.6652 | 6292.7214 | 2684924.1076
WeekDay | Thursday | 6 | 22 | 1068163.5677 | 832791.5405 | 258316.4799 | 76753.536 | 1601.3572 | 5006.4065 | 2242632.8877 | 1275767.7082 | 994649.6839 | 308521.872 | 91671.0564 | 1912.5908 | 5979.4323 | 2678502.3436
WeekDay | Thursday | 6 | 23 | 1065760.3042 | 797610.8716 | 256187.6945 | 76169.5326 | 1889.4392 | 4813.0834 | 2202430.9255 | 1272897.3557 | 952631.4363 | 305979.3442 | 90973.5484 | 2256.6633 | 5748.5357 | 2630486.8836
WeekDay | Friday | 6 | 0 | 1030531.1238 | 773322.1292 | 252809.3207 | 75936.2782 | 2200.5137 | 4744.7387 | 2139544.1043 | 1230821.168 | 923622.0278 | 301944.3627 | 90694.9596 | 2628.197 | 5666.9078 | 2555377.623
WeekDay | Friday | 6 | 1 | 994747.8979 | 754925.0788 | 248851.7452 | 75837.0936 | 2308.7135 | 4651.8804 | 2081322.4094 | 1188083.2527 | 901649.3979 | 297217.6081 | 90576.4979 | 2757.4261 | 5556.0018 | 2485840.1845
WeekDay | Friday | 6 | 2 | 958561.7745 | 733684.3841 | 247108.5208 | 75830.4597 | 2007.1065 | 4597.6941 | 2021789.9398 | 1144864.1343 | 876280.4439 | 295135.5774 | 90568.5746 | 2397.2 | 5491.2842 | 2414737.2143
WeekDay | Friday | 6 | 3 | 916765.6765 | 721110.7747 | 245692.8765 | 75828.8203 | 3131.0321 | 4691.4939 | 1967220.6739 | 1094944.7083 | 861263.0764 | 293444.7939 | 90566.6166 | 3739.5673 | 5603.3145 | 2349562.077
WeekDay | Friday | 6 | 4 | 883266.6407 | 717058.6922 | 246153.0544 | 75826.9617 | 2828.0726 | 4830.066 | 1929963.4876 | 1054934.9295 | 856423.4468 | 293994.4102 | 90564.3967 | 3377.7258 | 5768.8189 | 2305063.728
WeekDay | Friday | 6 | 5 | 855355.4126 | 735839.1998 | 251239.1281 | 392.6017 | 2986.3148 | 5240.134 | 1851052.7909 | 1021598.9829 | 878854.0612 | 300068.9935 | 468.9062 | 3566.7234 | 6258.5861 | 2210816.2534
WeekDay | Friday | 6 | 6 | 829798.523 | 764761.4318 | 257327.8613 | 364.6935 | 4206.2677 | 5433.4194 | 1861892.1968 | 991074.9552 | 913397.5064 | 307341.1093 | 435.5739 | 5023.7816 | 6489.4378 | 2223762.3643
WeekDay | Friday | 6 | 7 | 779786.7424 | 898602.1179 | 270579.0364 | 299.1074 | 3649.0387 | 5415.0436 | 1958331.0864 | 931343.0783 | 1073250.9507 | 323167.7316 | 357.2408 | 4358.2517 | 6467.4905 | 2338944.7436
WeekDay | Friday | 6 | 8 | 736922.414 | 1063275.2395 | 282265.1412 | 313.4142 | 3254.1093 | 5194.8344 | 2091225.1526 | 880147.8048 | 1269929.3034 | 337125.1025 | 374.3281 | 3886.5655 | 6204.4824 | 2497667.5866
WeekDay | Friday | 6 | 9 | 725690.8672 | 1160763.5552 | 287840.9828 | 332.458 | 3101.2771 | 4722.0701 | 2182451.2105 | 866733.3379 | 1386365.0712 | 343784.6432 | 397.0733 | 3704.0293 | 5639.8334 | 2606623.9884
WeekDay | Friday | 6 | 10 | 726683.0182 | 1205501.3979 | 292034.2407 | 360.3567 | 2883.525 | 4290.6892 | 2231753.2277 | 867918.3196 | 1439797.9881 | 348792.8864 | 430.3942 | 3443.9558 | 5124.6109 | 2665508.155
WeekDay | Friday | 6 | 11 | 708631.7039 | 1228476.4059 | 294396.753 | 404.2396 | 3189.1895 | 4184.5008 | 2239282.7928 | 846358.6217 | 1467238.3298 | 351614.5675 | 482.8061 | 3809.028 | 4997.7842 | 2674501.1372
WeekDay | Friday | 6 | 12 | 712527.0468 | 1244865.2888 | 298199.7692 | 409.1769 | 3707.1961 | 4291.9318 | 2264000.4096 | 851011.0484 | 1486812.4925 | 356156.7232 | 488.703 | 4427.7123 | 5126.0951 | 2704022.7745
WeekDay | Friday | 6 | 13 | 534161.6083 | 1250668.059 | 298167.7004 | 402.4858 | 4206.2677 | 4696.3138 | 2092302.435 | 637979.1929 | 1493743.0666 | 356118.4216 | 480.7114 | 5023.7816 | 5609.0712 | 2498954.2454
WeekDay | Friday | 6 | 14 | 663346.6289 | 1246256.1358 | 294808.5233 | 405.574 | 3559.7738 | 4947.8523 | 2213324.488 | 792272.1145 | 1488473.6591 | 352106.3678 | 484.3998 | 4251.6377 | 5909.4977 | 2643497.6767
WeekDay | Friday | 6 | 15 | 677978.817 | 1217405.3043 | 290004.4038 | 376.1218 | 4858.1716 | 5117.7914 | 2195740.6098 | 809748.1582 | 1454015.4916 | 346368.5383 | 449.2233 | 5802.387 | 6112.4655 | 2622496.2639
WeekDay | Friday | 6 | 16 | 703694.0256 | 1142671.0813 | 284119.1547 | 355.9627 | 4364.5099 | 5260.7315 | 2140465.4657 | 840461.2753 | 1364756.214 | 339339.4549 | 425.1462 | 5212.7792 | 6283.1869 | 2556478.0566
WeekDay | Friday | 6 | 17 | 729925.4944 | 1043816.4757 | 276757.1897 | 362.6347 | 3850.5608 | 5388.7601 | 2060101.1154 | 871790.9909 | 1246688.6096 | 330546.6469 | 433.115 | 4598.9409 | 6436.0986 | 2460494.4019
WeekDay | Friday | 6 | 18 | 764208.4297 | 976998.8727 | 269498.2766 | 75977.3589 | 2374.9859 | 5566.2303 | 2094624.154 | 912737.0249 | 1166884.5956 | 321876.9195 | 90744.0246 | 2836.5789 | 6648.0613 | 2501727.2047
WeekDay | Friday | 6 | 19 | 833782.4577 | 978072.7504 | 264634.7394 | 76301.4007 | 1997.639 | 5574.7027 | 2160363.6899 | 995833.192 | 1168167.1881 | 316068.124 | 91131.0458 | 2385.8924 | 6658.1804 | 2580243.6227
WeekDay | Friday | 6 | 20 | 885454.421 | 949716.3989 | 260959.5828 | 76473.6917 | 2391.2158 | 5372.9824 | 2180368.2927 | 1057547.9183 | 1134299.6057 | 311678.6782 | 91336.8227 | 2855.9633 | 6417.2545 | 2604136.2427
WeekDay | Friday | 6 | 21 | 952006.8184 | 910447.8813 | 254753.7774 | 76398.0308 | 2090.9614 | 5163.2415 | 2200860.7108 | 1137035.1823 | 1087399.0108 | 304266.7364 | 91246.4567 | 2497.3525 | 6166.7492 | 2628611.4879
WeekDay | Friday | 6 | 22 | 991818.9913 | 865585.4188 | 252349.9496 | 76390.1197 | 2218.0961 | 4979.8594 | 2193342.4349 | 1184585.0951 | 1033817.2536 | 301395.71 | 91237.0079 | 2649.1967 | 5947.7256 | 2619631.9891
WeekDay | Friday | 6 | 23 | 1007182.753 | 833578.0683 | 249916.5024 | 76350.3353 | 2153.1763 | 4815.1921 | 2173996.0274 | 1202934.8982 | 995589.0782 | 298489.3074 | 91189.4912 | 2571.6593 | 5751.0542 | 2596525.4886
Saturday | Saturday | 7 | 0 | 1024701.8477 | 821764.6743 | 247138.3481 | 75229.6755 | 1622.3194 | 3759.07 | 2174215.935 | 1223858.9364 | 981479.6787 | 295171.2018 | 89851.0243 | 1937.6271 | 4489.6683 | 2596788.1366
Saturday | Saturday | 7 | 1 | 959226.6199 | 801304.6178 | 240309.8384 | 75206.0284 | 1774.01 | 3643.9422 | 2081465.0567 | 1145658.1965 | 957043.0848 | 287015.5293 | 89822.7812 | 2118.7997 | 4352.1648 | 2486010.5562
Saturday | Saturday | 7 | 2 | 902965.4228 | 777604.7955 | 240054.6904 | 75195.7375 | 1719.4369 | 3708.65 | 2001248.733 | 1078462.2906 | 928737.0566 | 286710.7917 | 89810.4903 | 2053.62 | 4429.4488 | 2390203.6981
Saturday | Saturday | 7 | 3 | 861800.2131 | 760675.6017 | 237143.8164 | 75187.9572 | 1961.3716 | 3761.5497 | 1940530.5098 | 1029296.37 | 908517.5702 | 283234.1716 | 89801.1978 | 2342.5762 | 4492.63 | 2317684.5158
Saturday | Saturday | 7 | 4 | 830458.2034 | 759796.4271 | 235059.4901 | 75187.701 | 2722.0764 | 3837.7112 | 1907061.6092 | 991862.8485 | 907467.5226 | 280744.7436 | 89800.8919 | 3251.1286 | 4583.5939 | 2277710.7291
Saturday | Saturday | 7 | 5 | 844732.3149 | 780837.5521 | 237059.6627 | 260.4919 | 3389.5151 | 4141.5305 | 1870421.0671 | 1008911.2211 | 932598.1192 | 283133.662 | 311.1201 | 4048.2882 | 4946.4623 | 2233948.873
Saturday | Saturday | 7 | 6 | 864658.1722 | 819215.8309 | 241890.8858 | 253.3027 | 3334.942 | 4011.9969 | 1933365.1306 | 1032709.7909 | 978435.452 | 288903.863 | 302.5336 | 3983.1085 | 4791.7531 | 2309126.5012
Saturday | Saturday | 7 | 7 | 756000.9836 | 961894.1836 | 248784.102 | 230.1667 | 2800.9437 | 4369.8968 | 1974080.2762 | 902934.4113 | 1148844.2176 | 297136.818 | 274.901 | 3345.3242 | 5219.213 | 2357754.8851
Saturday | Saturday | 7 | 8 | 679235.0581 | 1150159.1883 | 255393.1927 | 293.6901 | 3481.7146 | 4483.3714 | 2093046.2152 | 811248.5574 | 1373699.6806 | 305030.4261 | 350.7706 | 4158.4072 | 5354.7422 | 2499842.5839
Saturday | Saturday | 7 | 9 | 657290.6746 | 1251710.8797 | 261069.1041 | 331.3808 | 3871.3699 | 4635.6944 | 2178909.1034 | 785039.1484 | 1494988.566 | 311809.4856 | 395.7867 | 4623.7943 | 5536.67 | 2602393.451
Saturday | Saturday | 7 | 10 | 657098.5983 | 1303748.8724 | 263767.2308 | 337.5578 | 4009.9653 | 4545.9537 | 2233508.1783 | 784809.7409 | 1557140.4617 | 315032.0098 | 403.1642 | 4789.3267 | 5429.4877 | 2667604.191
Saturday | Saturday | 7 | 11 | 656779.1281 | 1320837.1447 | 265151.0347 | 351.3577 | 3548.257 | 4589.8794 | 2251256.8014 | 784428.1797 | 1577549.9445 | 316684.7644 | 419.6462 | 4237.8825 | 5481.9506 | 2688802.3679
Saturday | Saturday | 7 | 12 | 653772.4177 | 1325363.6208 | 266418.2856 | 410.8772 | 3911.5442 | 4617.9824 | 2254494.7278 | 780837.0967 | 1582956.169 | 318198.3134 | 490.7337 | 4671.7768 | 5515.5156 | 2692669.6051
Saturday | Saturday | 7 | 13 | 627137.0269 | 1330997.6755 | 267285.2763 | 407.978 | 4484.9466 | 4654.5871 | 2234967.4904 | 749024.9544 | 1589685.2368 | 319233.809 | 487.2711 | 5356.6235 | 5559.2347 | 2669347.1293
Saturday | Saturday | 7 | 14 | 647700.1706 | 1321068.0707 | 267847.7047 | 357.0773 | 4874.8981 | 4771.25 | 2246619.1714 | 773584.6712 | 1577825.7525 | 319905.5488 | 426.4775 | 5822.3645 | 5698.5717 | 2683263.386
Saturday | Saturday | 7 | 15 | 681263.3026 | 1272455.9028 | 262261.1042 | 342.6663 | 5513.1838 | 4813.7587 | 2226649.9186 | 813671.0037 | 1519765.5116 | 313233.1583 | 409.2657 | 6584.7049 | 5749.3422 | 2659412.9864
Saturday | Saturday | 7 | 16 | 727605.6941 | 1191263.736 | 255817.3435 | 362.3758 | 5060.6006 | 4624.9491 | 2184734.6991 | 869020.3231 | 1422793.1492 | 305537.0131 | 432.8058 | 6044.1594 | 5523.8363 | 2609351.287
Saturday | Saturday | 7 | 17 | 784226.3692 | 1094755.9121 | 250680.2791 | 351.1915 | 3972.0427 | 4573.1121 | 2138558.9065 | 936645.5737 | 1307528.4378 | 299401.5287 | 419.4477 | 4744.0335 | 5461.9245 | 2554200.9459
Saturday | Saturday | 7 | 18 | 887957.2617 | 1054337.6242 | 244416.9846 | 75518.5857 | 2599.9536 | 4462.4713 | 2269292.881 | 1060537.2014 | 1259254.6078 | 291920.9246 | 90196.086 | 3105.2705 | 5329.78 | 2710343.8702
Saturday | Saturday | 7 | 19 | 942687.9296 | 1024240.9141 | 239870.3049 | 75627.8188 | 1811.1623 | 4502.6184 | 2288740.7482 | 1125905.1103 | 1223308.4174 | 286490.5698 | 90326.5492 | 2163.1728 | 5377.73 | 2733571.5495
Saturday | Saturday | 7 | 20 | 971274.6481 | 979487.9174 | 237621.4403 | 75761.6162 | 1452.4377 | 4424.3315 | 2270022.3914 | 1160047.8329 | 1169857.4015 | 283804.6246 | 90486.351 | 1734.7279 | 5284.2275 | 2711215.1654
Saturday | Saturday | 7 | 21 | 1010289.2149 | 936450.8915 | 233841.3343 | 76005.0842 | 1589.7296 | 4271.7725 | 2262448.0269 | 1206645.1199 | 1118455.8655 | 279289.8318 | 90777.1384 | 1898.7033 | 5102.0176 | 2702168.6766
Saturday | Saturday | 7 | 22 | 1038168.8188 | 891043.5516 | 232699.1652 | 75576.6794 | 1284.8077 | 4070.3283 | 2242843.351 | 1239943.2959 | 1064223.3307 | 277925.6751 | 90265.4705 | 1534.518 | 4861.4216 | 2678753.7118
Saturday | Saturday | 7 | 23 | 1014209.2015 | 859396.6128 | 235661.408 | 75247.2881 | 1397.0943 | 3956.4994 | 2189868.1041 | 1211326.98 | 1026425.6152 | 281463.648 | 89872.06 | 1668.6282 | 4725.4694 | 2615482.4007
Sunday | Sunday | 7 | 0 | 970347.8236 | 826434.0109 | 233110.749 | 75238.1331 | 2122.1281 | 3954.7282 | 2111207.573 | 1158940.8743 | 987056.5295 | 278417.2527 | 89861.1257 | 2534.5767 | 4723.3539 | 2521533.7129
Sunday | Sunday | 7 | 1 | 916605.516 | 796961.8502 | 229963.5042 | 75187.7848 | 2673.5472 | 3800.0437 | 2025192.246 | 1094753.4196 | 951856.2736 | 274658.3216 | 89800.9918 | 3193.1675 | 4538.6055 | 2418800.7797
Sunday | Sunday | 7 | 2 | 873468.607 | 780954.9804 | 226992.9069 | 75156.7884 | 2837.385 | 3833.2241 | 1963243.8918 | 1043232.5878 | 932738.3704 | 271110.3705 | 89763.9712 | 3388.8481 | 4578.2347 | 2344812.3828
Sunday | Sunday | 7 | 3 | 832687.0558 | 762013.5982 | 226227.373 | 75154.8065 | 3076.2977 | 3834.9953 | 1902994.1265 | 994524.892 | 910115.6145 | 270196.0504 | 89761.6041 | 3674.195 | 4580.3502 | 2272852.7062
Sunday | Sunday | 7 | 4 | 796536.4446 | 758585.044 | 241169.991 | 75153.3794 | 3291.6865 | 3925.2083 | 1878661.7538 | 951348.1878 | 906020.6998 | 288042.8579 | 89759.8996 | 3931.446 | 4688.0966 | 2243791.1876
Sunday | Sunday | 7 | 5 | 778051.1861 | 769479.3755 | 240862.5935 | 225.4942 | 4025.8454 | 4056.3949 | 1796700.8896 | 929270.2059 | 919032.4113 | 287675.7158 | 269.3204 | 4808.2932 | 4844.7802 | 2145900.7268
Sunday | Sunday | 7 | 6 | 777058.9211 | 768173.8192 | 242585.4531 | 207.8417 | 3659.5363 | 3911.0387 | 1795596.6101 | 928085.0882 | 917473.1123 | 289733.4237 | 248.237 | 4370.7896 | 4671.1731 | 2144581.8238
Sunday | Sunday | 7 | 7 | 789931.8816 | 808738.2846 | 245726.1466 | 184.0184 | 2629.5807 | 3809.1359 | 1851019.0476 | 943459.9874 | 965921.5303 | 293484.5302 | 219.7835 | 3140.6558 | 4549.4648 | 2210775.952
Sunday | Sunday | 7 | 8 | 791837.5873 | 891875.2575 | 248753.2778 | 185.2368 | 2786.3079 | 3882.2272 | 1939319.8945 | 945736.0787 | 1065216.6838 | 297100.003 | 221.2387 | 3327.8439 | 4636.7619 | 2316238.6099
Sunday | Sunday | 7 | 9 | 773593.0281 | 975372.5097 | 252095.1857 | 262.0627 | 2901.8535 | 3874.9063 | 2008099.546 | 923945.5777 | 1164942.139 | 301091.4311 | 312.9962 | 3465.8465 | 4628.0181 | 2398386.0085
Sunday | Sunday | 7 | 10 | 759462.874 | 1019755.7653 | 253321.5612 | 208.4153 | 2978.4691 | 4025.1038 | 2039752.1887 | 907069.1414 | 1217951.5526 | 302556.1603 | 248.9221 | 3557.3528 | 4807.4074 | 2436190.5365
Sunday | Sunday | 7 | 11 | 758412.2498 | 1052987.2266 | 254476.4118 | 258.8424 | 3477.5075 | 3938.3151 | 2073550.5533 | 905814.3219 | 1257641.7521 | 303935.4632 | 309.15 | 4153.3825 | 4703.7508 | 2476557.8205
Sunday | Sunday | 7 | 12 | 764289.2917 | 1054468.8519 | 255315.3705 | 285.2425 | 3469.923 | 4116.3795 | 2081945.059 | 912833.6029 | 1259411.3404 | 304937.4786 | 340.6811 | 4144.3238 | 4916.4231 | 2486583.85
Sunday | Sunday | 7 | 13 | 759285.4859 | 1038903.3864 | 255853.223 | 229.803 | 4154.0714 | 4127.479 | 2062553.4487 | 906857.2768 | 1240820.6312 | 305579.866 | 274.4666 | 4961.4407 | 4929.6798 | 2463423.3612
Sunday | Sunday | 7 | 14 | 739473.3877 | 1019533.9353 | 251950.6383 | 236.3724 | 4446.7869 | 4366.5905 | 2020007.7111 | 883194.5758 | 1217686.6085 | 300918.79 | 282.3129 | 5311.0472 | 5215.2642 | 2412608.5986
Sunday | Sunday | 7 | 15 | 765114.5304 | 1004318.6064 | 246793.6001 | 300.0158 | 5148.119 | 4514.8987 | 2026189.7704 | 913819.2319 | 1199514.0871 | 294759.4498 | 358.3257 | 6148.6875 | 5392.397 | 2419992.1791
Sunday | Sunday | 7 | 16 | 780946.5247 | 983527.9333 | 246499.8803 | 240.5875 | 5223.9051 | 4426.457 | 2020865.2878 | 932728.2714 | 1174682.6191 | 294408.6438 | 287.3471 | 6239.2031 | 5286.766 | 2413632.8506
Sunday | Sunday | 7 | 17 | 814118.4566 | 945770.1384 | 244266.7572 | 267.5049 | 4801.7785 | 4281.5731 | 2013506.2087 | 972347.3717 | 1129586.3652 | 291741.4995 | 319.4962 | 5735.0336 | 5113.7231 | 2404843.4893
Sunday | Sunday | 7 | 18 | 901565.346 | 959146.3092 | 243304.5 | 75160.22 | 2858.5979 | 4086.6234 | 2186121.5965 | 1076790.1003 | 1145562.2769 | 290592.2218 | 89768.0697 | 3414.184 | 4880.8837 | 2611007.7364
Sunday | Sunday | 7 | 19 | 946320.8311 | 959877.7407 | 241191.3477 | 75194.7478 | 1995.9168 | 4149.9141 | 2228730.4982 | 1130244.0885 | 1146435.8666 | 288068.3653 | 89809.3082 | 2383.8354 | 4956.4754 | 2661897.9394
Sunday | Sunday | 7 | 20 | 959048.7783 | 934269.5219 | 239439.802 | 75233.5594 | 1632.2148 | 4087.0957 | 2213710.9721 | 1145445.7902 | 1115850.5335 | 285976.396 | 89855.6631 | 1949.4458 | 4881.4478 | 2643959.2763
Sunday | Sunday | 7 | 21 | 979926.141 | 904846.4398 | 239190.3699 | 75249.7961 | 1792.201 | 3939.614 | 2204944.5618 | 1170380.7965 | 1080708.8949 | 285678.4852 | 89875.0555 | 2140.5263 | 4705.3022 | 2633489.0605
Sunday | Sunday | 7 | 22 | 992968.7842 | 877041.6875 | 237592.3046 | 75245.1924 | 1431.9358 | 3796.6194 | 2188076.5239 | 1185958.3574 | 1047500.1184 | 283769.8262 | 89869.557 | 1710.2413 | 4534.5157 | 2613342.6159
Sunday | Sunday | 7 | 23 | 974838.2784 | 851445.9312 | 237133.0957 | 75214.2748 | 1591.9812 | 3711.4839 | 2143935.0452 | 1164304.0765 | 1016929.67 | 283221.3672 | 89832.6304 | 1901.3926 | 4432.8335 | 2560621.9701
WeekDay | Monday | 7 | 0 | 931323.4619 | 819622.8509 | 237096.8425 | 75212.4003 | 2061.0963 | 3657.6395 | 2068974.2914 | 1112331.8885 | 978921.5787 | 283178.0679 | 89830.3916 | 2461.6831 | 4368.5242 | 2471092.1341
WeekDay | Monday | 7 | 1 | 885539.2313 | 784776.3683 | 238667.4517 | 75190.439 | 2532.2853 | 3518.3053 | 1990224.081 | 1057649.212 | 937302.4686 | 285053.9347 | 89804.162 | 3024.4505 | 4202.1096 | 2377036.3373
WeekDay | Monday | 7 | 2 | 849773.3984 | 758064.2291 | 230436.5598 | 75173.7349 | 2544.6102 | 3596.9465 | 1919589.479 | 1014932.0701 | 905398.6613 | 275223.3185 | 89784.2114 | 3039.1708 | 4296.0351 | 2292673.4672
WeekDay | Monday | 7 | 3 | 810147.6878 | 759206.2651 | 230971.4238 | 75167.9616 | 2349.3085 | 3599.6623 | 1881442.3092 | 967604.8597 | 906762.659 | 275862.1366 | 89777.3159 | 2805.911 | 4299.2788 | 2247112.1609
WeekDay | Monday | 7 | 4 | 773867.6799 | 755523.8032 | 229178.3075 | 75172.0667 | 2417.5693 | 3609.8172 | 1839769.2438 | 924273.6096 | 902364.4881 | 273720.5171 | 89782.2189 | 2887.4387 | 4311.4073 | 2197339.6797
WeekDay | Monday | 7 | 5 | 752952.0697 | 756878.3532 | 225024.8585 | 237.5633 | 2760.7693 | 3727.1885 | 1741580.8025 | 899292.9224 | 903982.3032 | 268759.8198 | 283.7352 | 3297.3418 | 4451.5904 | 2080067.7127
WeekDay | Monday | 7 | 6 | 748605.8622 | 746756.692 | 219350.2258 | 221.3891 | 2892.5506 | 3547.7072 | 1721374.4269 | 894102.0028 | 891893.435 | 261982.2875 | 264.4175 | 3454.7355 | 4237.2259 | 2055934.1041
WeekDay | Monday | 7 | 7 | 767197.4859 | 752364.5707 | 224797.7509 | 186.0365 | 2030.7582 | 3647.3665 | 1750223.9689 | 916307.0226 | 898591.2393 | 268488.5725 | 222.1939 | 2425.4485 | 4356.2546 | 2090390.7315
WeekDay | Monday | 7 | 8 | 798463.5202 | 788882.5231 | 226058.289 | 181.9989 | 2392.5048 | 3606.629 | 1819585.465 | 953649.8024 | 942206.6797 | 269994.1038 | 217.3715 | 2857.5028 | 4307.5995 | 2173233.0597
WeekDay | Monday | 7 | 9 | 805591.9511 | 830402.5287 | 229539.887 | 187.3787 | 2554.0909 | 3708.4138 | 1871984.2502 | 962163.6876 | 991796.3531 | 274152.3719 | 223.7969 | 3050.4941 | 4429.1668 | 2235815.8702
WeekDay | Monday | 7 | 10 | 793341.4154 | 864438.5206 | 234374.1103 | 189.4218 | 2656.482 | 3887.777 | 1898887.7272 | 947532.1851 | 1032447.4488 | 279926.1561 | 226.2371 | 3172.7856 | 4643.3903 | 2267948.203
WeekDay | Monday | 7 | 11 | 779785.6734 | 894969.205 | 241637.6238 | 181.2117 | 3002.5263 | 4071.6272 | 1923647.8673 | 931341.8016 | 1068911.9589 | 288601.3779 | 216.4312 | 3586.0857 | 4862.9729 | 2297520.6282
WeekDay | Monday | 7 | 12 | 780962.2727 | 920104.6458 | 243336.6652 | 186.94 | 3491.7285 | 3932.175 | 1952014.4272 | 932747.08 | 1098932.6268 | 290630.6384 | 223.273 | 4170.3674 | 4696.4173 | 2331400.403
WeekDay | Monday | 7 | 13 | 774850.9937 | 920433.2985 | 244207.3888 | 187.6486 | 3924.0468 | 4032.8971 | 1947636.2735 | 925448.0366 | 1099325.1552 | 291670.5925 | 224.1193 | 4686.7094 | 4816.7153 | 2326171.3282
WeekDay | Monday | 7 | 14 | 758653.059 | 922399.4052 | 246839.5626 | 197.8307 | 4348.3658 | 3981.7685 | 1936419.9918 | 906101.9338 | 1101673.3868 | 294814.3455 | 236.2804 | 5193.4973 | 4755.6496 | 2312775.0934
WeekDay | Monday | 7 | 15 | 756780.703 | 917286.1815 | 246791.8138 | 220.6793 | 4580.1087 | 4178.9617 | 1929838.4482 | 903865.674 | 1095566.3766 | 294757.3164 | 263.5697 | 5470.281 | 4991.1686 | 2304914.3864
WeekDay | Monday | 7 | 16 | 764451.5068 | 901611.6638 | 243360.3416 | 225.7816 | 4660.6944 | 4156.7627 | 1918466.751 | 913027.3456 | 1076845.4203 | 290658.9166 | 269.6637 | 5566.5289 | 4964.6551 | 2291332.5302
WeekDay | Monday | 7 | 17 | 799159.8365 | 899228.6529 | 239985.3144 | 339.1736 | 3642.4711 | 4114.3721 | 1946469.8205 | 954481.452 | 1073999.2566 | 286627.932 | 405.094 | 4350.4077 | 4914.0256 | 2324778.1679
WeekDay | Monday | 7 | 18 | 890521.2005 | 932081.3676 | 239089.8973 | 75566.1948 | 1898.977 | 4005.1483 | 2143162.7855 | 1063599.4574 | 1113237.0979 | 285558.4852 | 90252.9482 | 2268.0548 | 4783.5734 | 2559699.617
WeekDay | Monday | 7 | 19 | 995664.2168 | 928216.793 | 241601.6064 | 75555.1779 | 1618.8826 | 4069.6199 | 2246726.2965 | 1189177.6638 | 1108621.4195 | 288558.3604 | 90239.7901 | 1933.5224 | 4860.5754 | 2683391.3316
WeekDay | Monday | 7 | 20 | 1067638.6746 | 900905.2262 | 232114.7741 | 75230.584 | 1436.3206 | 3898.4042 | 2281223.9836 | 1275140.7989 | 1076001.6822 | 277227.704 | 89852.1094 | 1715.4783 | 4656.0829 | 2724593.8557
WeekDay | Monday | 7 | 21 | 1110617.0921 | 870788.6087 | 224353.6838 | 75201.066 | 1531.1272 | 3861.6814 | 2286353.2592 | 1326472.3354 | 1040031.7154 | 267958.1982 | 89816.8544 | 1828.7112 | 4612.2228 | 2730720.0374
WeekDay | Monday | 7 | 22 | 1108161.5969 | 853049.8148 | 222590.0216 | 75200.2712 | 1302.6432 | 3753.8745 | 2264058.2223 | 1323539.5997 | 1018845.2781 | 265851.7575 | 89815.9052 | 1555.8199 | 4483.463 | 2704091.8234
WeekDay | Monday | 7 | 23 | 1054051.2503 | 830996.5488 | 223791.9214 | 75200.4499 | 1587.0631 | 3702.3917 | 2189329.6253 | 1258912.5753 | 992505.8246 | 267287.2539 | 89816.1186 | 1895.5186 | 4421.9743 | 2614839.2653
WeekDay | Tuesday | 7 | 0 | 981223.9004 | 811208.4779 | 221562.4873 | 75194.198 | 2266.8267 | 3632.3704 | 2095088.2608 | 1171930.7834 | 968871.8208 | 264624.5155 | 89808.6515 | 2707.3984 | 4338.3439 | 2502281.5136
WeekDay | Tuesday | 7 | 1 | 918761.0624 | 794296.214 | 221219.2985 | 75171.6818 | 2909.6158 | 3556.7993 | 2015914.6717 | 1097327.9097 | 948672.5546 | 264214.6259 | 89781.7592 | 3475.1174 | 4248.0851 | 2407720.0519
WeekDay | Tuesday | 7 | 2 | 873587.4534 | 772734.9948 | 225623.5056 | 75148.1946 | 2773.0942 | 3656.4587 | 1953523.7013 | 1043374.5327 | 922920.7802 | 269474.8177 | 89753.7071 | 3312.0621 | 4367.1139 | 2333203.0137
WeekDay | Tuesday | 7 | 3 | 821165.2306 | 764385.8085 | 228195.2891 | 75153.5881 | 2140.7339 | 3757.535 | 1894798.1852 | 980763.7294 | 912948.8785 | 272546.4431 | 89760.1489 | 2556.7987 | 4487.835 | 2263063.8335
WeekDay | Tuesday | 7 | 4 | 798937.9769 | 767591.2017 | 229396.6378 | 75151.9386 | 2235.5406 | 3932.7654 | 1877246.0608 | 954216.4726 | 916777.2594 | 273981.2812 | 89758.1787 | 2670.0316 | 4697.1225 | 2242100.346
WeekDay | Tuesday | 7 | 5 | 811054.3697 | 800089.2176 | 235648.9589 | 218.9061 | 2929.5252 | 4216.5111 | 1854157.4887 | 968687.7608 | 955591.4641 | 281448.7794 | 261.4518 | 3498.8963 | 5036.0159 | 2214524.3682
WeekDay | Tuesday | 7 | 6 | 826364.145 | 853634.5315 | 245355.1006 | 220.2295 | 2819.5495 | 4208.0094 | 1932601.5654 | 986973.0847 | 1019543.6381 | 293041.3692 | 263.0324 | 3367.5462 | 5025.8618 | 2308214.5324
WeekDay | Tuesday | 7 | 7 | 721754.0071 | 991589.9401 | 260877.6659 | 220.9892 | 2243.1251 | 4547.3707 | 1981233.0982 | 862031.3249 | 1184311.5265 | 311580.8403 | 263.9399 | 2679.0902 | 5431.1801 | 2366297.9018
WeekDay | Tuesday | 7 | 8 | 655780.9553 | 1168735.3429 | 276448.8091 | 235.8051 | 2650.7936 | 4675.4873 | 2108527.1933 | 783236.0059 | 1395886.2248 | 330178.3307 | 281.6352 | 3165.9916 | 5584.1969 | 2518332.3851
WeekDay | Tuesday | 7 | 9 | 640357.8183 | 1258434.7572 | 287842.2601 | 252.1667 | 2999.6821 | 4790.2608 | 2194676.9452 | 764815.2877 | 1503019.2703 | 343786.1686 | 301.1769 | 3582.6887 | 5721.2774 | 2621225.8696
WeekDay | Tuesday | 7 | 10 | 644565.687 | 1316847.6049 | 295275.0474 | 247.0494 | 3285.9981 | 4810.3344 | 2265031.7211 | 769840.9814 | 1572785.0132 | 352663.5637 | 295.065 | 3924.652 | 5745.2524 | 2705254.5277
WeekDay | Tuesday | 7 | 11 | 654681.2483 | 1336478.6125 | 295388.4964 | 263.3224 | 3147.5804 | 4844.2233 | 2294803.4833 | 781922.5641 | 1596231.4276 | 352799.0624 | 314.5007 | 3759.332 | 5785.7278 | 2740812.6144
WeekDay | Tuesday | 7 | 12 | 657702.3816 | 1335018.1747 | 301270.9707 | 263.8022 | 3469.923 | 4885.5512 | 2302610.8035 | 785530.8732 | 1594487.1448 | 359824.8315 | 315.0738 | 4144.3238 | 5835.088 | 2750137.3352
WeekDay | Tuesday | 7 | 13 | 650478.1592 | 1341022.7195 | 304934.6626 | 262.3076 | 4026.438 | 4875.2783 | 2305599.5652 | 776902.5788 | 1601658.7096 | 364200.5845 | 313.2887 | 4809.0009 | 5822.8185 | 2753706.981
WeekDay | Tuesday | 7 | 14 | 655550.8773 | 1329973.2511 | 305460.222 | 252.5204 | 4223.6358 | 4946.1261 | 2300406.6327 | 782961.2108 | 1588461.7093 | 364828.2896 | 301.5993 | 5044.5253 | 5907.4361 | 2747504.7704
WeekDay | Tuesday | 7 | 15 | 696103.576 | 1275789.4722 | 302359.0064 | 238.5206 | 4465.215 | 5088.1761 | 2284043.9663 | 831395.5753 | 1523746.9806 | 361124.3337 | 284.8785 | 5333.0569 | 6077.0943 | 2727961.9194
WeekDay | Tuesday | 7 | 16 | 752467.8297 | 1217653.395 | 297153.4296 | 217.384 | 4742.0503 | 4759.0877 | 2276993.1764 | 898714.5674 | 1454311.8003 | 354907.0211 | 259.6339 | 5663.6969 | 5684.0456 | 2719540.7652
WeekDay | Tuesday | 7 | 17 | 816309.2322 | 1113326.2477 | 290209.4394 | 265.3256 | 4042.5551 | 4672.0629 | 2228824.8629 | 974963.938 | 1329708.032 | 346613.4238 | 316.8932 | 4828.2505 | 5580.107 | 2662010.6445
WeekDay | Tuesday | 7 | 18 | 933907.7152 | 1068647.0833 | 280192.7637 | 75190.5602 | 2296.7501 | 4472.0358 | 2364706.9083 | 1115418.4074 | 1276345.198 | 334649.9458 | 89804.3068 | 2743.1376 | 5341.2034 | 2824302.1988
WeekDay | Tuesday | 7 | 19 | 1037406.1477 | 1039725.5266 | 271989.9826 | 75163.6128 | 1794.6897 | 4429.5271 | 2430509.4863 | 1239032.3949 | 1241802.5594 | 324852.9038 | 89772.1219 | 2143.4986 | 5290.4328 | 2902893.9115
WeekDay | Tuesday | 7 | 20 | 1098531.134 | 986356.6731 | 262223.6016 | 75498.2576 | 1491.3084 | 4319.4767 | 2428420.4515 | 1312037.3973 | 1178061.1419 | 313188.3668 | 90171.807 | 1781.1534 | 5158.9935 | 2900398.8599
WeekDay | Tuesday | 7 | 21 | 1140155.719 | 939830.0175 | 258470.4676 | 75550.7929 | 1618.3493 | 4127.9513 | 2419753.2977 | 1361751.9757 | 1122491.7454 | 308705.7882 | 90234.5529 | 1932.8855 | 4930.2439 | 2890047.1916
WeekDay | Tuesday | 7 | 22 | 1135847.2363 | 892824.3232 | 255967.331 | 75547.655 | 1466.6587 | 3982.2408 | 2365635.445 | 1356606.1129 | 1066350.2061 | 305716.1516 | 90230.8051 | 1751.7128 | 4756.2137 | 2825411.2023
WeekDay | Tuesday | 7 | 23 | 1043326.2045 | 858367.4752 | 253925.4931 | 75372.3917 | 1558.6212 | 3875.0244 | 2236425.2101 | 1246103.0512 | 1025196.4585 | 303277.47 | 90021.4783 | 1861.5487 | 4628.1591 | 2671088.1658
WeekDay | Wednesday | 7 | 0 | 980119.6959 | 841487.8694 | 251284.1614 | 75169.2624 | 2204.2544 | 3852.3531 | 2154117.5965 | 1170611.9699 | 1005036.1977 | 300122.7793 | 89778.8696 | 2632.6647 | 4601.0815 | 2572783.5628
WeekDay | Wednesday | 7 | 1 | 916867.4476 | 813819.5795 | 251042.3946 | 75168.8688 | 2602.4423 | 3860.1463 | 2063360.8791 | 1095066.2592 | 971990.406 | 299834.0237 | 89778.3995 | 3108.2429 | 4610.3894 | 2464387.7207
WeekDay | Wednesday | 7 | 2 | 870864.4226 | 794156.1274 | 256572.5033 | 75169.5786 | 2699.145 | 3964.1746 | 2003425.9515 | 1040122.2642 | 948505.2414 | 306438.9429 | 89779.2472 | 3223.7404 | 4734.6363 | 2392804.0723
WeekDay | Wednesday | 7 | 3 | 825243.7749 | 777076.7158 | 255682.1335 | 75166.9256 | 2502.8953 | 4022.3879 | 1939694.833 | 985634.9638 | 928106.3413 | 305375.5243 | 89776.0786 | 2989.3483 | 4804.1637 | 2316686.42
WeekDay | Wednesday | 7 | 4 | 788151.4569 | 781773.7972 | 257526.4377 | 75164.6812 | 2681.1318 | 4114.254 | 1909411.7589 | 941333.5264 | 933716.3293 | 307578.2803 | 89773.398 | 3202.2262 | 4913.8845 | 2280517.6447
WeekDay | Wednesday | 7 | 5 | 829167.0751 | 811448.5176 | 263767.5479 | 238.4131 | 3395.0258 | 4350.7678 | 1912367.3473 | 990320.7814 | 969158.5137 | 315032.3885 | 284.7502 | 4054.8698 | 5196.3662 | 2284047.6699
WeekDay | Wednesday | 7 | 6 | 852165.4897 | 870582.4565 | 270219.1115 | 231.6862 | 3233.8545 | 4335.2994 | 2000767.8978 | 1017789.079 | 1039785.4962 | 322737.8531 | 276.7159 | 3862.3739 | 5177.8914 | 2389629.4096
WeekDay | Wednesday | 7 | 7 | 720781.3035 | 1006328.8152 | 281359.0987 | 206.9432 | 2296.2168 | 4763.4567 | 2015735.8341 | 860869.5704 | 1201914.9923 | 336042.9652 | 247.1639 | 2742.5006 | 5689.2637 | 2407506.4561
WeekDay | Wednesday | 7 | 8 | 633504.6614 | 1200831.6001 | 290803.518 | 223.9322 | 2843.7844 | 4774.9104 | 2132982.4065 | 756630.1777 | 1434220.5864 | 347322.9653 | 267.4548 | 3396.4913 | 5702.9436 | 2547540.619
WeekDay | Wednesday | 7 | 9 | 611041.5752 | 1308362.5624 | 296527.1593 | 246.9819 | 3180.0517 | 4824.622 | 2224182.9525 | 729801.2528 | 1562650.8506 | 354159.0313 | 294.9844 | 3798.1143 | 5762.3169 | 2656466.5504
WeekDay | Wednesday | 7 | 10 | 613186.6335 | 1370223.5039 | 300719.0788 | 266.474 | 3612.133 | 4735.9441 | 2292743.7673 | 732363.2165 | 1636534.8456 | 359165.6761 | 318.2648 | 4314.1732 | 5656.4039 | 2738352.5801
WeekDay | Wednesday | 7 | 11 | 620974.4054 | 1402555.1672 | 302004.5066 | 255.7195 | 3831.0178 | 4936.7978 | 2334557.6143 | 741664.5895 | 1675150.3659 | 360700.9347 | 305.4201 | 4575.5996 | 5896.2948 | 2788293.2046
WeekDay | Wednesday | 7 | 12 | 624991.6386 | 1398973.5739 | 304804.0376 | 291.6107 | 4091.6768 | 4972.2218 | 2338124.7593 | 746462.5966 | 1670872.668 | 364044.5717 | 348.287 | 4886.9193 | 5938.6036 | 2792553.6461
WeekDay | Wednesday | 7 | 13 | 619807.7595 | 1398494.7769 | 305094.7762 | 290.6147 | 4442.8761 | 5010.9519 | 2333141.7554 | 740271.1989 | 1670300.8139 | 364391.8171 | 347.0975 | 5306.3764 | 5984.8612 | 2786602.1649
WeekDay | Wednesday | 7 | 14 | 629238.4021 | 1391254.1703 | 303217.9908 | 281.5335 | 4846.1006 | 5113.0909 | 2333951.2884 | 751534.7448 | 1661652.951 | 362150.267 | 336.2513 | 5787.97 | 6106.8515 | 2787569.0356
WeekDay | Wednesday | 7 | 15 | 676304.8037 | 1328579.9584 | 300246.4145 | 271.7325 | 5105.5745 | 5181.223 | 2315689.7066 | 807748.7901 | 1586797.6216 | 358601.1465 | 324.5454 | 6097.8743 | 6188.2254 | 2765758.2033
WeekDay | Wednesday | 7 | 16 | 738308.9567 | 1247197.7206 | 295271.66 | 254.8747 | 5192.7967 | 4974.2291 | 2291200.2378 | 881803.8305 | 1489598.2467 | 352659.5181 | 304.4112 | 6202.0485 | 5941.001 | 2736509.0561
WeekDay | Wednesday | 7 | 17 | 804587.5041 | 1134339.4634 | 288078.4722 | 272.8847 | 4076.2707 | 4754.2465 | 2236108.8415 | 960964.0201 | 1354805.2951 | 344068.29 | 325.9215 | 4868.5189 | 5678.2634 | 2670710.3091
WeekDay | Wednesday | 7 | 18 | 927172.8118 | 1083691.5534 | 280883.7177 | 75208.8413 | 2410.9328 | 4560.4775 | 2373928.3346 | 1107374.5342 | 1294313.6532 | 335475.1909 | 89826.1409 | 2879.5124 | 5446.8343 | 2835315.8659
WeekDay | Wednesday | 7 | 19 | 1031490.0278 | 1051004.7677 | 274592.503 | 75540.0284 | 2130.8385 | 4605.8202 | 2439363.9856 | 1231966.4409 | 1255273.9902 | 327961.2401 | 90221.6962 | 2544.98 | 5500.9896 | 2913469.3369
WeekDay | Wednesday | 7 | 20 | 1091542.1447 | 997128.6348 | 270639.0325 | 75663.4463 | 1715.0521 | 4567.7985 | 2441256.109 | 1303690.0551 | 1190926.7005 | 323239.3884 | 90369.1011 | 2048.383 | 5455.5781 | 2915729.2061
WeekDay | Wednesday | 7 | 21 | 1137352.1265 | 945206.6408 | 268819.8302 | 75571.2359 | 1762.4554 | 4450.7814 | 2433163.0702 | 1358403.4877 | 1128913.3485 | 321066.6128 | 90258.9691 | 2104.9994 | 5315.8181 | 2906063.2357
WeekDay | Wednesday | 7 | 22 | 1142076.18 | 896535.6129 | 257895.5113 | 75492.8904 | 1460.9703 | 4069.1475 | 2377530.3124 | 1364045.69 | 1070782.8078 | 308019.0856 | 90165.3966 | 1744.9189 | 4860.0113 | 2839617.9102
WeekDay | Wednesday | 7 | 23 | 1075692.1455 | 858312.7309 | 248343.7253 | 75247.1094 | 1693.2466 | 3669.8017 | 2262958.7593 | 1284759.5113 | 1025131.0742 | 296610.8514 | 89871.8466 | 2022.3394 | 4383.0502 | 2702778.673
WeekDay | Thursday | 7 | 0 | 976379.3397 | 825322.9392 | 251272.6911 | 75227.3149 | 2240.2809 | 3625.0495 | 2134067.6152 | 1166144.6526 | 985729.5142 | 300109.0796 | 89848.2049 | 2675.6932 | 4329.6001 | 2548836.7446
WeekDay | Thursday | 7 | 1 | 915436.1104 | 798896.2927 | 256011.2782 | 75224.0246 | 2883.0699 | 3590.8063 | 2052041.582 | 1093356.7328 | 954166.6868 | 305768.6402 | 89844.2751 | 3443.4122 | 4288.7016 | 2450868.4488
WeekDay | Thursday | 7 | 2 | 871205.0445 | 776892.2879 | 258099.9266 | 75199.3728 | 2934.2655 | 3724.8269 | 1988055.7242 | 1040529.088 | 927886.0688 | 308263.2303 | 89814.832 | 3504.558 | 4448.7698 | 2374446.547
WeekDay | Thursday | 7 | 3 | 826819.7419 | 766290.7437 | 257535.9059 | 75194.5091 | 2654.5859 | 3844.5598 | 1932340.0463 | 987517.2296 | 915224.0495 | 307589.5887 | 89809.0231 | 3170.521 | 4591.7736 | 2307902.1854
WeekDay | Thursday | 7 | 4 | 802403.8892 | 776159.6172 | 258583.1417 | 75189.6917 | 3012.0069 | 4006.5653 | 1919354.912 | 958356.0062 | 927010.9991 | 308840.3612 | 89803.2694 | 3597.409 | 4785.2658 | 2292393.3106
WeekDay | Thursday | 7 | 5 | 818002.0832 | 803004.4655 | 264088.6345 | 260.0145 | 3734.4335 | 4296.215 | 1893385.8463 | 976985.8049 | 959073.3083 | 315415.8803 | 310.55 | 4460.2436 | 5131.2107 | 2261376.9978
WeekDay | Thursday | 7 | 6 | 836396.0421 | 841355.8507 | 272567.1696 | 249.2288 | 3965.7617 | 4277.5584 | 1958811.6112 | 998954.7425 | 1004878.5204 | 325542.2706 | 297.668 | 4736.5318 | 5108.9281 | 2339518.6614
WeekDay | Thursday | 7 | 7 | 714487.6644 | 982968.1556 | 284518.8313 | 231.8949 | 2916.2522 | 4569.5697 | 1989692.3681 | 853352.724 | 1174014.0452 | 339816.8111 | 276.9651 | 3483.0437 | 5457.6936 | 2376401.2828
WeekDay | Thursday | 7 | 8 | 632588.3428 | 1182870.9701 | 289805.2355 | 264.8332 | 3138.0998 | 4406.9738 | 2113074.4552 | 755535.767 | 1412769.1978 | 346130.6604 | 316.3051 | 3748.0087 | 5263.4962 | 2523763.4352
WeekDay | Thursday | 7 | 9 | 611934.108 | 1294247.5961 | 302613.8047 | 283.8429 | 3683.2379 | 4556.1086 | 2217318.6982 | 730867.2549 | 1545792.5541 | 361428.6536 | 339.0095 | 4399.0978 | 5441.6162 | 2648268.1861
WeekDay | Thursday | 7 | 10 | 615048.0159 | 1349232.0131 | 307944.4577 | 293.8713 | 3814.0711 | 4749.2871 | 2281081.7161 | 734586.3699 | 1611463.5297 | 367795.3517 | 350.987 | 4555.3592 | 5672.3402 | 2724423.9377
WeekDay | Thursday | 7 | 11 | 621507.9593 | 1373876.0864 | 309675.0341 | 306.4115 | 3837.7728 | 4751.0583 | 2313954.3225 | 742301.843 | 1640897.3299 | 369862.2762 | 365.9645 | 4583.6674 | 5674.4556 | 2763685.5367
WeekDay | Thursday | 7 | 12 | 621613.1594 | 1373056.8492 | 312462.4423 | 310.1117 | 4101.3352 | 4651.6351 | 2316195.533 | 742427.4893 | 1639918.8689 | 373191.4343 | 370.3839 | 4898.4549 | 5555.709 | 2766362.3402
WeekDay | Thursday | 7 | 13 | 616213.7431 | 1386098.325 | 313380.1248 | 318.1595 | 4781.0988 | 4875.2783 | 2325666.7294 | 735978.6633 | 1655495.0355 | 374287.4741 | 379.9957 | 5710.3347 | 5822.8185 | 2777674.3218
WeekDay | Thursday | 7 | 14 | 622240.9659 | 1367683.3498 | 311382.3831 | 342.4252 | 4694.8248 | 4803.0134 | 2311146.9621 | 743177.3139 | 1633500.9969 | 371901.459 | 408.9776 | 5607.2928 | 5736.5085 | 2760332.5486
WeekDay | Thursday | 7 | 15 | 664284.1002 | 1301394.4444 | 301804.2116 | 346.609 | 4949.8546 | 5096.2055 | 2277875.4254 | 793391.7892 | 1554328.4362 | 360461.7111 | 413.9746 | 5911.8893 | 6086.6843 | 2720594.4846
WeekDay | Thursday | 7 | 16 | 721968.2099 | 1219337.272 | 290915.8528 | 289.6962 | 4428.4181 | 4947.5431 | 2241886.9922 | 862287.1594 | 1456322.9491 | 347457.133 | 346.0004 | 5289.1083 | 5909.1284 | 2677611.4788
WeekDay | Thursday | 7 | 17 | 782293.6751 | 1123063.4135 | 281749.1097 | 279.599 | 4216.0513 | 4750.4679 | 2196352.3165 | 934337.2488 | 1341337.6757 | 336508.7772 | 333.9408 | 5035.4667 | 5673.7505 | 2623226.8596
WeekDay | Thursday | 7 | 18 | 894258.3001 | 1082027.4904 | 274249.4853 | 75401.2374 | 2842.303 | 4571.6951 | 2333350.5113 | 1068062.8853 | 1292326.1692 | 327551.5548 | 90055.9303 | 3394.7221 | 5460.2321 | 2786851.4938
WeekDay | Thursday | 7 | 19 | 994553.6848 | 1057875.3706 | 270995.8012 | 75973.2843 | 1959.8903 | 4579.1341 | 2405937.1654 | 1187851.2931 | 1263479.9369 | 323665.4972 | 90739.1581 | 2340.8069 | 5469.117 | 2873545.8092
WeekDay | Thursday | 7 | 20 | 1045797.8559 | 1003175.5948 | 266417.4957 | 76486.3966 | 1697.9869 | 4428.2282 | 2398003.5581 | 1249055.0832 | 1198148.9242 | 318197.37 | 91351.9969 | 2028.0011 | 5288.8815 | 2864070.2568
WeekDay | Thursday | 7 | 21 | 1096478.7247 | 950580.1213 | 262465.5827 | 76420.9212 | 1751.0786 | 4292.6726 | 2391989.1011 | 1309586.0896 | 1135331.1979 | 313477.3784 | 91273.796 | 2091.4115 | 5126.9798 | 2856886.8532
WeekDay | Thursday | 7 | 22 | 1104387.8568 | 897078.6559 | 258377.9806 | 76046.3326 | 1572.8421 | 4052.9706 | 2341516.6386 | 1319032.41 | 1071431.3945 | 308595.3258 | 90826.4037 | 1878.5337 | 4840.6903 | 2796604.758
WeekDay | Thursday | 7 | 23 | 1043796.7512 | 863700.3463 | 257060.1087 | 75403.4605 | 1865.7947 | 3988.8533 | 2245815.3147 | 1246665.0515 | 1031565.8057 | 307021.3174 | 90058.5855 | 2228.4233 | 4764.1114 | 2682303.2948
WeekDay | Friday | 7 | 0 | 992487.5298 | 777462.8597 | 255470.3597 | 75266.3127 | 2478.6011 | 3834.8772 | 2107000.5402 | 1185383.5682 | 928567.5347 | 305122.5909 | 89894.7822 | 2960.3324 | 4580.2092 | 2516509.0176
WeekDay | Friday | 7 | 1 | 927644.612 | 759984.133 | 253031.6919 | 75262.8662 | 2839.6366 | 3775.6012 | 2022538.5409 | 1107938.0316 | 907691.7103 | 302209.9531 | 89890.6658 | 3391.5374 | 4509.4124 | 2415631.3106
WeekDay | Friday | 7 | 2 | 874847.1747 | 742349.3375 | 253746.1234 | 75205.8159 | 2653.0453 | 3818.228 | 1952619.7248 | 1044879.0886 | 886629.4841 | 303063.2388 | 89822.5275 | 3168.6809 | 4560.324 | 2332123.3439
WeekDay | Friday | 7 | 3 | 843987.9083 | 735938.5815 | 253309.4307 | 75194.7553 | 2276.9 | 3899.3488 | 1914606.9246 | 1008022.1346 | 878972.7584 | 302541.6721 | 89809.3172 | 2719.4294 | 4657.2112 | 2286722.5228
WeekDay | Friday | 7 | 4 | 816986.4661 | 735579.1975 | 254312.3343 | 75192.9833 | 2422.4874 | 3937.9609 | 1888431.4295 | 975772.7965 | 878543.5259 | 303739.4962 | 89807.2008 | 2893.3127 | 4703.3278 | 2255459.6597
WeekDay | Friday | 7 | 5 | 833147.9286 | 763542.7226 | 258198.9824 | 264.1096 | 3187.0437 | 4245.913 | 1862586.6999 | 995075.3383 | 911941.9336 | 308381.5382 | 315.441 | 3806.4652 | 5071.1322 | 2224591.8484
WeekDay | Friday | 7 | 6 | 850718.0366 | 806004.2819 | 263929.1019 | 252.6054 | 3600.4006 | 4264.9238 | 1928769.3503 | 1016060.3046 | 962656.1573 | 315225.3416 | 301.7008 | 4300.1606 | 5093.8379 | 2303637.5028
WeekDay | Friday | 7 | 7 | 730353.5068 | 946660.7926 | 276609.7563 | 215.5745 | 2904.1051 | 4529.0683 | 1961272.8037 | 872302.1902 | 1130650.1235 | 330370.5589 | 257.4727 | 3468.5358 | 5409.3205 | 2342458.2017
WeekDay | Friday | 7 | 8 | 649414.5694 | 1141810.3781 | 287169.6827 | 223.5085 | 3001.6967 | 4774.5562 | 2086394.3916 | 775632.2738 | 1363728.2279 | 342982.8718 | 266.9488 | 3585.0949 | 5702.5205 | 2491897.9377
WeekDay | Friday | 7 | 9 | 627210.4167 | 1238540.6167 | 296229.3859 | 247.2956 | 3334.942 | 4841.2713 | 2170403.9281 | 749112.6079 | 1479258.5816 | 353803.3838 | 295.359 | 3983.1085 | 5782.202 | 2592235.2428
WeekDay | Friday | 7 | 10 | 629105.7371 | 1296789.0204 | 302850.3629 | 273.1046 | 3770.8156 | 4753.7742 | 2237542.8148 | 751376.2955 | 1548827.9198 | 361711.1883 | 326.1842 | 4503.6967 | 5677.6993 | 2672422.9838
WeekDay | Friday | 7 | 11 | 629937.5548 | 1295376.5291 | 307015.0244 | 319.2729 | 3300.8117 | 4840.4447 | 2240789.6375 | 752369.782 | 1547140.9022 | 366685.2773 | 381.3256 | 3942.3446 | 5781.2148 | 2676300.8465
WeekDay | Friday | 7 | 12 | 634914.7849 | 1296205.3586 | 311474.8077 | 333.9563 | 3660.3066 | 4835.4854 | 2251424.6994 | 758314.3673 | 1548130.8197 | 372011.8469 | 398.8627 | 4371.7096 | 5775.2916 | 2689002.8978
WeekDay | Friday | 7 | 13 | 626879.2265 | 1299928.9762 | 311757.851 | 329.4013 | 4370.9416 | 4965.7274 | 2248232.1241 | 748717.0489 | 1552578.1453 | 372349.9014 | 393.4225 | 5220.4609 | 5930.8469 | 2685189.8259
WeekDay | Friday | 7 | 14 | 632227.0424 | 1298694.4349 | 310383.2065 | 331.7044 | 4738.0803 | 5110.7293 | 2251485.1978 | 755104.2455 | 1551103.6633 | 370708.0862 | 396.1732 | 5658.9553 | 6104.0309 | 2689075.1545
WeekDay | Friday | 7 | 15 | 671944.0216 | 1242246.4518 | 306931.1175 | 273.3396 | 4681.1963 | 5110.3751 | 2231186.502 | 802540.4632 | 1483684.6685 | 366585.0627 | 326.4648 | 5591.0155 | 6103.6079 | 2664831.2826
WeekDay | Friday | 7 | 16 | 729472.9201 | 1171774.827 | 299274.0112 | 241.1086 | 4649.3176 | 4941.9933 | 2210354.1778 | 871250.456 | 1399516.4511 | 357439.7507 | 287.9695 | 5552.941 | 5902.5 | 2639950.0684
WeekDay | Friday | 7 | 17 | 794995.3198 | 1067772.8395 | 292646.9325 | 249.7324 | 3629.1982 | 4863.116 | 2164157.1385 | 949507.536 | 1275301.0396 | 349524.6587 | 298.2695 | 4334.5551 | 5808.2925 | 2584774.3513
WeekDay | Friday | 7 | 18 | 912674.3406 | 1024794.7503 | 286282.297 | 75578.4639 | 1892.3405 | 4685.524 | 2305907.7162 | 1090058.1961 | 1223969.8951 | 341923.0172 | 90267.6019 | 2260.1285 | 5596.1844 | 2754075.0232
WeekDay | Friday | 7 | 19 | 1034404.0219 | 1027718.8431 | 281163.2936 | 75546.759 | 1700.5348 | 4606.7648 | 2425140.2173 | 1235446.7876 | 1227462.3033 | 335809.1041 | 90229.735 | 2031.0442 | 5502.1178 | 2896481.092
WeekDay | Friday | 7 | 20 | 1112380.8838 | 974253.4876 | 275664.7346 | 75960.7766 | 1315.1459 | 4540.6401 | 2444115.6686 | 1328578.9309 | 1163605.6281 | 329241.8664 | 90724.2194 | 1570.7525 | 5423.1414 | 2919144.5387
WeekDay | Friday | 7 | 21 | 1170190.9326 | 932849.5968 | 275035.3955 | 75876.2328 | 1692.8911 | 4359.0334 | 2460004.0822 | 1397624.7172 | 1114154.6372 | 328490.2114 | 90623.244 | 2021.9148 | 5206.2383 | 2938120.9629
WeekDay | Friday | 7 | 22 | 1180850.347 | 882523.2766 | 271725.3657 | 75568.118 | 1280.2452 | 4097.3686 | 2416044.7212 | 1410355.8542 | 1054047.088 | 324536.8571 | 90255.2452 | 1529.0687 | 4893.7173 | 2885617.8305
WeekDay | Friday | 7 | 23 | 1115392.9111 | 847749.6683 | 268436.9799 | 75407.4944 | 1448.6455 | 3963.1119 | 2312398.811 | 1332176.3642 | 1012515.0156 | 320609.3533 | 90063.4034 | 1730.1986 | 4733.367 | 2761827.702
Saturday | Saturday | 7 | 0 | 1024701.8477 | 822222.2372 | 267053.6356 | 75222.5025 | 1622.3194 | 3878.921 | 2194701.4634 | 1223858.9364 | 982026.1717 | 318957.1475 | 89842.4572 | 1937.6271 | 4632.8131 | 2621255.153
Saturday | Saturday | 7 | 1 | 959226.6199 | 801326.4035 | 266379.265 | 75218.6861 | 1774.01 | 3787.2911 | 2107712.2756 | 1145658.1965 | 957069.1046 | 318151.7089 | 89837.899 | 2118.7997 | 4523.3743 | 2517359.0831
Saturday | Saturday | 7 | 2 | 902965.4228 | 778341.3107 | 264527.7845 | 75193.127 | 1719.4369 | 3884.825 | 2026631.9069 | 1078462.2906 | 929616.7181 | 315940.3818 | 89807.3724 | 2053.62 | 4639.8646 | 2420520.2474
Saturday | Saturday | 7 | 3 | 861800.2131 | 760751.4151 | 262720.4541 | 75183.7509 | 1961.3716 | 3933.4739 | 1966350.6787 | 1029296.37 | 908608.1184 | 313781.7856 | 89796.174 | 2342.5762 | 4697.9686 | 2348522.9929
Saturday | Saturday | 7 | 4 | 830458.2034 | 760115.1503 | 265180.2194 | 75182.595 | 2722.0764 | 3999.8347 | 1937658.0793 | 991862.8485 | 907848.1916 | 316719.6215 | 89794.7934 | 3251.1286 | 4777.2271 | 2314253.8107
Saturday | Saturday | 7 | 5 | 844732.3149 | 784251.0365 | 265571.3577 | 254.1524 | 3389.5151 | 4344.7458 | 1902543.1225 | 1008911.2211 | 936675.0353 | 317186.7799 | 303.5485 | 4048.2882 | 5189.1738 | 2272314.0468
Saturday | Saturday | 7 | 6 | 864658.1722 | 822352.0983 | 267382.9417 | 240.505 | 3334.942 | 4296.3331 | 1962264.9924 | 1032709.7909 | 982181.2722 | 319350.4563 | 287.2486 | 3983.1085 | 5131.3517 | 2343643.2283
Saturday | Saturday | 7 | 7 | 756000.9836 | 966585.6134 | 284744.9171 | 222.2976 | 2800.9437 | 4466.486 | 2014821.2413 | 902934.4113 | 1154447.4554 | 340086.8381 | 265.5025 | 3345.3242 | 5334.575 | 2406414.1066
Saturday | Saturday | 7 | 8 | 679235.0581 | 1158256.9026 | 301162.8717 | 253.3527 | 3481.7146 | 4560.9499 | 2146950.8494 | 811248.5574 | 1383371.2352 | 359695.7229 | 302.5933 | 4158.4072 | 5447.3984 | 2564223.9144
Saturday | Saturday | 7 | 9 | 657290.6746 | 1261914.7037 | 305909.3292 | 269.7356 | 3871.3699 | 4606.2925 | 2233862.1054 | 785039.1484 | 1507175.5657 | 365364.6835 | 322.1603 | 4623.7943 | 5501.5537 | 2668026.906
Saturday | Saturday | 7 | 10 | 657098.5983 | 1313956.2519 | 309851.954 | 288.3603 | 4009.9653 | 4755.4273 | 2289960.5571 | 784809.7409 | 1569331.708 | 370073.5816 | 344.4049 | 4789.3267 | 5679.6737 | 2735028.4358
Saturday | Saturday | 7 | 11 | 656779.1281 | 1338071.9107 | 311346.8147 | 283.5804 | 3548.257 | 4709.4942 | 2314739.1852 | 784428.1797 | 1598134.3931 | 371858.9777 | 338.696 | 4237.8825 | 5624.8133 | 2764622.9423
Saturday | Saturday | 7 | 12 | 653772.4177 | 1342656.9352 | 312066.6923 | 313.2171 | 3911.5442 | 4731.9294 | 2317452.7358 | 780837.0967 | 1603610.5452 | 372718.7678 | 374.0928 | 4671.7768 | 5651.6089 | 2767863.8881
Saturday | Saturday | 7 | 13 | 627137.0269 | 1346735.8409 | 311431.3094 | 344.4683 | 4484.9466 | 4711.8558 | 2294845.4479 | 749024.9544 | 1608482.2112 | 371959.8944 | 411.4179 | 5356.6235 | 5627.6339 | 2740862.7352
Saturday | Saturday | 7 | 14 | 647700.1706 | 1334137.041 | 309396.3733 | 326.4147 | 4874.8981 | 4742.0843 | 2301176.982 | 773584.6712 | 1593434.7572 | 369529.456 | 389.8554 | 5822.3645 | 5663.7374 | 2748424.8417
Saturday | Saturday | 7 | 15 | 681263.3026 | 1282412.7357 | 305503.4348 | 322.0284 | 5513.1838 | 4986.3913 | 2280001.0767 | 813671.0037 | 1531657.516 | 364879.9011 | 384.6166 | 6584.7049 | 5955.5271 | 2723133.2694
Saturday | Saturday | 7 | 16 | 727605.6941 | 1199337.6586 | 299491.9977 | 299.4747 | 5060.6006 | 4888.267 | 2236683.6927 | 869020.3231 | 1432436.2882 | 357700.1042 | 357.6795 | 6044.1594 | 5838.3317 | 2671396.8861
Saturday | Saturday | 7 | 17 | 784226.3692 | 1101247.7889 | 288745.9769 | 276.6524 | 3972.0427 | 4726.1435 | 2183194.9735 | 936645.5737 | 1315282.0507 | 344865.5284 | 330.4215 | 4744.0335 | 5644.6985 | 2607512.3062
Saturday | Saturday | 7 | 18 | 887957.2617 | 1060246.8392 | 277553.6848 | 75399.038 | 2599.9536 | 4536.8616 | 2308293.6389 | 1060537.2014 | 1266312.315 | 331497.9457 | 90053.3034 | 3105.2705 | 5418.6285 | 2756924.6645
Saturday | Saturday | 7 | 19 | 942687.9296 | 1029339.072 | 270556.3743 | 75578.3926 | 1811.1623 | 4510.4117 | 2324483.3427 | 1125905.1103 | 1229397.4337 | 323140.665 | 90267.5168 | 2163.1728 | 5387.0379 | 2776260.9365
Saturday | Saturday | 7 | 20 | 971274.6481 | 983484.5878 | 264589.1309 | 76320.7981 | 1452.4377 | 4404.258 | 2301525.8606 | 1160047.8329 | 1174630.8492 | 316013.6512 | 91154.2133 | 1734.7279 | 5260.2525 | 2748841.527
Saturday | Saturday | 7 | 21 | 1010289.2149 | 939474.6429 | 258539.2912 | 75950.1958 | 1589.7296 | 4302.7094 | 2290145.7837 | 1206645.1199 | 1122067.3016 | 308787.9881 | 90711.5822 | 1898.7033 | 5138.9673 | 2735249.6624
Saturday | Saturday | 7 | 22 | 1038168.8188 | 893360.7909 | 254457.9253 | 75937.3182 | 1284.8077 | 4087.3318 | 2267296.9927 | 1239943.2959 | 1066990.9397 | 303913.3836 | 90696.2017 | 1534.518 | 4881.7298 | 2707960.0688
Saturday | Saturday | 7 | 23 | 1014209.2015 | 863213.1348 | 252829.2637 | 75690.1338 | 1397.0943 | 3997.0008 | 2211335.8289 | 1211326.98 | 1030983.9017 | 301968.1817 | 90400.9755 | 1668.6282 | 4773.8424 | 2641122.5095
Sunday | Sunday | 7 | 0 | 970347.8236 | 830319.9419 | 252687.6824 | 75675.6816 | 2122.1281 | 3939.4959 | 2135092.7535 | 1158940.8743 | 991697.715 | 301799.0832 | 90383.7144 | 2534.5767 | 4705.1611 | 2550061.1248
Sunday | Sunday | 7 | 1 | 916605.516 | 800457.2286 | 252551.3441 | 75490.886 | 2673.5472 | 3849.7553 | 2051628.2771 | 1094753.4196 | 956031.0002 | 301636.2467 | 90163.0026 | 3193.1675 | 4597.9789 | 2450374.8155
Sunday | Sunday | 7 | 2 | 873468.607 | 784446.3953 | 251055.8804 | 75253.0202 | 2837.385 | 3870.5373 | 1990931.8252 | 1043232.5878 | 936908.3633 | 299850.1306 | 89878.9062 | 3388.8481 | 4622.8 | 2377881.636
Sunday | Sunday | 7 | 3 | 832687.0558 | 764474.1777 | 246148.944 | 75223.8584 | 3076.2977 | 3854.2423 | 1925464.5759 | 994524.892 | 913054.4227 | 293989.501 | 89844.0766 | 3674.195 | 4603.338 | 2299690.4252
Sunday | Sunday | 7 | 4 | 796536.4446 | 760404.5947 | 246764.4288 | 75209.0213 | 3291.6865 | 3843.7332 | 1886049.9091 | 951348.1878 | 908193.8912 | 294724.609 | 89826.3558 | 3931.446 | 4590.7864 | 2252615.2762
Sunday | Sunday | 7 | 5 | 778051.1861 | 770941.4864 | 247128.8592 | 288.8577 | 4025.8454 | 4022.0337 | 1804458.2684 | 929270.2059 | 920778.6925 | 295159.8686 | 344.999 | 4808.2932 | 4803.7406 | 2155165.7998
Sunday | Sunday | 7 | 6 | 777058.9211 | 771346.1902 | 246563.8629 | 263.796 | 3659.5363 | 3928.6326 | 1802820.9391 | 928085.0882 | 921262.053 | 294485.0619 | 315.0663 | 4370.7896 | 4692.1864 | 2153210.2455
Sunday | Sunday | 7 | 7 | 789931.8816 | 813519.3647 | 252050.6965 | 224.647 | 2629.5807 | 3905.0166 | 1862261.187 | 943459.9874 | 971631.8426 | 301038.2952 | 268.3085 | 3140.6558 | 4663.9806 | 2224203.0701
Sunday | Sunday | 7 | 8 | 791837.5873 | 897114.1839 | 258243.2685 | 224.7544 | 2786.3079 | 4140.9401 | 1954347.042 | 945736.0787 | 1071473.8276 | 308434.4315 | 268.4368 | 3327.8439 | 4945.7572 | 2334186.3757
Sunday | Sunday | 7 | 9 | 773593.0281 | 981238.2722 | 260272.9702 | 231.1376 | 2901.8535 | 3976.573 | 2022213.8346 | 923945.5777 | 1171947.9484 | 310858.6182 | 276.0607 | 3465.8465 | 4749.4443 | 2415243.4957
Sunday | Sunday | 7 | 10 | 759462.874 | 1026749.053 | 260582.5988 | 225.8704 | 2978.4691 | 3997.4731 | 2053996.3383 | 907069.1414 | 1226304.0285 | 311228.425 | 269.7697 | 3557.3528 | 4774.4065 | 2453203.1239
Sunday | Sunday | 7 | 11 | 758412.2498 | 1061204.7771 | 262840.7785 | 221.3454 | 3477.5075 | 3875.2605 | 2090031.9189 | 905814.3219 | 1267456.434 | 313925.4959 | 264.3652 | 4153.3825 | 4628.4412 | 2496242.4406
Sunday | Sunday | 7 | 12 | 764289.2917 | 1061693.2149 | 261297.9283 | 231.1676 | 3469.923 | 4149.4418 | 2095130.9672 | 912833.6029 | 1268039.8026 | 312082.7832 | 276.0965 | 4144.3238 | 4955.9113 | 2502332.5203
Sunday | Sunday | 7 | 13 | 759285.4859 | 1043851.956 | 261218.6424 | 225.0943 | 4154.0714 | 4124.527 | 2072859.777 | 906857.2768 | 1246730.9856 | 311988.0877 | 268.8428 | 4961.4407 | 4926.1541 | 2475732.7876
Sunday | Sunday | 7 | 14 | 739473.3877 | 1023115.3136 | 261175.1817 | 222.1939 | 4446.7869 | 4197.7364 | 2032630.6001 | 883194.5758 | 1221964.0496 | 311936.18 | 265.3787 | 5311.0472 | 5013.5923 | 2427684.8235
Sunday | Sunday | 7 | 15 | 765114.5304 | 1009240.5156 | 255219.5089 | 243.4229 | 5148.119 | 4381.3505 | 2039347.4474 | 913819.2319 | 1205392.5996 | 304822.9858 | 290.7337 | 6148.6875 | 5232.8928 | 2435707.1313
Sunday | Sunday | 7 | 16 | 780946.5247 | 987971.2304 | 251258.1996 | 251.5857 | 5223.9051 | 4466.3679 | 2030117.8134 | 932728.2714 | 1179989.4983 | 300091.7716 | 300.4829 | 6239.2031 | 5334.434 | 2424683.6613
Sunday | Sunday | 7 | 17 | 814118.4566 | 949001.6507 | 242779.0651 | 255.1472 | 4801.7785 | 4466.1318 | 2015422.2298 | 972347.3717 | 1133445.9418 | 289964.6654 | 304.7366 | 5735.0336 | 5334.1519 | 2407131.9009
Sunday | Sunday | 7 | 18 | 901565.346 | 962021.9646 | 239104.738 | 75180.1756 | 2858.5979 | 4312.8642 | 2185043.6863 | 1076790.1003 | 1148996.8335 | 285576.2103 | 89791.9039 | 3414.184 | 5151.0958 | 2609720.3278
Sunday | Sunday | 7 | 19 | 946320.8311 | 961559.4171 | 238447.9269 | 75300.6618 | 1995.9168 | 4310.3845 | 2227935.1384 | 1130244.0885 | 1148444.3872 | 284791.744 | 89935.8073 | 2383.8354 | 5148.1342 | 2660947.9966
Sunday | Sunday | 7 | 20 | 959048.7783 | 935675.5913 | 234793.8512 | 75768.9454 | 1632.2148 | 4234.3412 | 2211153.7223 | 1145445.7902 | 1117529.8811 | 280427.4762 | 90495.1047 | 1949.4458 | 5057.3113 | 2640905.0093
Sunday | Sunday | 7 | 21 | 979926.141 | 907446.7622 | 230832.3306 | 75779.3 | 1792.201 | 4033.2513 | 2199809.9861 | 1170380.7965 | 1083814.6058 | 275696.0098 | 90507.4717 | 2140.5263 | 4817.1384 | 2627356.5485
Sunday | Sunday | 7 | 22 | 992968.7842 | 880280.9501 | 226677.0153 | 75660.4884 | 1431.9358 | 3817.6376 | 2180836.8114 | 1185958.3574 | 1051368.9516 | 270733.0835 | 90365.5683 | 1710.2413 | 4559.6189 | 2604695.821
Sunday | Sunday | 7 | 23 | 974838.2784 | 854622.5274 | 233123.7569 | 75289.5187 | 1591.9812 | 3759.7785 | 2143225.8411 | 1164304.0765 | 1020723.6571 | 278432.7888 | 89922.4984 | 1901.3926 | 4490.5145 | 2559774.9279
WeekDay | Monday | 7 | 0 | 931323.4619 | 822541.2732 | 234086.5427 | 75292.1167 | 2061.0963 | 3699.4397 | 2069003.9306 | 1112331.8885 | 982407.2143 | 279582.698 | 89925.6014 | 2461.6831 | 4418.4485 | 2471127.5338
WeekDay | Monday | 7 | 1 | 885539.2313 | 787978.8757 | 231022.0072 | 75263.9509 | 2532.2853 | 3589.1532 | 1985925.5036 | 1057649.212 | 941127.4029 | 275922.5512 | 89891.9613 | 3024.4505 | 4286.7271 | 2371902.3051
WeekDay | Monday | 7 | 2 | 849773.3984 | 761461.1115 | 232884.1768 | 75234.0955 | 2544.6102 | 3641.6987 | 1925539.0912 | 1014932.0701 | 909455.7486 | 278146.6448 | 89856.3034 | 3039.1708 | 4349.4852 | 2299779.423
WeekDay | Monday | 7 | 3 | 810147.6878 | 761876.0623 | 232991.7105 | 75220.8055 | 2349.3085 | 3635.3224 | 1886220.8971 | 967604.8597 | 909951.3477 | 278275.0784 | 89840.4304 | 2805.911 | 4341.8696 | 2252819.4968
WeekDay | Monday | 7 | 4 | 773867.6799 | 758108.9512 | 232488.9126 | 75216.173 | 2417.5693 | 3637.0936 | 1845736.3796 | 924273.6096 | 905452.0754 | 277674.5587 | 89834.8976 | 2887.4387 | 4343.9851 | 2204466.565
WeekDay | Monday | 7 | 5 | 752952.0697 | 759006.8616 | 231074.8849 | 272.3148 | 2760.7693 | 3761.0774 | 1749827.9777 | 899292.9224 | 906524.5001 | 275985.706 | 325.2409 | 3297.3418 | 4492.0658 | 2089917.777
WeekDay | Monday | 7 | 6 | 748605.8622 | 748214.7491 | 227146.7243 | 258.4137 | 2892.5506 | 3706.1703 | 1730824.4701 | 894102.0028 | 893634.8744 | 271294.0833 | 308.638 | 3454.7355 | 4426.4872 | 2067220.8212
WeekDay | Monday | 7 | 7 | 767197.4859 | 753888.2298 | 229347.7081 | 216.9216 | 2030.7582 | 3690.5837 | 1756371.6874 | 916307.0226 | 900411.0309 | 273922.8418 | 259.0817 | 2425.4485 | 4407.8713 | 2097733.2968
WeekDay | Monday | 7 | 8 | 798463.5202 | 790185.0994 | 231677.1153 | 203.3392 | 2392.5048 | 3703.3364 | 1826624.9153 | 953649.8024 | 943762.4197 | 276704.9836 | 242.8594 | 2857.5028 | 4423.1025 | 2181640.6703
WeekDay | Monday | 7 | 9 | 805591.9511 | 832747.2301 | 237858.8099 | 204.9812 | 2554.0909 | 3950.5954 | 1882907.6587 | 962163.6876 | 994596.7616 | 284088.1284 | 244.8206 | 3050.4941 | 4718.4179 | 2248862.3101
WeekDay | Monday | 7 | 10 | 793341.4154 | 865142.4206 | 237053.3861 | 230.8565 | 2656.482 | 3830.6264 | 1902255.187 | 947532.1851 | 1033288.156 | 283126.1656 | 275.7248 | 3172.7856 | 4575.1321 | 2271970.1492
WeekDay | Monday | 7 | 11 | 779785.6734 | 895180.5824 | 233462.0357 | 249.0264 | 3002.5263 | 4122.7558 | 1915802.6 | 931341.8016 | 1069164.4188 | 278836.8142 | 297.4262 | 3586.0857 | 4924.0386 | 2288150.585
WeekDay | Monday | 7 | 12 | 780962.2727 | 920265.9486 | 233824.1861 | 225.4105 | 3491.7285 | 4054.7418 | 1942824.2883 | 932747.08 | 1099125.2798 | 279269.3508 | 269.2204 | 4170.3674 | 4842.8057 | 2320424.1042
WeekDay | Monday | 7 | 13 | 774850.9937 | 921510.8496 | 232921.9545 | 222.5051 | 3924.0468 | 4188.5262 | 1937618.8759 | 925448.0366 | 1100612.1349 | 278191.7648 | 265.7503 | 4686.7094 | 5002.592 | 2314206.9879
WeekDay | Monday | 7 | 14 | 758653.059 | 923736.8337 | 231674.424 | 220.893 | 4348.3658 | 4213.441 | 1922847.0165 | 906101.9338 | 1103270.7526 | 276701.7692 | 263.8249 | 5193.4973 | 5032.3492 | 2296564.1271
WeekDay | Monday | 7 | 15 | 756780.703 | 918468.6782 | 230699.8216 | 253.1452 | 4580.1087 | 4246.6215 | 1915029.0782 | 903865.674 | 1096978.6988 | 275537.7468 | 302.3455 | 5470.281 | 5071.9784 | 2287226.7246
WeekDay | Monday | 7 | 16 | 764451.5068 | 904193.5506 | 229898.139 | 293.7638 | 4660.6944 | 4157.117 | 1907654.7716 | 913027.3456 | 1079929.1126 | 274580.2523 | 350.8586 | 5566.5289 | 4965.0782 | 2278419.1763
WeekDay | Monday | 7 | 17 | 799159.8365 | 900039.8065 | 229017.3004 | 682.1773 | 3642.4711 | 4001.724 | 1936543.3158 | 954481.452 | 1074968.0629 | 273528.2173 | 814.7627 | 4350.4077 | 4779.4836 | 2312922.3861
WeekDay | Monday | 7 | 18 | 890521.2005 | 931935.4733 | 227068.0927 | 75876.0004 | 1898.977 | 3872.4266 | 2131172.1705 | 1063599.4574 | 1113062.8482 | 271200.1691 | 90622.9664 | 2268.0548 | 4625.0565 | 2545378.5524
WeekDay | Monday | 7 | 19 | 995664.2168 | 928275.343 | 227594.6335 | 76276.0531 | 1618.8826 | 3934.8908 | 2233364.0199 | 1189177.6638 | 1108691.3491 | 271829.0464 | 91100.7719 | 1933.5224 | 4699.661 | 2667432.0145
WeekDay | Monday | 7 | 20 | 1067638.6746 | 902264.1403 | 228681.8417 | 75915.3593 | 1436.3206 | 3852.9435 | 2279789.28 | 1275140.7989 | 1077624.7097 | 273127.5601 | 90669.975 | 1715.4783 | 4601.7866 | 2722880.3087
WeekDay | Monday | 7 | 21 | 1110617.0921 | 872620.4745 | 228448.9147 | 75480.8875 | 1531.1272 | 3769.8153 | 2292468.3113 | 1326472.3354 | 1042219.6155 | 272849.3624 | 90151.0609 | 1828.7112 | 4502.502 | 2738023.5875
WeekDay | Monday | 7 | 22 | 1108161.5969 | 855237.0373 | 224627.0836 | 75244.975 | 1302.6432 | 3661.6542 | 2268234.9902 | 1323539.5997 | 1021457.6007 | 268284.735 | 89869.2973 | 1555.8199 | 4373.3192 | 2709080.3718
WeekDay | Monday | 7 | 23 | 1054051.2503 | 832968.6107 | 220291.3315 | 75237.712 | 1587.0631 | 3580.0611 | 2187716.0287 | 1258912.5753 | 994861.1689 | 263106.3029 | 89860.6228 | 1895.5186 | 4275.8679 | 2612912.0563
WeekDay | Tuesday | 7 | 0 | 981223.9004 | 813365.82 | 225435.6899 | 75219.1734 | 2266.8267 | 3535.0727 | 2101046.4832 | 1171930.7834 | 971448.4556 | 269250.4988 | 89838.4811 | 2707.3984 | 4222.1357 | 2509397.7531
WeekDay | Tuesday | 7 | 1 | 918761.0624 | 796736.6515 | 224361.6009 | 75189.9591 | 2909.6158 | 3480.0475 | 2021438.9372 | 1097327.9097 | 951587.3062 | 267967.654 | 89803.5888 | 3475.1174 | 4156.4161 | 2414317.9922
WeekDay | Tuesday | 7 | 2 | 873587.4534 | 777265.5804 | 231218.4923 | 75189.9267 | 2773.0942 | 3592.2233 | 1963626.7703 | 1043374.5327 | 928331.913 | 276157.2244 | 89803.55 | 3312.0621 | 4290.3939 | 2345269.6761
WeekDay | Tuesday | 7 | 3 | 821165.2306 | 768353.5319 | 234905.3385 | 75183.9396 | 2140.7339 | 3636.9755 | 1905385.75 | 980763.7294 | 917687.7532 | 280560.6317 | 89796.3993 | 2556.7987 | 4343.844 | 2275709.1564
WeekDay | Tuesday | 7 | 4 | 798937.9769 | 771092.2051 | 237830.0688 | 75183.3735 | 2235.5406 | 3751.1587 | 1889030.3235 | 954216.4726 | 920958.7043 | 284053.8013 | 89795.7232 | 2670.0316 | 4480.2194 | 2256174.9524
WeekDay | Tuesday | 7 | 5 | 811054.3697 | 802920.3862 | 241622.1996 | 250.6072 | 2929.5252 | 3849.5191 | 1862626.607 | 968687.7608 | 958972.8876 | 288582.956 | 299.3142 | 3498.8963 | 4597.6968 | 2224639.5117
WeekDay | Tuesday | 7 | 6 | 826364.145 | 856669.5867 | 253651.9999 | 244.4876 | 2819.5495 | 3961.6949 | 1943711.4636 | 986973.0847 | 1023168.5748 | 302950.8217 | 292.0053 | 3367.5462 | 4731.6746 | 2321483.7074
WeekDay | Tuesday | 7 | 7 | 721754.0071 | 997688.4999 | 271346.5961 | 230.5278 | 2243.1251 | 4151.9215 | 1997414.6774 | 862031.3249 | 1191595.3787 | 324084.4712 | 275.3323 | 2679.0902 | 4958.8729 | 2385624.4703
WeekDay | Tuesday | 7 | 8 | 655780.9553 | 1178994.0748 | 290895.2307 | 254.946 | 2650.7936 | 4403.0772 | 2132979.0776 | 783236.0059 | 1408138.8041 | 347432.5029 | 304.4963 | 3165.9916 | 5258.8422 | 2547536.643
WeekDay | Tuesday | 7 | 9 | 640357.8183 | 1269561.2654 | 297741.6032 | 297.1229 | 2999.6821 | 4587.0455 | 2215544.5374 | 764815.2877 | 1516308.2836 | 355609.5099 | 354.8705 | 3582.6887 | 5478.5659 | 2646149.2064
WeekDay | Tuesday | 7 | 10 | 644565.687 | 1328624.2948 | 302916.4127 | 304.3608 | 3285.9981 | 4543.2379 | 2284239.9913 | 769840.9814 | 1586850.575 | 361790.0753 | 363.5152 | 3924.652 | 5426.244 | 2728196.043
WeekDay | Tuesday | 7 | 11 | 654681.2483 | 1349127.6631 | 308001.505 | 313.1334 | 3147.5804 | 4818.0096 | 2320089.1398 | 781922.5641 | 1611338.8987 | 367863.4865 | 373.9928 | 3759.332 | 5754.4193 | 2771012.6933
WeekDay | Tuesday | 7 | 12 | 657702.3816 | 1346004.0802 | 310658.5633 | 314.9729 | 3469.923 | 4628.4915 | 2322778.4124 | 785530.8732 | 1607608.2283 | 371036.9603 | 376.1898 | 4144.3238 | 5528.0672 | 2774224.6426
WeekDay | Tuesday | 7 | 13 | 650478.1592 | 1352072.1603 | 310849.0594 | 316.5824 | 4026.438 | 4941.0487 | 2322683.448 | 776902.5788 | 1614855.677 | 371264.4806 | 378.1122 | 4809.0009 | 5901.3718 | 2774111.2212
WeekDay | Tuesday | 7 | 14 | 655550.8773 | 1341908.948 | 307867.5389 | 302.8288 | 4223.6358 | 4628.2553 | 2314482.084 | 782961.2108 | 1602717.182 | 367703.4832 | 361.6854 | 5044.5253 | 5527.7851 | 2764315.8719
WeekDay | Tuesday | 7 | 15 | 696103.576 | 1286348.7395 | 299473.6178 | 249.8761 | 4465.215 | 4797.936 | 2291438.9603 | 831395.5753 | 1536358.5062 | 357678.1521 | 298.4411 | 5333.0569 | 5730.4443 | 2736794.1758
WeekDay | Tuesday | 7 | 16 | 752467.8297 | 1225597.9056 | 293159.6617 | 202.1833 | 4742.0503 | 4558.7063 | 2280728.337 | 898714.5674 | 1463800.3752 | 350137.0399 | 241.4788 | 5663.6969 | 5444.7189 | 2724001.8771
WeekDay | Tuesday | 7 | 17 | 816309.2322 | 1119051.2294 | 285744.272 | 198.518 | 4042.5551 | 4471.3273 | 2229817.1341 | 974963.938 | 1336545.6991 | 341280.4237 | 237.1012 | 4828.2505 | 5340.3572 | 2663195.7697
WeekDay | Tuesday | 7 | 18 | 933907.7152 | 1075037.7971 | 279349.148 | 75129.2412 | 2296.7501 | 4263.743 | 2369984.3945 | 1115418.4074 | 1283977.9862 | 333642.3681 | 89731.07 | 2743.1376 | 5092.4276 | 2830605.3969
WeekDay | Tuesday | 7 | 19 | 1037406.1477 | 1046346.7221 | 275102.5877 | 75342.1852 | 1794.6897 | 4163.8475 | 2440156.1799 | 1239032.3949 | 1249710.6248 | 328570.4629 | 89985.4009 | 2143.4986 | 4973.1168 | 2914415.4991
WeekDay | Tuesday | 7 | 20 | 1098531.134 | 991067.0226 | 272691.4012 | 75831.854 | 1491.3084 | 4057.2215 | 2443669.9417 | 1312037.3973 | 1183686.9767 | 325690.6474 | 90570.2399 | 1781.1534 | 4845.7674 | 2918612.1821
WeekDay | Tuesday | 7 | 21 | 1140155.719 | 945299.8175 | 266644.6575 | 75565.445 | 1618.3493 | 3932.7654 | 2433216.7538 | 1361751.9757 | 1129024.6346 | 318468.682 | 90252.0527 | 1932.8855 | 4697.1225 | 2906127.353
WeekDay | Tuesday | 7 | 22 | 1135847.2363 | 898022.2816 | 258239.3827 | 75565.0864 | 1466.6587 | 3741.1219 | 2372881.7675 | 1356606.1129 | 1072558.4196 | 308429.7905 | 90251.6244 | 1751.7128 | 4468.2319 | 2834065.8921
WeekDay | Tuesday | 7 | 23 | 1043326.2045 | 863855.6232 | 255127.4659 | 75240.4462 | 1558.6212 | 3634.8501 | 2242743.2111 | 1246103.0512 | 1031751.2616 | 304713.0536 | 89863.8884 | 1861.5487 | 4341.3055 | 2678634.109
WeekDay | Wednesday | 7 | 0 | 980119.6959 | 847340.3424 | 250834.9347 | 75165.5422 | 2204.2544 | 3596.8284 | 2159261.598 | 1170611.9699 | 1012026.1348 | 299586.2426 | 89774.4264 | 2632.6647 | 4295.8941 | 2578927.3324
WeekDay | Wednesday | 7 | 1 | 916867.4476 | 818863.3059 | 248089.5946 | 75182.3075 | 2602.4423 | 3561.8768 | 2065166.9746 | 1095066.2592 | 978014.4115 | 296307.3289 | 89794.4501 | 3108.2429 | 4254.1494 | 2466544.8419
WeekDay | Wednesday | 7 | 2 | 870864.4226 | 798038.6718 | 249492.2426 | 75171.1144 | 2699.145 | 3615.485 | 1999881.0814 | 1040122.2642 | 953142.382 | 297982.5901 | 89781.0815 | 3223.7404 | 4318.1767 | 2388570.235
WeekDay | Wednesday | 7 | 3 | 825243.7749 | 780114.3604 | 251233.2864 | 75162.5506 | 2502.8953 | 3665.0785 | 1937921.9461 | 985634.9638 | 931734.3709 | 300062.0165 | 89770.8533 | 2989.3483 | 4377.409 | 2314568.9617
WeekDay | Wednesday | 7 | 4 | 788151.4569 | 785447.6564 | 252235.8898 | 75163.6065 | 2681.1318 | 3720.8122 | 1907400.5536 | 941333.5264 | 938104.2256 | 301259.482 | 89772.1144 | 3202.2262 | 4443.9748 | 2278115.5494
WeekDay | Wednesday | 7 | 5 | 829167.0751 | 818960.6404 | 255662.2233 | 235.8201 | 3395.0258 | 3967.1266 | 1911387.9111 | 990320.7814 | 978130.6636 | 305351.7443 | 281.6532 | 4054.8698 | 4738.162 | 2282877.8743
WeekDay | Wednesday | 7 | 6 | 852165.4897 | 878056.2364 | 262992.9626 | 227.5636 | 3233.8545 | 4095.8336 | 2000771.9404 | 1017789.079 | 1048711.8511 | 314107.2579 | 271.792 | 3862.3739 | 4891.884 | 2389634.2379
WeekDay | Wednesday | 7 | 7 | 720781.3035 | 1010515.4173 | 277159.0753 | 208.4977 | 2296.2168 | 4321.7202 | 2015282.2309 | 860869.5704 | 1206915.2862 | 331026.6414 | 249.0206 | 2742.5006 | 5161.673 | 2406964.6923
WeekDay | Wednesday | 7 | 8 | 633504.6614 | 1201571.338 | 287768.3492 | 240.8512 | 2843.7844 | 4539.5774 | 2130468.5616 | 756630.1777 | 1435104.0968 | 343697.8928 | 287.6621 | 3396.4913 | 5421.8721 | 2544538.1928
WeekDay | Wednesday | 7 | 9 | 611041.5752 | 1308457.9907 | 297660.2387 | 266.1053 | 3180.0517 | 4719.4129 | 2225325.3744 | 729801.2528 | 1562764.826 | 355512.3316 | 317.8245 | 3798.1143 | 5636.6598 | 2657831.009
WeekDay | Wednesday | 7 | 10 | 613186.6335 | 1371119.3703 | 301782.0977 | 290.1498 | 3612.133 | 5078.6116 | 2295068.996 | 732363.2165 | 1637604.8291 | 360435.2993 | 346.5422 | 4314.1732 | 6065.671 | 2741129.7312
WeekDay | Wednesday | 7 | 11 | 620974.4054 | 1404177.4935 | 305804.5895 | 301.2255 | 3831.0178 | 4939.7498 | 2340028.4815 | 741664.5895 | 1677088.0013 | 365239.587 | 359.7705 | 4575.5996 | 5899.8205 | 2794827.3684
WeekDay | Wednesday | 7 | 12 | 624991.6386 | 1402045.459 | 309295.6188 | 310.3829 | 4091.6768 | 4846.7029 | 2345581.479 | 746462.5966 | 1674541.5927 | 369409.1193 | 370.7077 | 4886.9193 | 5788.6894 | 2801459.6251
WeekDay | Wednesday | 7 | 13 | 619807.7595 | 1402560.945 | 308426.789 | 326.5284 | 4442.8761 | 5113.4452 | 2340678.3433 | 740271.1989 | 1675157.2667 | 368371.4271 | 389.9912 | 5306.3764 | 6107.2746 | 2795603.5348
WeekDay | Wednesday | 7 | 14 | 629238.4021 | 1395568.2218 | 306224.913 | 320.5938 | 4846.1006 | 5167.88 | 2341366.1113 | 751534.7448 | 1666805.4649 | 365741.6029 | 382.9032 | 5787.97 | 6172.2891 | 2796424.9748
WeekDay | Wednesday | 7 | 15 | 676304.8037 | 1335173.811 | 301091.3394 | 299.4097 | 5105.5745 | 4868.0754 | 2322843.0137 | 807748.7901 | 1594673.0299 | 359610.2878 | 357.6019 | 6097.8743 | 5814.2157 | 2774301.7996
WeekDay | Wednesday | 7 | 16 | 738308.9567 | 1250459.6203 | 292987.0867 | 262.855 | 5192.7967 | 4881.0642 | 2292092.3795 | 881803.8305 | 1493494.1166 | 349930.9239 | 313.9425 | 6202.0485 | 5829.7289 | 2737574.591
WeekDay | Wednesday | 7 | 17 | 804587.5041 | 1134134.2586 | 283345.6839 | 254.6848 | 4076.2707 | 4702.5275 | 2231100.9297 | 960964.0201 | 1354560.2075 | 338415.6553 | 304.1843 | 4868.5189 | 5616.4926 | 2664729.0788
WeekDay | Wednesday | 7 | 18 | 927172.8118 | 1083020.7057 | 274465.8389 | 75189.2243 | 2410.9328 | 4470.3827 | 2366729.8963 | 1107374.5342 | 1293512.4221 | 327809.958 | 89802.7112 | 2879.5124 | 5339.2289 | 2826718.3669
WeekDay | Wednesday | 7 | 19 | 1031490.0278 | 1048598.6899 | 268677.7109 | 75262.2726 | 2130.8385 | 4472.9804 | 2430632.52 | 1231966.4409 | 1252400.2763 | 320896.8718 | 89889.9569 | 2544.98 | 5342.3316 | 2903040.8575
WeekDay | Wednesday | 7 | 20 | 1091542.1447 | 994239.4985 | 265013.5846 | 75585.3682 | 1715.0521 | 4402.1325 | 2432497.7807 | 1303690.0551 | 1187476.0428 | 316520.6001 | 90275.8481 | 2048.383 | 5257.714 | 2905268.6431
WeekDay | Wednesday | 7 | 21 | 1137352.1265 | 943570.6409 | 259061.8405 | 75607.9881 | 1762.4554 | 4292.4364 | 2421647.4878 | 1358403.4877 | 1126959.3819 | 309412.098 | 90302.8643 | 2104.9994 | 5126.6978 | 2892309.5292
WeekDay | Wednesday | 7 | 22 | 1142076.18 | 895985.652 | 254753.4862 | 75486.8558 | 1460.9703 | 4063.4797 | 2373826.6241 | 1364045.69 | 1070125.9587 | 304266.3887 | 90158.1892 | 1744.9189 | 4853.2419 | 2835194.3874
WeekDay | Wednesday | 7 | 23 | 1075692.1455 | 858632.106 | 253702.2316 | 75272.406 | 1693.2466 | 3893.3267 | 2268885.4624 | 1284759.5113 | 1025512.5218 | 303010.8162 | 89902.0598 | 2022.3394 | 4650.0187 | 2709857.2672
WeekDay | Thursday | 7 | 0 | 976379.3397 | 825608.3061 | 250338.3023 | 75249.4812 | 2240.2809 | 3857.4305 | 2133673.1407 | 1166144.6526 | 986070.3439 | 298993.0867 | 89874.6794 | 2675.6932 | 4607.1458 | 2548365.6016
WeekDay | Thursday | 7 | 1 | 915436.1104 | 800261.8439 | 247335.8946 | 75218.7936 | 2883.0699 | 3797.6821 | 2044933.3944 | 1093356.7328 | 955797.6413 | 295407.1426 | 89838.0274 | 3443.4122 | 4535.7849 | 2442378.7413
WeekDay | Thursday | 7 | 2 | 871205.0445 | 777218.9257 | 247713.5927 | 75214.2386 | 2934.2655 | 3905.1347 | 1978191.2017 | 1040529.088 | 928276.1906 | 295858.2487 | 89832.5871 | 3504.558 | 4664.1216 | 2362664.7941
WeekDay | Thursday | 7 | 3 | 826819.7419 | 765580.5852 | 247807.0172 | 75217.044 | 2654.5859 | 3936.5439 | 1922015.5181 | 987517.2296 | 914375.8673 | 295969.8308 | 89835.9379 | 3170.521 | 4701.6354 | 2295571.0219
WeekDay | Thursday | 7 | 4 | 802403.8892 | 776519.423 | 248554.6476 | 75216.1905 | 3012.0069 | 3963.3481 | 1909669.5053 | 958356.0062 | 927440.7353 | 296862.7678 | 89834.9185 | 3597.409 | 4733.6491 | 2280825.4858
WeekDay | Thursday | 7 | 5 | 818002.0832 | 805097.1251 | 252281.6764 | 290.6984 | 3734.4335 | 4196.4376 | 1883602.4543 | 976985.8049 | 961572.6891 | 301314.1675 | 347.1975 | 4460.2436 | 5012.0409 | 2249692.1435
WeekDay | Thursday | 7 | 6 | 836396.0421 | 842870.359 | 259354.4862 | 284.9738 | 3965.7617 | 4203.2862 | 1947074.909 | 998954.7425 | 1006687.3827 | 309761.6213 | 340.3602 | 4736.5318 | 5020.2206 | 2325500.8591
WeekDay | Thursday | 7 | 7 | 714487.6644 | 983688.7121 | 271696.2567 | 269.4456 | 2916.2522 | 4507.2236 | 1977565.5546 | 853352.724 | 1174874.6463 | 324502.0905 | 321.8141 | 3483.0437 | 5383.2301 | 2361917.5487
WeekDay | Thursday | 7 | 8 | 632588.3428 | 1183212.3715 | 285389.452 | 320.3239 | 3138.0998 | 4361.7493 | 2109010.3393 | 755535.767 | 1413176.9527 | 340856.6423 | 382.5808 | 3748.0087 | 5209.482 | 2518909.4334
WeekDay | Thursday | 7 | 9 | 611934.108 | 1295391.9937 | 295583.2835 | 337.9652 | 3683.2379 | 4383.4759 | 2211314.0643 | 730867.2549 | 1547159.3724 | 353031.7075 | 403.6508 | 4399.0978 | 5235.4314 | 2641096.5148
WeekDay | Thursday | 7 | 10 | 615048.0159 | 1349498.632 | 301814.612 | 341.388 | 3814.0711 | 4514.4264 | 2275031.1454 | 734586.3699 | 1611781.9677 | 360474.1329 | 407.7388 | 4555.3592 | 5391.8329 | 2717197.4014
WeekDay | Thursday | 7 | 11 | 621507.9593 | 1374163.9473 | 303600.9127 | 341.9765 | 3837.7728 | 4366.4724 | 2307819.0411 | 742301.843 | 1641241.1383 | 362607.6121 | 408.4418 | 4583.6674 | 5215.1231 | 2756357.8257
WeekDay | Thursday | 7 | 12 | 621613.1594 | 1374320.7319 | 308093.9332 | 367.1645 | 4101.3352 | 4393.6308 | 2312889.9549 | 742427.4893 | 1641428.3949 | 367973.8786 | 438.5251 | 4898.4549 | 5247.5599 | 2762414.3027
WeekDay | Thursday | 7 | 13 | 616213.7431 | 1388125.6348 | 308410.2254 | 364.6802 | 4781.0988 | 4526.7067 | 2322422.0889 | 735978.6633 | 1657916.3653 | 368351.6442 | 435.558 | 5710.3347 | 5406.4999 | 2773799.0654
WeekDay | Thursday | 7 | 14 | 622240.9659 | 1368268.7225 | 304830.572 | 348.6497 | 4694.8248 | 4482.663 | 2304866.3978 | 743177.3139 | 1634200.1404 | 364076.2632 | 416.4119 | 5607.2928 | 5353.896 | 2752831.3181
WeekDay | Thursday | 7 | 15 | 664284.1002 | 1303821.1443 | 299409.93 | 296.2606 | 4949.8546 | 4862.4076 | 2277623.6973 | 793391.7892 | 1557226.7801 | 357602.0862 | 353.8407 | 5911.8893 | 5807.4463 | 2720293.8317
WeekDay | Thursday | 7 | 16 | 721968.2099 | 1221575.4216 | 299465.9852 | 264.0384 | 4428.4181 | 4751.5306 | 2252453.6039 | 862287.1594 | 1458996.0967 | 357669.0361 | 315.3559 | 5289.1083 | 5675.0198 | 2690231.7762
WeekDay | Thursday | 7 | 17 | 782293.6751 | 1126328.9799 | 291417.0549 | 253.775 | 4216.0513 | 4708.1954 | 2209217.7316 | 934337.2488 | 1345237.9249 | 348055.7469 | 303.0978 | 5035.4667 | 5623.262 | 2638592.747
WeekDay | Thursday | 7 | 18 | 894258.3001 | 1084489.8578 | 287718.679 | 75403.0906 | 2842.303 | 4433.1875 | 2349145.4181 | 1068062.8853 | 1295267.1129 | 343638.5688 | 90058.1437 | 3394.7221 | 5294.8047 | 2805716.2376
WeekDay | Thursday | 7 | 19 | 994553.6848 | 1059170.9755 | 282817.5906 | 75909.1961 | 1959.8903 | 4380.1697 | 2418791.507 | 1187851.2931 | 1265027.3506 | 337784.9239 | 90662.6139 | 2340.8069 | 5231.4825 | 2888898.471
WeekDay | Thursday | 7 | 20 | 1045797.8559 | 1003553.0097 | 275401.0508 | 76670.0176 | 1697.9869 | 4331.8751 | 2407451.796 | 1249055.0832 | 1198599.692 | 328926.9341 | 91571.3057 | 2028.0011 | 5173.8016 | 2875354.8176
WeekDay | Thursday | 7 | 21 | 1096478.7247 | 951230.7965 | 268110.3565 | 76436.953 | 1751.0786 | 4194.194 | 2398202.1033 | 1309586.0896 | 1136108.3358 | 320219.2486 | 91292.9436 | 2091.4115 | 5009.3614 | 2864307.3905
WeekDay | Thursday | 7 | 22 | 1104387.8568 | 896325.3246 | 265120.0835 | 76285.0231 | 1572.8421 | 3948.7062 | 2347639.8363 | 1319032.41 | 1070531.6486 | 316647.7977 | 91111.4852 | 1878.5337 | 4716.1614 | 2803918.0367
WeekDay | Thursday | 7 | 23 | 1043796.7512 | 863231.7963 | 265942.302 | 75695.4448 | 1865.7947 | 3804.5307 | 2254336.6197 | 1246665.0515 | 1031006.1902 | 317629.8194 | 90407.3187 | 2228.4233 | 4543.9646 | 2692480.7677
WeekDay | Friday | 7 | 0 | 992487.5298 | 778300.0817 | 261765.3846 | 75252.9565 | 2478.6011 | 3782.0956 | 2114066.6492 | 1185383.5682 | 929567.4759 | 312641.0925 | 89878.8301 | 2960.3324 | 4517.1691 | 2524948.4682
WeekDay | Friday | 7 | 1 | 927644.612 | 761973.9644 | 257847.4222 | 75191.7924 | 2839.6366 | 3754.3468 | 2029251.7744 | 1107938.0316 | 910068.2776 | 307961.6501 | 89805.7784 | 3391.5374 | 4484.0272 | 2423649.3023
WeekDay | Friday | 7 | 2 | 874847.1747 | 744727.5085 | 257440.4501 | 75195.2764 | 2653.0453 | 3833.9326 | 1958697.3876 | 1044879.0886 | 889469.8672 | 307475.5805 | 89809.9395 | 3168.6809 | 4579.0809 | 2339382.2377
WeekDay | Friday | 7 | 3 | 843987.9083 | 737417.8483 | 258039.2142 | 75179.9145 | 2276.9 | 3832.6337 | 1920734.419 | 1008022.1346 | 880739.5298 | 308190.718 | 89791.5919 | 2719.4294 | 4577.5296 | 2294040.9333
WeekDay | Friday | 7 | 4 | 816986.4661 | 735535.2514 | 261532.7424 | 75185.3417 | 2422.4874 | 3862.9802 | 1895525.2692 | 975772.7965 | 878491.0386 | 312363.2349 | 89798.074 | 2893.3127 | 4613.7741 | 2263932.2307
WeekDay | Friday | 7 | 5 | 833147.9286 | 762155.8284 | 267597.4677 | 257.1141 | 3187.0437 | 4147.4344 | 1870492.817 | 995075.3383 | 910285.488 | 319606.6768 | 307.0858 | 3806.4652 | 4953.5138 | 2234034.5678
WeekDay | Friday | 7 | 6 | 850718.0366 | 803408.0979 | 271949.8226 | 254.5211 | 3600.4006 | 4207.5371 | 1934138.4159 | 1016060.3046 | 959555.3891 | 324804.9385 | 303.9888 | 4300.1606 | 5025.2977 | 2310050.0792
WeekDay | Friday | 7 | 7 | 730353.5068 | 946922.6479 | 285137.287 | 229.803 | 2904.1051 | 4494.2348 | 1970041.5846 | 872302.1902 | 1130962.872 | 340555.4675 | 274.4666 | 3468.5358 | 5367.7169 | 2352931.249
WeekDay | Friday | 7 | 8 | 649414.5694 | 1143079.8729 | 293952.5602 | 284.9613 | 3001.6967 | 4612.7869 | 2094346.4474 | 775632.2738 | 1365244.4568 | 351084.0431 | 340.3453 | 3585.0949 | 5509.3103 | 2501395.5242
WeekDay | Friday | 7 | 9 | 627210.4167 | 1237870.6156 | 299281.7274 | 300.2595 | 3334.942 | 5142.2567 | 2173140.2179 | 749112.6079 | 1478458.3617 | 357448.9667 | 358.6168 | 3983.1085 | 6141.6858 | 2595503.3472
WeekDay | Friday | 7 | 10 | 629105.7371 | 1297354.8593 | 297346.6703 | 316.2987 | 3770.8156 | 5003.5129 | 2232897.894 | 751376.2955 | 1549503.7329 | 355137.8193 | 377.7733 | 4503.6967 | 5975.9763 | 2666875.2941
WeekDay | Friday | 7 | 11 | 629937.5548 | 1296037.2902 | 284905.5243 | 314.1706 | 3300.8117 | 4962.4211 | 2219457.7726 | 752369.782 | 1547930.0862 | 340278.6603 | 375.2316 | 3942.3446 | 5926.8981 | 2650823.0028
WeekDay | Friday | 7 | 12 | 634914.7849 | 1295028.9805 | 279802.1849 | 316.8323 | 3660.3066 | 4805.4931 | 2218528.5823 | 758314.3673 | 1546725.8054 | 334183.4555 | 378.4107 | 4371.7096 | 5739.4702 | 2649713.2186
WeekDay | Friday | 7 | 13 | 626879.2265 | 1299312.293 | 274891.5164 | 334.0225 | 4370.9416 | 4510.884 | 2210298.8842 | 748717.0489 | 1551841.606 | 328318.3686 | 398.9419 | 5220.4609 | 5387.602 | 2639884.0282
WeekDay | Friday | 7 | 14 | 632227.0424 | 1298576.3283 | 273783.0855 | 327.1632 | 4738.0803 | 4577.0087 | 2214228.7084 | 755104.2455 | 1550962.602 | 326994.5073 | 390.7494 | 5658.9553 | 5466.5784 | 2644577.6379
WeekDay | Friday | 7 | 15 | 671944.0216 | 1241178.5953 | 267157.3621 | 309.3707 | 4681.1963 | 4472.1539 | 2189742.6998 | 802540.4632 | 1482409.2675 | 319081.0339 | 369.4988 | 5591.0155 | 5341.3444 | 2615332.6234
WeekDay | Friday | 7 | 16 | 729472.9201 | 1172059.9029 | 260037.5959 | 259.2235 | 4649.3176 | 4180.3787 | 2170659.3387 | 871250.456 | 1399856.9334 | 310577.4975 | 309.6052 | 5552.941 | 4992.8609 | 2592540.294
WeekDay | Friday | 7 | 17 | 794995.3198 | 1068710.9405 | 261697.3395 | 248.6902 | 3629.1982 | 4049.7825 | 2133331.2708 | 949507.536 | 1276421.4663 | 312559.8225 | 297.0247 | 4334.5551 | 4836.8825 | 2547957.2871
WeekDay | Friday | 7 | 18 | 912674.3406 | 1025060.6649 | 257339.2009 | 75146.8487 | 1892.3405 | 4018.3732 | 2276131.7689 | 1090058.1961 | 1224287.4919 | 307354.6529 | 89752.0997 | 2260.1285 | 4799.3687 | 2718511.9378
WeekDay | Friday | 7 | 19 | 1034404.0219 | 1025939.2005 | 255781.4013 | 75198.0094 | 1700.5348 | 3971.4956 | 2396994.6634 | 1235446.7876 | 1225336.7763 | 305494.0853 | 89813.2037 | 2031.0442 | 4743.3801 | 2862865.2772
WeekDay | Friday | 7 | 20 | 1112380.8838 | 972261.4342 | 255411.6493 | 75573.5703 | 1315.1459 | 3869.7108 | 2420812.3942 | 1328578.9309 | 1161226.4069 | 305052.4698 | 90261.7571 | 1570.7525 | 4621.8128 | 2891312.13
WeekDay | Friday | 7 | 21 | 1170190.9326 | 931419.0599 | 261196.2623 | 75591.9239 | 1692.8911 | 3746.9078 | 2443837.9775 | 1397624.7172 | 1112446.0666 | 311961.3579 | 90283.6779 | 2021.9148 | 4475.1423 | 2918812.8766
WeekDay | Friday | 7 | 22 | 1180850.347 | 881861.4806 | 257461.337 | 75473.1522 | 1280.2452 | 3585.1385 | 2400511.7005 | 1410355.8542 | 1053256.6679 | 307500.5269 | 90141.8222 | 1529.0687 | 4281.9322 | 2867065.8719
WeekDay | Friday | 7 | 23 | 1115392.9111 | 847214.5303 | 252594.2404 | 75278.9054 | 1448.6455 | 3512.1652 | 2295441.3978 | 1332176.3642 | 1011875.8702 | 301687.4802 | 89909.8224 | 1730.1986 | 4194.776 | 2741574.5116
Saturday | Saturday | 7 | 0 | 1024701.8477 | 821878.6968 | 246502.4251 | 75241.9508 | 1622.3194 | 3557.2717 | 2173504.5114 | 1223858.9364 | 981615.8621 | 294411.6832 | 89865.6854 | 1937.6271 | 4248.6492 | 2595938.4434
Saturday | Saturday | 7 | 1 | 959226.6199 | 801923.9422 | 239783.5649 | 75200.3512 | 1774.01 | 3491.2651 | 2081399.7533 | 1145658.1965 | 957782.7786 | 286386.9714 | 89816.0007 | 2118.7997 | 4169.8138 | 2485932.5607
Saturday | Saturday | 7 | 2 | 902965.4228 | 778496.2074 | 240510.4922 | 75195.6251 | 1719.4369 | 3583.4854 | 2002470.6696 | 1078462.2906 | 929801.7198 | 287255.1814 | 89810.356 | 2053.62 | 4279.9577 | 2391663.1256
Saturday | Saturday | 7 | 3 | 861800.2131 | 760890.2737 | 241226.8592 | 75189.4205 | 1961.3716 | 3633.7874 | 1944701.9256 | 1029296.37 | 908773.965 | 288110.7787 | 89802.9456 | 2342.5762 | 4340.0362 | 2322666.6718
Saturday | Saturday | 7 | 4 | 830458.2034 | 760527.1584 | 242247.7735 | 75182.8224 | 2722.0764 | 3661.5361 | 1914799.5703 | 991862.8485 | 908340.276 | 289330.114 | 89795.065 | 3251.1286 | 4373.1781 | 2286952.6103
Saturday | Saturday | 7 | 5 | 844732.3149 | 781946.7015 | 246729.6851 | 257.6465 | 3389.5151 | 3896.3968 | 1880952.2599 | 1008911.2211 | 933922.8387 | 294683.1126 | 307.7216 | 4048.2882 | 4653.6854 | 2246526.8676
Saturday | Saturday | 7 | 6 | 864658.1722 | 818416.3539 | 256820.9744 | 252.969 | 3334.942 | 3928.6326 | 1947412.0441 | 1032709.7909 | 977480.5916 | 306735.7058 | 302.1351 | 3983.1085 | 4692.1864 | 2325903.5184
Saturday | Saturday | 7 | 7 | 756000.9836 | 965562.2054 | 268338.4112 | 230.5616 | 2800.9437 | 4154.165 | 1997087.2704 | 902934.4113 | 1153225.1419 | 320491.6272 | 275.3726 | 3345.3242 | 4961.5524 | 2385233.4297
Saturday | Saturday | 7 | 8 | 679235.0581 | 1155936.1272 | 284677.3846 | 241.8109 | 3481.7146 | 4269.8832 | 2127841.9785 | 811248.5574 | 1380599.4029 | 340006.1802 | 288.8083 | 4158.4072 | 5099.7612 | 2541401.1172
Saturday | Saturday | 7 | 9 | 657290.6746 | 1259564.2093 | 294444.3555 | 259.7259 | 3871.3699 | 4355.2549 | 2219785.59 | 785039.1484 | 1504368.2383 | 351671.4218 | 310.2052 | 4623.7943 | 5201.7254 | 2651214.5335
Saturday | Saturday | 7 | 10 | 657098.5983 | 1310734.3621 | 298735.8809 | 264.8807 | 4009.9653 | 4499.9026 | 2275343.5899 | 784809.7409 | 1565483.6242 | 356797.0315 | 316.3619 | 4789.3267 | 5374.4863 | 2717570.5714
Saturday | Saturday | 7 | 11 | 656779.1281 | 1339234.5118 | 298544.8663 | 265.7992 | 3548.257 | 4447.9475 | 2302820.5098 | 784428.1797 | 1599522.9527 | 356568.892 | 317.4589 | 4237.8825 | 5312.4334 | 2750387.7992
Saturday | Saturday | 7 | 12 | 653772.4177 | 1343808.9612 | 306736.9328 | 295.0272 | 3911.5442 | 4364.8193 | 2312889.7024 | 780837.0967 | 1604986.4744 | 366353.1369 | 352.3676 | 4671.7768 | 5213.1487 | 2762414.0011
Saturday | Saturday | 7 | 13 | 627137.0269 | 1348406.8356 | 311606.7641 | 303.9397 | 4484.9466 | 4400.3613 | 2296339.8743 | 749024.9544 | 1610477.974 | 372169.4498 | 363.0123 | 5356.6235 | 5255.5986 | 2742647.6124
Saturday | Saturday | 7 | 14 | 647700.1706 | 1333222.0474 | 309378.6663 | 278.7618 | 4874.8981 | 4495.0613 | 2299949.6055 | 773584.6712 | 1592341.9291 | 369508.3075 | 332.9408 | 5822.3645 | 5368.7041 | 2746958.9171
Saturday | Saturday | 7 | 15 | 681263.3026 | 1281629.9867 | 303863.1352 | 247.3381 | 5513.1838 | 4572.7578 | 2277089.7043 | 813671.0037 | 1530722.6349 | 362920.7991 | 295.4098 | 6584.7049 | 5461.5014 | 2719656.0538
Saturday | Saturday | 7 | 16 | 727605.6941 | 1198502.9304 | 299089.2952 | 266.7114 | 5060.6006 | 4327.27 | 2234852.5017 | 869020.3231 | 1431439.3254 | 357219.1341 | 318.5484 | 6044.1594 | 5168.3014 | 2669209.7919
Saturday | Saturday | 7 | 17 | 784226.3692 | 1101202.5922 | 295501.2996 | 255.0434 | 3972.0427 | 4372.7307 | 2189530.0777 | 936645.5737 | 1315228.0697 | 352933.7895 | 304.6127 | 4744.0335 | 5222.5977 | 2615078.6769
Saturday | Saturday | 7 | 18 | 887957.2617 | 1060009.1969 | 288855.5617 | 75402.5745 | 2599.9536 | 4262.5622 | 2319087.1105 | 1060537.2014 | 1266028.4854 | 344996.4117 | 90057.5273 | 3105.2705 | 5091.0173 | 2769815.9136
Saturday | Saturday | 7 | 19 | 942687.9296 | 1029529.261 | 283488.1652 | 75450.2424 | 1811.1623 | 4258.3114 | 2337225.072 | 1125905.1103 | 1229624.5871 | 338585.8288 | 90114.4597 | 2163.1728 | 5085.9403 | 2791479.099
Saturday | Saturday | 7 | 20 | 971274.6481 | 983781.0535 | 274227.123 | 76138.0806 | 1452.4377 | 4225.8394 | 2311099.1824 | 1160047.8329 | 1174984.9348 | 327524.8462 | 90935.9835 | 1734.7279 | 5047.1572 | 2760275.4826
Saturday | Saturday | 7 | 21 | 1010289.2149 | 940446.4573 | 265889.4927 | 76063.8427 | 1589.7296 | 4071.1549 | 2298349.892 | 1206645.1199 | 1123227.9941 | 317566.7463 | 90847.317 | 1898.7033 | 4862.4088 | 2745048.2894
Saturday | Saturday | 7 | 22 | 1038168.8188 | 893250.7872 | 259311.1617 | 75781.6219 | 1284.8077 | 3834.6411 | 2271631.8384 | 1239943.2959 | 1066859.556 | 309709.8763 | 90510.2449 | 1534.518 | 4579.9271 | 2713137.4182
Saturday | Saturday | 7 | 23 | 1014209.2015 | 861831.6462 | 254738.651 | 75438.0045 | 1397.0943 | 3739.7049 | 2211354.3025 | 1211326.98 | 1029333.9123 | 304248.6701 | 90099.8434 | 1668.6282 | 4466.5395 | 2641144.5735
Sunday | Sunday | 7 | 0 | 970347.8236 | 830200.5899 | 251717.9104 | 75244.3901 | 2122.1281 | 3704.6352 | 2133337.4774 | 1158940.8743 | 991555.1663 | 300640.8301 | 89868.5988 | 2534.5767 | 4424.6538 | 2547964.7
Sunday | Sunday | 7 | 1 | 916605.516 | 801070.7291 | 247234.0593 | 75235.1452 | 2673.5472 | 3669.5655 | 2046488.5623 | 1094753.4196 | 956763.7383 | 295285.515 | 89857.5571 | 3193.1675 | 4382.7681 | 2444236.1656
Sunday | Sunday | 7 | 2 | 873468.607 | 785419.9263 | 247244.1485 | 75229.0407 | 2837.385 | 3714.4359 | 1987913.5433 | 1043232.5878 | 938071.106 | 295297.5651 | 89850.2661 | 3388.8481 | 4436.3593 | 2374276.7324
Sunday | Sunday | 7 | 3 | 832687.0558 | 764927.1438 | 245285.4639 | 75222.6587 | 3076.2977 | 3706.4064 | 1924905.0263 | 994524.892 | 913595.4255 | 292958.1982 | 89842.6438 | 3674.195 | 4426.7693 | 2299022.1238
Sunday | Sunday | 7 | 4 | 796536.4446 | 760448.1285 | 242311.578 | 75200.1738 | 3291.6865 | 3695.0708 | 1881483.0822 | 951348.1878 | 908245.8861 | 289406.3193 | 89815.7888 | 3931.446 | 4413.2304 | 2247160.8584
Sunday | Sunday | 7 | 5 | 778051.1861 | 771258.0964 | 240904.5125 | 269.6418 | 4025.8454 | 3755.1734 | 1798264.4556 | 929270.2059 | 921156.8376 | 287725.7819 | 322.0484 | 4808.2932 | 4485.0144 | 2147768.1814
Sunday | Sunday | 7 | 6 | 777058.9211 | 771252.8119 | 240857.0737 | 255.9557 | 3659.5363 | 3630.3631 | 1796714.6618 | 928085.0882 | 921150.5261 | 287669.1232 | 305.7022 | 4370.7896 | 4335.9464 | 2145917.1757
Sunday | Sunday | 7 | 7 | 789931.8816 | 813518.2987 | 245250.2298 | 217.5989 | 2629.5807 | 3561.0502 | 1855108.6399 | 943459.9874 | 971630.5695 | 292916.1161 | 259.8906 | 3140.6558 | 4253.1622 | 2215660.3816
Sunday | Sunday | 7 | 8 | 791837.5873 | 899021.8045 | 249032.6579 | 211.0858 | 2786.3079 | 3691.2922 | 1946580.7355 | 945736.0787 | 1073752.206 | 297433.6822 | 252.1116 | 3327.8439 | 4408.7175 | 2324910.64
Sunday | Sunday | 7 | 9 | 773593.0281 | 983413.2964 | 251832.9091 | 211.6319 | 2901.8535 | 3748.0886 | 2015700.8076 | 923945.5777 | 1174545.7019 | 300778.1795 | 252.7638 | 3465.8465 | 4476.5526 | 2407464.622
Sunday | Sunday | 7 | 10 | 759462.874 | 1027943.8567 | 253587.781 | 216.0269 | 2978.4691 | 3716.9155 | 2047905.9232 | 907069.1414 | 1227731.0496 | 302874.1215 | 258.013 | 3557.3528 | 4439.3209 | 2445928.9993
Sunday | Sunday | 7 | 11 | 758412.2498 | 1062167.0622 | 255954.2701 | 215.1159 | 3477.5075 | 3664.9604 | 2083891.166 | 905814.3219 | 1268605.7451 | 305700.5523 | 256.925 | 4153.3825 | 4377.268 | 2488908.1947
Sunday | Sunday | 7 | 12 | 764289.2917 | 1061468.3448 | 255839.2042 | 211.177 | 3469.923 | 3712.5466 | 2088990.4872 | 912833.6029 | 1267771.2277 | 305563.1226 | 252.2205 | 4144.3238 | 4434.1028 | 2494998.6003
Sunday | Sunday | 7 | 13 | 759285.4859 | 1043763.3771 | 256522.0321 | 210.6596 | 4154.0714 | 3632.3704 | 2067567.9965 | 906857.2768 | 1246625.1909 | 306378.6623 | 251.6026 | 4961.4407 | 4338.3439 | 2469412.5171
Sunday | Sunday | 7 | 14 | 739473.3877 | 1021182.4498 | 254466.0707 | 217.9064 | 4446.7869 | 3743.6016 | 2023530.203 | 883194.5758 | 1219655.5219 | 303923.1122 | 260.2578 | 5311.0472 | 4471.1935 | 2416815.7084
Sunday | Sunday | 7 | 15 | 765114.5304 | 1007168.8229 | 250780.7482 | 223.6347 | 5148.119 | 3795.2024 | 2032231.0577 | 913819.2319 | 1202918.2607 | 299521.5247 | 267.0995 | 6148.6875 | 4532.8233 | 2427207.6276
Sunday | Sunday | 7 | 16 | 780946.5247 | 986540.0382 | 245365.6498 | 226.3627 | 5223.9051 | 4053.2068 | 2022355.6873 | 932728.2714 | 1178280.1451 | 293053.9687 | 270.3577 | 6239.2031 | 4840.9724 | 2415412.9184
Sunday | Sunday | 7 | 17 | 814118.4566 | 949559.0904 | 242297.3248 | 229.0145 | 4801.7785 | 4184.0392 | 2015189.7039 | 972347.3717 | 1134111.7233 | 289389.2958 | 273.5249 | 5735.0336 | 4997.2329 | 2406854.1822
Sunday | Sunday | 7 | 18 | 901565.346 | 963315.1893 | 242942.0281 | 75167.5304 | 2858.5979 | 4228.3191 | 2190077.0108 | 1076790.1003 | 1150541.4044 | 290159.3013 | 89776.801 | 3414.184 | 5050.1188 | 2615731.9098
Sunday | Sunday | 7 | 19 | 946320.8311 | 962836.1325 | 240683.1148 | 75208.5364 | 1995.9168 | 4350.7678 | 2231395.2995 | 1130244.0885 | 1149969.24 | 287461.3543 | 89825.7767 | 2383.8354 | 5196.3662 | 2665080.6613
Sunday | Sunday | 7 | 20 | 959048.7783 | 937902.9546 | 237894.6894 | 75251.9967 | 1632.2148 | 4242.7248 | 2215973.3586 | 1145445.7902 | 1120190.146 | 284130.9813 | 89877.6838 | 1949.4458 | 5067.3244 | 2646661.3716
Sunday | Sunday | 7 | 21 | 979926.141 | 909493.3154 | 234072.6403 | 75257.8938 | 1792.201 | 4080.9555 | 2204623.1471 | 1170380.7965 | 1086258.9193 | 279566.0935 | 89884.7271 | 2140.5263 | 4874.1143 | 2633105.1768
Sunday | Sunday | 7 | 22 | 992968.7842 | 880751.9735 | 226591.8382 | 75250.2622 | 1431.9358 | 3933.1196 | 2180927.9136 | 1185958.3574 | 1051931.5213 | 270631.3517 | 89875.6122 | 1710.2413 | 4697.5456 | 2604804.6294
Sunday | Sunday | 7 | 23 | 974838.2784 | 854440.2541 | 224751.4483 | 75248.8214 | 1591.9812 | 3823.6597 | 2134694.4431 | 1164304.0765 | 1020505.9578 | 268433.2707 | 89873.8913 | 1901.3926 | 4566.8114 | 2549585.4003
WeekDay | Monday | 7 | 0 | 931323.4619 | 821153.7611 | 223974.4207 | 75256.7367 | 2061.0963 | 3776.3097 | 2057545.7863 | 1112331.8885 | 980750.0307 | 267505.223 | 89883.345 | 2461.6831 | 4510.2586 | 2457442.4289
WeekDay | Monday | 7 | 1 | 885539.2313 | 787268.8574 | 222917.7556 | 75207.9278 | 2532.2853 | 3671.3367 | 1977137.3942 | 1057649.212 | 940279.3882 | 266243.1885 | 89825.0499 | 3024.4505 | 4384.8836 | 2361406.1726
WeekDay | Monday | 7 | 2 | 849773.3984 | 760153.1817 | 221593.5214 | 75198.5242 | 2544.6102 | 3744.9004 | 1913008.1363 | 1014932.0701 | 907893.6146 | 264661.5813 | 89813.8186 | 3039.1708 | 4472.7448 | 2284813.0002
WeekDay | Monday | 7 | 3 | 810147.6878 | 760924.6992 | 219620.8329 | 75199.8739 | 2349.3085 | 3625.2856 | 1871867.6879 | 967604.8597 | 908815.0813 | 262305.4887 | 89815.4306 | 2805.911 | 4329.8821 | 2235676.6534
WeekDay | Monday | 7 | 4 | 773867.6799 | 759534.6997 | 218647.1833 | 75199.1766 | 2417.5693 | 3548.0614 | 1833214.3702 | 924273.6096 | 907154.9268 | 261142.6043 | 89814.5977 | 2887.4387 | 4237.6489 | 2189510.8262
WeekDay | Monday | 7 | 5 | 752952.0697 | 760246.5914 | 219416.3883 | 269.7406 | 2760.7693 | 3623.6325 | 1739269.1918 | 899292.9224 | 908005.1791 | 262061.3091 | 322.1663 | 3297.3418 | 4327.9077 | 2077306.8263
WeekDay | Monday | 7 | 6 | 748605.8622 | 748855.6872 | 218595.3185 | 257.9214 | 2892.5506 | 3454.7784 | 1722662.1183 | 894102.0028 | 894400.3828 | 261080.6593 | 308.05 | 3454.7355 | 4126.2358 | 2057472.0662
WeekDay | Monday | 7 | 7 | 767197.4859 | 754591.7278 | 221388.1264 | 216.0106 | 2030.7582 | 3434.941 | 1748859.05 | 916307.0226 | 901251.258 | 264416.2665 | 257.9936 | 2425.4485 | 4102.5429 | 2088760.5322
WeekDay | Monday | 7 | 8 | 798463.5202 | 792103.7396 | 226801.6248 | 233.3758 | 2392.5048 | 3544.401 | 1823539.1662 | 953649.8024 | 946053.9594 | 270881.9116 | 278.7338 | 2857.5028 | 4233.277 | 2177955.187
WeekDay | Monday | 7 | 9 | 805591.9511 | 834295.2181 | 227182.1487 | 255.1097 | 2554.0909 | 3318.2782 | 1873196.7966 | 962163.6876 | 996445.6106 | 271336.3926 | 304.6918 | 3050.4941 | 3963.2059 | 2237264.0825
WeekDay | Monday | 7 | 10 | 793341.4154 | 867578.7584 | 228328.6566 | 272.6347 | 2656.482 | 3597.5369 | 1895775.484 | 947532.1851 | 1036198.011 | 272705.7313 | 325.623 | 3172.7856 | 4296.7402 | 2264231.0762
WeekDay | Monday | 7 | 11 | 779785.6734 | 898309.6991 | 234560.9911 | 286.5084 | 3002.5263 | 3452.8891 | 1919398.2874 | 931341.8016 | 1072901.6985 | 280149.3583 | 342.193 | 3586.0857 | 4123.9793 | 2292445.1164
WeekDay | Monday | 7 | 12 | 780962.2727 | 924128.0504 | 235412.9635 | 249.9399 | 3491.7285 | 3562.9395 | 1947807.8944 | 932747.08 | 1103738.0047 | 281166.9167 | 298.5172 | 4170.3674 | 4255.4186 | 2326376.3047
WeekDay | Monday | 7 | 13 | 774850.9937 | 924449.6827 | 235817.8746 | 245.4836 | 3924.0468 | 3489.2577 | 1942777.3392 | 925448.0366 | 1104122.1483 | 281650.5248 | 293.1949 | 4686.7094 | 4167.4163 | 2320368.0303
WeekDay | Monday | 7 | 14 | 758653.059 | 926945.3172 | 235499.5597 | 251.7256 | 4348.3658 | 3666.0232 | 1929364.0504 | 906101.9338 | 1107102.8247 | 281270.3434 | 300.65 | 5193.4973 | 4378.5372 | 2304347.7865
WeekDay | Monday | 7 | 15 | 756780.703 | 921631.3987 | 231440.0351 | 260.0708 | 4580.1087 | 3815.8664 | 1918508.1827 | 903865.674 | 1100756.1134 | 276421.8254 | 310.6171 | 5470.281 | 4557.5034 | 2291382.0144
WeekDay | Monday | 7 | 16 | 764451.5068 | 904480.7044 | 229979.5879 | 264.9707 | 4660.6944 | 3907.4963 | 1907744.9605 | 913027.3456 | 1080272.0765 | 274677.5313 | 316.4693 | 5566.5289 | 4666.9422 | 2278526.8939
WeekDay | Monday | 7 | 17 | 799159.8365 | 900042.6737 | 227848.2251 | 589.091 | 3642.4711 | 4111.302 | 1935393.5993 | 954481.452 | 1074971.4873 | 272131.9251 | 703.5844 | 4350.4077 | 4910.3588 | 2311549.2152
WeekDay | Monday | 7 | 18 | 890521.2005 | 933377.4608 | 228669.6738 | 75686.9547 | 1898.977 | 4048.8378 | 2134203.1046 | 1063599.4574 | 1114785.0948 | 273113.0273 | 90397.1785 | 2268.0548 | 4835.7543 | 2548998.5671
WeekDay | Monday | 7 | 19 | 995664.2168 | 929469.8112 | 227759.0325 | 76311.5369 | 1618.8826 | 4049.7825 | 2234873.2625 | 1189177.6638 | 1110117.9695 | 272025.3973 | 91143.1522 | 1933.5224 | 4836.8825 | 2669234.5877
WeekDay | Monday | 7 | 20 | 1067638.6746 | 901875.8032 | 230735.5622 | 76021.2796 | 1436.3206 | 3935.7174 | 2281643.3576 | 1275140.7989 | 1077160.8968 | 275580.4339 | 90796.4816 | 1715.4783 | 4700.6482 | 2725094.7376
WeekDay | Monday | 7 | 21 | 1110617.0921 | 872281.897 | 231386.486 | 75481.5823 | 1531.1272 | 3810.0805 | 2295108.2651 | 1326472.3354 | 1041815.2334 | 276357.8687 | 90151.8908 | 1828.7112 | 4550.593 | 2741176.6325
WeekDay | Monday | 7 | 22 | 1108161.5969 | 855607.8397 | 224773.3127 | 75244.2714 | 1302.6432 | 3624.1048 | 2268713.7688 | 1323539.5997 | 1021900.4709 | 268459.3846 | 89868.457 | 1555.8199 | 4328.4718 | 2709652.204
WeekDay | Monday | 7 | 23 | 1054051.2503 | 833649.1658 | 217869.7773 | 75241.7971 | 1587.0631 | 3576.4006 | 2185975.4543 | 1258912.5753 | 995673.994 | 260214.1048 | 89865.5018 | 1895.5186 | 4271.496 | 2610833.1905
WeekDay | Tuesday | 7 | 0 | 981223.9004 | 812670.7755 | 215439.0387 | 75234.103 | 2266.8267 | 3562.8214 | 2090397.4658 | 1171930.7834 | 970618.3249 | 257310.9372 | 89856.3123 | 2707.3984 | 4255.2776 | 2496679.0339
WeekDay | Tuesday | 7 | 1 | 918761.0624 | 795909.1484 | 221579.2773 | 75206.332 | 2909.6158 | 3498.9403 | 2017864.3761 | 1097327.9097 | 950598.9727 | 264644.5688 | 89823.1439 | 3475.1174 | 4178.9807 | 2410048.6933
WeekDay | Tuesday | 7 | 2 | 873587.4534 | 775826.2844 | 226711.2083 | 75185.233 | 2773.0942 | 3578.6441 | 1957661.9174 | 1043374.5327 | 926612.8809 | 270773.9221 | 89797.9441 | 3312.0621 | 4274.1755 | 2338145.5175
WeekDay | Tuesday | 7 | 3 | 821165.2306 | 767131.404 | 234073.9439 | 75180.5918 | 2140.7339 | 3690.4657 | 1903382.3698 | 980763.7294 | 916228.0973 | 279567.6504 | 89792.4009 | 2556.7987 | 4407.7303 | 2273316.407
WeekDay | Tuesday | 7 | 4 | 798937.9769 | 769884.0343 | 239618.0612 | 75177.0928 | 2235.5406 | 3783.7487 | 1889636.4544 | 954216.4726 | 919515.7181 | 286189.301 | 89788.2218 | 2670.0316 | 4519.1435 | 2256898.8886
WeekDay | Tuesday | 7 | 5 | 811054.3697 | 799827.3736 | 245543.0476 | 249.63 | 2929.5252 | 3980.3515 | 1863584.2976 | 968687.7608 | 955278.7291 | 293265.8449 | 298.1471 | 3498.8963 | 4753.9573 | 2225783.3354
WeekDay | Tuesday | 7 | 6 | 826364.145 | 852176.689 | 254395.5327 | 243.9441 | 2819.5495 | 4029.7089 | 1940029.5691 | 986973.0847 | 1017802.455 | 303838.8647 | 291.3561 | 3367.5462 | 4812.9075 | 2317086.2142
WeekDay | Tuesday | 7 | 7 | 721754.0071 | 988180.0899 | 270823.5711 | 207.1144 | 2243.1251 | 4426.1027 | 1987634.0103 | 862031.3249 | 1180238.9509 | 323459.7931 | 247.3683 | 2679.0902 | 5286.343 | 2373942.8705
WeekDay | Tuesday | 7 | 8 | 655780.9553 | 1166885.3231 | 285589.2984 | 192.2348 | 2650.7936 | 4743.8554 | 2115842.4606 | 783236.0059 | 1393676.6422 | 341095.33 | 229.5968 | 3165.9916 | 5665.8528 | 2527069.4194
WeekDay | Tuesday | 7 | 9 | 640357.8183 | 1255748.9592 | 295893.616 | 189.6293 | 2999.6821 | 4571.9313 | 2199761.6362 | 764815.2877 | 1499811.471 | 353402.355 | 226.4849 | 3582.6887 | 5460.5142 | 2627298.8015
WeekDay | Tuesday | 7 | 10 | 644565.687 | 1313832.556 | 294651.2135 | 193.2745 | 3285.9981 | 4833.9503 | 2261362.6794 | 769840.9814 | 1569183.9711 | 351918.4839 | 230.8386 | 3924.652 | 5773.4582 | 2700872.3852
WeekDay | Tuesday | 7 | 11 | 654681.2483 | 1334760.2743 | 296344.4657 | 222.5875 | 3147.5804 | 4835.6034 | 2293991.7597 | 781922.5641 | 1594179.1198 | 353940.8301 | 265.8488 | 3759.332 | 5775.4326 | 2739843.1274
WeekDay | Tuesday | 7 | 12 | 657702.3816 | 1331670.91 | 304518.4101 | 230.0317 | 3469.923 | 4606.2925 | 2302197.9489 | 785530.8732 | 1590489.3186 | 363703.4307 | 274.7398 | 4144.3238 | 5501.5537 | 2749644.2398
WeekDay | Tuesday | 7 | 13 | 650478.1592 | 1337902.017 | 306534.5512 | 210.1473 | 4026.438 | 5241.3256 | 2304392.6382 | 776902.5788 | 1597931.4794 | 366111.4212 | 250.9907 | 4809.0009 | 6260.0094 | 2752265.4804
WeekDay | Tuesday | 7 | 14 | 655550.8773 | 1328773.7149 | 304575.8546 | 200.1376 | 4223.6358 | 5034.9221 | 2298359.1423 | 782961.2108 | 1587029.0358 | 363772.04 | 239.0356 | 5044.5253 | 6013.4901 | 2745059.3376
WeekDay | Tuesday | 7 | 15 | 696103.576 | 1273775.7701 | 297422.5177 | 200.3138 | 4465.215 | 4913.7723 | 2276881.1648 | 831395.5753 | 1521341.9032 | 355228.4081 | 239.246 | 5333.0569 | 5868.794 | 2719406.9834
WeekDay | Tuesday | 7 | 16 | 752467.8297 | 1214505.3148 | 291725.8567 | 203.4642 | 4742.0503 | 4557.0532 | 2268201.569 | 898714.5674 | 1450551.8714 | 348424.5662 | 243.0087 | 5663.6969 | 5442.7445 | 2709040.455
WeekDay | Tuesday | 7 | 17 | 816309.2322 | 1110768.1343 | 284105.7073 | 233.6257 | 4042.5551 | 4433.6598 | 2219892.9145 | 974963.938 | 1326652.7337 | 339323.394 | 279.0323 | 4828.2505 | 5295.3688 | 2651342.7172
WeekDay | Tuesday | 7 | 18 | 933907.7152 | 1067333.6473 | 275907.8092 | 75167.7104 | 2296.7501 | 4253.5882 | 2358867.2204 | 1115418.4074 | 1274776.4877 | 329532.1841 | 89777.0159 | 2743.1376 | 5080.2991 | 2817327.5317
WeekDay | Tuesday | 7 | 19 | 1037406.1477 | 1041071.5254 | 272652.3584 | 75428.381 | 1794.6897 | 4226.1937 | 2432579.2958 | 1239032.3949 | 1243410.1614 | 325644.0164 | 90088.3494 | 2143.4986 | 5047.5803 | 2905366.0011
WeekDay | Tuesday | 7 | 20 | 1098531.134 | 987079.4778 | 269859.5793 | 76133.0995 | 1491.3084 | 4043.7604 | 2437138.3594 | 1312037.3973 | 1178924.4281 | 322308.4436 | 90930.0343 | 1781.1534 | 4829.69 | 2910811.1467
WeekDay | Tuesday | 7 | 21 | 1140155.719 | 942058.2589 | 265904.3588 | 76490.0818 | 1618.3493 | 3918.3597 | 2430145.1275 | 1361751.9757 | 1125153.0592 | 317584.5018 | 91356.3984 | 1932.8855 | 4679.9169 | 2902458.7373
WeekDay | Tuesday | 7 | 22 | 1135847.2363 | 896243.3014 | 261369.4015 | 75861.0821 | 1466.6587 | 3791.0696 | 2374578.7497 | 1356606.1129 | 1070433.6838 | 312168.1477 | 90605.1486 | 1751.7128 | 4527.8873 | 2836092.6931
WeekDay | Tuesday | 7 | 23 | 1043326.2045 | 862157.8104 | 262140.1001 | 75327.8667 | 1558.6212 | 3664.8424 | 2248175.4452 | 1246103.0512 | 1029723.4685 | 313088.6362 | 89968.2996 | 1861.5487 | 4377.1269 | 2685122.1312
WeekDay | Wednesday | 7 | 0 | 980119.6959 | 846061.7387 | 256298.0893 | 75184.3382 | 2204.2544 | 3620.7986 | 2163488.9151 | 1170611.9699 | 1010499.0266 | 306111.1949 | 89796.8755 | 2632.6647 | 4324.523 | 2583976.2545
WeekDay | Wednesday | 7 | 1 | 916867.4476 | 817069.4503 | 253664.6527 | 75181.4328 | 2602.4423 | 3609.9353 | 2068995.3609 | 1095066.2592 | 975871.9091 | 302965.9337 | 89793.4053 | 3108.2429 | 4311.5483 | 2471117.2985
WeekDay | Wednesday | 7 | 2 | 870864.4226 | 796517.8172 | 252488.943 | 75179.1797 | 2699.145 | 3693.89 | 2001443.3974 | 1040122.2642 | 951325.94 | 301561.7176 | 89790.7143 | 3223.7404 | 4411.8202 | 2390436.1967
WeekDay | Wednesday | 7 | 3 | 825243.7749 | 778263.5811 | 251989.9026 | 75177.5676 | 2502.8953 | 3815.7483 | 1936993.4698 | 985634.9638 | 929523.8813 | 300965.6856 | 89788.789 | 2989.3483 | 4557.3624 | 2313460.0303
WeekDay | Wednesday | 7 | 4 | 788151.4569 | 783281.2679 | 253784.1758 | 75178.786 | 2681.1318 | 3847.3937 | 1906924.2122 | 941333.5264 | 935516.7863 | 303108.6868 | 89790.2442 | 3202.2262 | 4595.1583 | 2277546.6281
WeekDay | Wednesday | 7 | 5 | 829167.0751 | 816225.0792 | 259446.0947 | 245.8748 | 3395.0258 | 4083.4352 | 1912562.5846 | 990320.7814 | 974863.4293 | 309871.0344 | 293.662 | 4054.8698 | 4877.0759 | 2284280.8528
WeekDay | Wednesday | 7 | 6 | 852165.4897 | 874646.0255 | 269173.3229 | 238.1382 | 3233.8545 | 4161.8402 | 2003618.6709 | 1017789.079 | 1044638.8448 | 321488.8091 | 284.4218 | 3862.3739 | 4970.7193 | 2393034.248
WeekDay | Wednesday | 7 | 7 | 720781.3035 | 1005890.0946 | 279673.7851 | 213.0477 | 2296.2168 | 4491.0466 | 2013345.4943 | 860869.5704 | 1201391.0036 | 334030.1005 | 254.4549 | 2742.5006 | 5363.9091 | 2404651.5391
WeekDay | Wednesday | 7 | 8 | 633504.6614 | 1194730.4316 | 293761.1264 | 255.627 | 2843.7844 | 4540.6401 | 2129636.2709 | 756630.1777 | 1426933.6183 | 350855.4029 | 305.3097 | 3396.4913 | 5423.1414 | 2543544.1413
WeekDay | Wednesday | 7 | 9 | 611041.5752 | 1301444.6857 | 305064.2513 | 268.4672 | 3180.0517 | 4529.6587 | 2225528.6897 | 729801.2528 | 1554388.4422 | 364355.3595 | 320.6454 | 3798.1143 | 5410.0257 | 2658073.8398
WeekDay | Wednesday | 7 | 10 | 613186.6335 | 1364325.9684 | 309157.7873 | 286.0685 | 3612.133 | 4492.5817 | 2295061.1723 | 732363.2165 | 1629491.0879 | 369244.4993 | 341.6676 | 4314.1732 | 5365.7425 | 2741120.3869
WeekDay | Wednesday | 7 | 11 | 620974.4054 | 1399007.8554 | 312554.4376 | 291.8793 | 3831.0178 | 4573.4663 | 2341233.0618 | 741664.5895 | 1670913.6123 | 373301.3094 | 348.6079 | 4575.5996 | 5462.3475 | 2796266.0663
WeekDay | Wednesday | 7 | 12 | 624991.6386 | 1396644.5849 | 314040.036 | 319.5078 | 4091.6768 | 4555.5182 | 2344642.9622 | 746462.5966 | 1668091.0257 | 375075.643 | 381.6062 | 4886.9193 | 5440.9111 | 2800338.7018
WeekDay | Wednesday | 7 | 13 | 619807.7595 | 1396666.6799 | 311466.5887 | 331.5057 | 4442.8761 | 4628.0192 | 2337343.4293 | 740271.1989 | 1668117.415 | 372002.0305 | 395.9359 | 5306.3764 | 5527.5031 | 2791620.4598
WeekDay | Wednesday | 7 | 14 | 629238.4021 | 1389796.5212 | 306471.1621 | 295.9307 | 4846.1006 | 4674.0703 | 2335322.1871 | 751534.7448 | 1659911.9988 | 366035.7121 | 353.4467 | 5787.97 | 5582.5045 | 2789206.3768
WeekDay | Wednesday | 7 | 15 | 676304.8037 | 1330233.7231 | 301726.5937 | 258.4725 | 5105.5745 | 4823.5593 | 2318452.7269 | 807748.7901 | 1588772.8056 | 360369.0077 | 308.7082 | 6097.8743 | 5761.0476 | 2769058.2336
WeekDay | Wednesday | 7 | 16 | 738308.9567 | 1247005.9659 | 299271.6957 | 221.4291 | 5192.7967 | 4613.7315 | 2294614.5756 | 881803.8305 | 1489369.2233 | 357436.9853 | 264.4652 | 6202.0485 | 5510.4385 | 2740586.9914
WeekDay | Wednesday | 7 | 17 | 804587.5041 | 1131143.439 | 289314.0098 | 228.7096 | 4076.2707 | 4620.9344 | 2233970.8676 | 960964.0201 | 1350988.1037 | 345543.962 | 273.1607 | 4868.5189 | 5519.0413 | 2668156.8068
WeekDay | Wednesday | 7 | 18 | 927172.8118 | 1081769.0706 | 279543.7092 | 75180.4631 | 2410.9328 | 4482.663 | 2370559.6504 | 1107374.5342 | 1292017.524 | 333874.7435 | 89792.2471 | 2879.5124 | 5353.896 | 2831292.4573
WeekDay | Wednesday | 7 | 19 | 1031490.0278 | 1049225.8228 | 277074.7126 | 75181.729 | 2130.8385 | 4438.9734 | 2439542.104 | 1231966.4409 | 1253149.2964 | 330925.8823 | 89793.7591 | 2544.98 | 5301.7152 | 2913682.0738
WeekDay | Wednesday | 7 | 20 | 1091542.1447 | 996070.3342 | 273755.3789 | 75468.9259 | 1715.0521 | 4316.7609 | 2442868.5966 | 1303690.0551 | 1189662.7126 | 326961.4157 | 90136.7745 | 2048.383 | 5155.7498 | 2917655.0906
WeekDay | Wednesday | 7 | 21 | 1137352.1265 | 944367.9695 | 268976.2148 | 75626.4779 | 1762.4554 | 4145.0728 | 2432230.3171 | 1358403.4877 | 1127911.6763 | 321253.3918 | 90324.9477 | 2104.9994 | 4950.6932 | 2904949.1962
WeekDay | Wednesday | 7 | 22 | 1142076.18 | 896376.7004 | 264505.8225 | 75622.1129 | 1460.9703 | 3891.0832 | 2383932.8694 | 1364045.69 | 1070593.0097 | 315914.1514 | 90319.7343 | 1744.9189 | 4647.3391 | 2847264.8434
WeekDay | Wednesday | 7 | 23 | 1075692.1455 | 858396.0542 | 263059.5651 | 75256.2643 | 1693.2466 | 3728.8416 | 2277826.1173 | 1284759.5113 | 1025230.5919 | 314186.805 | 89882.7808 | 2022.3394 | 4453.5648 | 2720535.5932
WeekDay | Thursday | 7 | 0 | 976379.3397 | 824798.0088 | 260241.6923 | 75216.7016 | 2240.2809 | 3736.7529 | 2142612.7763 | 1166144.6526 | 985102.5604 | 310821.2613 | 89835.5289 | 2675.6932 | 4463.0138 | 2559042.7101
WeekDay | Thursday | 7 | 1 | 915436.1104 | 799027.0689 | 259451.7385 | 75182.4762 | 2883.0699 | 3693.1815 | 2055673.6454 | 1093356.7328 | 954322.8803 | 309877.7751 | 89794.6516 | 3443.4122 | 4410.974 | 2455206.426
WeekDay | Thursday | 7 | 2 | 871205.0445 | 776456.308 | 259885.6696 | 75158.3043 | 2934.2655 | 3756.2361 | 1989395.828 | 1040529.088 | 927365.3536 | 310396.0434 | 89765.7817 | 3504.558 | 4486.2836 | 2376047.1083
WeekDay | Thursday | 7 | 3 | 826819.7419 | 765784.1796 | 259617.9207 | 75158.7354 | 2654.5859 | 3774.1842 | 1933809.3477 | 987517.2296 | 914619.0315 | 310076.2558 | 89766.2966 | 3170.521 | 4507.7201 | 2309657.0546
WeekDay | Thursday | 7 | 4 | 802403.8892 | 775407.5066 | 261213.8173 | 75157.2171 | 3012.0069 | 3788.9442 | 1920983.3813 | 958356.0062 | 926112.7111 | 311982.3248 | 89764.4832 | 3597.409 | 4525.3488 | 2294338.283
WeekDay | Thursday | 7 | 5 | 818002.0832 | 803385.4929 | 263729.8071 | 229.7543 | 3734.4335 | 3963.8204 | 1893045.3914 | 976985.8049 | 959528.3907 | 314987.3126 | 274.4084 | 4460.2436 | 4734.2132 | 2260970.3734
WeekDay | Thursday | 7 | 6 | 836396.0421 | 841659.2205 | 265324.8814 | 223.0674 | 3965.7617 | 4071.9815 | 1951640.9546 | 998954.7425 | 1005240.852 | 316892.3993 | 266.4219 | 4736.5318 | 4863.396 | 2330954.3436
WeekDay | Thursday | 7 | 7 | 714487.6644 | 981055.802 | 276616.3758 | 192.0349 | 2916.2522 | 4446.7667 | 1979714.8961 | 853352.724 | 1171730.014 | 330378.465 | 229.358 | 3483.0437 | 5311.0231 | 2364484.6278
WeekDay | Thursday | 7 | 8 | 632588.3428 | 1178076.4477 | 287943.4613 | 218.9523 | 3138.0998 | 4414.7671 | 2106380.071 | 755535.767 | 1407042.8305 | 343907.039 | 261.507 | 3748.0087 | 5272.8041 | 2515767.9564
WeekDay | Thursday | 7 | 9 | 611934.108 | 1290103.8099 | 296171.2329 | 223.536 | 3683.2379 | 4458.9289 | 2206574.8537 | 730867.2549 | 1540843.3977 | 353733.9284 | 266.9816 | 4399.0978 | 5325.5491 | 2635436.2095
WeekDay | Thursday | 7 | 10 | 615048.0159 | 1344341.7352 | 301241.3105 | 242.9931 | 3814.0711 | 4344.2734 | 2269032.3992 | 734586.3699 | 1605622.7964 | 359789.4067 | 290.2203 | 4555.3592 | 5188.6096 | 2710032.7621
WeekDay | Thursday | 7 | 11 | 621507.9593 | 1369183.9589 | 304191.5267 | 262.3926 | 3837.7728 | 4311.9196 | 2303295.5299 | 742301.843 | 1635293.2586 | 363313.0155 | 313.3902 | 4583.6674 | 5149.9676 | 2750955.1424
WeekDay | Thursday | 7 | 12 | 621613.1594 | 1368633.1908 | 309732.4285 | 283.5217 | 4101.3352 | 4252.7616 | 2308616.3972 | 742427.4893 | 1634635.4454 | 369930.8256 | 338.6259 | 4898.4549 | 5079.3119 | 2757310.1529
WeekDay | Thursday | 7 | 13 | 616213.7431 | 1381669.8644 | 313592.515 | 287.3731 | 4781.0988 | 4150.6226 | 2320695.2169 | 735978.6633 | 1650205.8764 | 374541.1436 | 343.2258 | 5710.3347 | 4957.3216 | 2771736.5653
WeekDay | Thursday | 7 | 14 | 622240.9659 | 1363534.5111 | 309794.9016 | 295.872 | 4694.8248 | 4191.0059 | 2304752.0812 | 743177.3139 | 1628545.8059 | 370005.4407 | 353.3765 | 5607.2928 | 5005.5536 | 2752694.7833
WeekDay | Thursday | 7 | 15 | 664284.1002 | 1298734.5175 | 303755.3202 | 289.7262 | 4949.8546 | 4680.9189 | 2276694.4378 | 793391.7892 | 1551151.5362 | 362792.0297 | 346.0363 | 5911.8893 | 5590.6842 | 2719183.9648
WeekDay | Thursday | 7 | 16 | 721968.2099 | 1217156.9122 | 296818.8101 | 250.8521 | 4428.4181 | 4689.6568 | 2245312.8593 | 862287.1594 | 1453718.823 | 354507.3663 | 299.6068 | 5289.1083 | 5601.1204 | 2681703.1842
WeekDay | Thursday | 7 | 17 | 782293.6751 | 1119396.1768 | 287116.9887 | 235.8301 | 4216.0513 | 4690.9557 | 2197949.6777 | 934337.2488 | 1336957.6891 | 342919.9363 | 281.6651 | 5035.4667 | 5602.6717 | 2625134.6777
WeekDay | Thursday | 7 | 18 | 894258.3001 | 1078778.5123 | 280812.0745 | 75381.4292 | 2842.303 | 4560.7137 | 2336633.3329 | 1068062.8853 | 1288445.7324 | 335389.6234 | 90032.2722 | 3394.7221 | 5447.1164 | 2790772.3519
WeekDay | Thursday | 7 | 19 | 994553.6848 | 1054196.4842 | 276217.03 | 75847.6796 | 1959.8903 | 4575.8279 | 2407350.5968 | 1187851.2931 | 1259086.0364 | 329901.5039 | 90589.1413 | 2340.8069 | 5465.1681 | 2875233.9498
WeekDay | Thursday | 7 | 20 | 1045797.8559 | 999227.3489 | 271087.6171 | 76404.096 | 1697.9869 | 4483.1353 | 2398698.04 | 1249055.0832 | 1193433.3124 | 323775.158 | 91253.7006 | 2028.0011 | 5354.4601 | 2864899.7154
WeekDay | Thursday | 7 | 21 | 1096478.7247 | 946652.0342 | 267216.9967 | 76161.0404 | 1751.0786 | 4307.1964 | 2392567.0711 | 1309586.0896 | 1130639.6629 | 319152.2589 | 90963.4057 | 2091.4115 | 5144.3264 | 2857577.1551
WeekDay | Thursday | 7 | 22 | 1104387.8568 | 893765.3697 | 260568.5002 | 75678.1247 | 1572.8421 | 4003.4952 | 2339976.1887 | 1319032.41 | 1067474.1508 | 311211.5863 | 90386.6323 | 1878.5337 | 4781.599 | 2794764.9122
WeekDay | Thursday | 7 | 23 | 1043796.7512 | 861296.2516 | 255670.255 | 75269.3881 | 1865.7947 | 3897.2234 | 2241795.6639 | 1246665.0515 | 1028694.4605 | 305361.3371 | 89898.4553 | 2228.4233 | 4654.6726 | 2677502.4003
WeekDay | Friday | 7 | 0 | 992487.5298 | 777581.2271 | 251412.2068 | 75256.7704 | 2478.6011 | 3845.7406 | 2103062.0758 | 1185383.5682 | 928708.9076 | 300275.7111 | 89883.3853 | 2960.3324 | 4593.1839 | 2511805.0884
WeekDay | Friday | 7 | 1 | 927644.612 | 759968.2107 | 250736.8199 | 75238.1781 | 2839.6366 | 3827.2021 | 2020254.6593 | 1107938.0316 | 907672.6933 | 299469.0587 | 89861.1795 | 3391.5374 | 4571.0423 | 2412903.5427
WeekDay | Friday | 7 | 2 | 874847.1747 | 742357.1138 | 253192.9609 | 75223.4597 | 2653.0453 | 3918.4777 | 1952192.2322 | 1044879.0886 | 886638.7718 | 302402.5657 | 89843.6005 | 3168.6809 | 4680.0579 | 2331612.7654
WeekDay | Friday | 7 | 3 | 843987.9083 | 736100.2367 | 248990.7394 | 75210.0173 | 2276.9 | 4000.1889 | 1910565.9906 | 1008022.1346 | 879165.8322 | 297383.6167 | 89827.5454 | 2719.4294 | 4777.6502 | 2281896.2085
WeekDay | Friday | 7 | 4 | 816986.4661 | 735560.7557 | 250297.1069 | 75206.6707 | 2422.4874 | 4018.1371 | 1884491.6239 | 975772.7965 | 878521.4998 | 298943.8847 | 89823.5484 | 2893.3127 | 4799.0867 | 2250754.1288
WeekDay | Friday | 7 | 5 | 833147.9286 | 759661.0793 | 255178.0766 | 277.7596 | 3187.0437 | 4207.419 | 1855659.3067 | 995075.3383 | 907305.8691 | 304773.5008 | 331.7438 | 3806.4652 | 5025.1567 | 2216318.0739
WeekDay | Friday | 7 | 6 | 850718.0366 | 800392.7075 | 263968.3606 | 267.13 | 3600.4006 | 4363.8747 | 1923310.5101 | 1016060.3046 | 955953.9391 | 315272.2304 | 319.0484 | 4300.1606 | 5212.0205 | 2297117.7035
WeekDay | Friday | 7 | 7 | 730353.5068 | 941204.2506 | 273253.2161 | 229.2857 | 2904.1051 | 4593.658 | 1952538.0223 | 872302.1902 | 1124133.0692 | 326361.6545 | 273.8487 | 3468.5358 | 5486.4636 | 2332025.7619
WeekDay | Friday | 7 | 8 | 649414.5694 | 1135387.7144 | 278145.1114 | 241.6697 | 3001.6967 | 4643.1334 | 2070833.8949 | 775632.2738 | 1356057.2801 | 332204.3197 | 288.6397 | 3585.0949 | 5545.5548 | 2473313.163
WeekDay | Friday | 7 | 9 | 627210.4167 | 1230587.5837 | 287197.295 | 263.3798 | 3334.942 | 4706.8965 | 2153300.5137 | 749112.6079 | 1469759.8279 | 343015.8507 | 314.5693 | 3983.1085 | 5621.7107 | 2571807.6749
WeekDay | Friday | 7 | 10 | 629105.7371 | 1289468.7393 | 289619.2422 | 291.6594 | 3770.8156 | 4621.9971 | 2216878.1907 | 751376.2955 | 1540084.8971 | 345908.5181 | 348.3452 | 4503.6967 | 5520.3106 | 2647742.0633
WeekDay | Friday | 7 | 11 | 629937.5548 | 1287945.2752 | 295701.4691 | 294.9135 | 3300.8117 | 4862.8799 | 2222042.9042 | 752369.782 | 1538265.3385 | 353172.8632 | 352.2317 | 3942.3446 | 5808.0104 | 2653910.5705
WeekDay | Friday | 7 | 12 | 634914.7849 | 1288930.8379 | 297267.8423 | 312.6648 | 3660.3066 | 4950.4951 | 2230036.9315 | 758314.3673 | 1539442.4514 | 355043.6706 | 373.4331 | 4371.7096 | 5912.6542 | 2663458.2861
WeekDay | Friday | 7 | 13 | 626879.2265 | 1293618.1525 | 296305.5012 | 314.2843 | 4370.9416 | 4832.061 | 2226320.1672 | 748717.0489 | 1545040.7743 | 353894.2926 | 375.3674 | 5220.4609 | 5771.2017 | 2659019.1458
WeekDay | Friday | 7 | 14 | 632227.0424 | 1291705.091 | 293227.0009 | 301.5879 | 4738.0803 | 4748.2244 | 2226947.0268 | 755104.2455 | 1542755.8976 | 350217.4668 | 360.2033 | 5658.9553 | 5671.0709 | 2659767.8395
WeekDay | Friday | 7 | 15 | 671944.0216 | 1233962.6223 | 288059.7449 | 284.3077 | 4681.1963 | 5165.1641 | 2204097.0569 | 802540.4632 | 1473790.8259 | 344045.923 | 339.5647 | 5591.0155 | 6169.0455 | 2632476.8378
WeekDay | Friday | 7 | 16 | 729472.9201 | 1162934.9536 | 281481.1946 | 275.2165 | 4649.3176 | 4888.0309 | 2183701.6333 | 871250.456 | 1388958.4942 | 336188.7911 | 328.7065 | 5552.941 | 5838.0496 | 2608117.4385
WeekDay | Friday | 7 | 17 | 794995.3198 | 1061972.6892 | 274361.9908 | 501.8454 | 3629.1982 | 4609.8349 | 2140070.8784 | 949507.536 | 1268373.5945 | 327685.9264 | 599.3822 | 4334.5551 | 5505.7846 | 2556006.7788
WeekDay | Friday | 7 | 18 | 912674.3406 | 1021451.7897 | 267837.789 | 75531.1696 | 1892.3405 | 4508.9948 | 2283896.4242 | 1090058.1961 | 1219977.2097 | 319893.706 | 90211.1157 | 2260.1285 | 5385.3455 | 2727785.7015
WeekDay | Friday | 7 | 19 | 1034404.0219 | 1024493.7745 | 263441.6489 | 75559.2643 | 1700.5348 | 4536.3893 | 2404135.6336 | 1235446.7876 | 1223610.4228 | 314643.1491 | 90244.6707 | 2031.0442 | 5418.0643 | 2871394.1387
WeekDay | Friday | 7 | 20 | 1112380.8838 | 969779.3723 | 259016.7693 | 75594.8468 | 1315.1459 | 4470.1465 | 2422557.1645 | 1328578.9309 | 1158261.941 | 309358.2669 | 90287.1689 | 1570.7525 | 5338.9469 | 2893396.0071
WeekDay | Friday | 7 | 21 | 1170190.9326 | 928693.2977 | 253613.6443 | 75587.7225 | 1692.8911 | 4284.9974 | 2434063.4855 | 1397624.7172 | 1109190.5358 | 302905.0115 | 90278.66 | 2021.9148 | 5117.8129 | 2907138.6522
WeekDay | Friday | 7 | 22 | 1180850.347 | 879891.7951 | 247755.9946 | 75587.8987 | 1280.2452 | 4035.1406 | 2389401.4211 | 1410355.8542 | 1050904.1619 | 295908.8916 | 90278.8704 | 1529.0687 | 4819.3949 | 2853796.2417
WeekDay | Friday | 7 | 23 | 1115392.9111 | 846393.7516 | 247232.9595 | 75300.7031 | 1448.6455 | 3857.9028 | 2289626.8735 | 1332176.3642 | 1010895.5683 | 295284.2014 | 89935.8565 | 1730.1986 | 4607.7099 | 2734629.8988
Saturday | Saturday | 7 | 0 | 1024701.8477 | 821067.233 | 245242.4563 | 75230.2041 | 1622.3194 | 3793.9036 | 2171657.964 | 1223858.9364 | 980646.6853 | 292906.8317 | 89851.6557 | 1937.6271 | 4531.272 | 2593733.0082
Saturday | Saturday | 7 | 1 | 959226.6199 | 800628.0653 | 243738.7317 | 75223.5197 | 1774.01 | 3760.1327 | 2084351.0794 | 1145658.1965 | 956235.0401 | 291110.8491 | 89843.6721 | 2118.7997 | 4490.9376 | 2489457.4952
Saturday | Saturday | 7 | 2 | 902965.4228 | 776423.8331 | 242977.3472 | 75221.9689 | 1719.4369 | 3783.7487 | 2003091.7575 | 1078462.2906 | 927326.5669 | 290201.4848 | 89841.8199 | 2053.62 | 4519.1435 | 2392404.9257
Saturday | Saturday | 7 | 3 | 861800.2131 | 758952.3484 | 241355.3066 | 75221.6615 | 1961.3716 | 3828.0286 | 1943118.9299 | 1029296.37 | 906459.3921 | 288264.1907 | 89841.4527 | 2342.5762 | 4572.0295 | 2320776.0112
Saturday | Saturday | 7 | 4 | 830458.2034 | 757935.8908 | 241432.7767 | 75222.58 | 2722.0764 | 3869.3565 | 1911640.8839 | 991862.8485 | 905245.3797 | 288356.7175 | 89842.5498 | 3251.1286 | 4621.3897 | 2283180.0139
Saturday | Saturday | 7 | 5 | 844732.3149 | 781071.9422 | 243994.5026 | 295.0072 | 3389.5151 | 4030.2993 | 1877513.5813 | 1008911.2211 | 932878.0645 | 291416.3306 | 352.3437 | 4048.2882 | 4813.6127 | 2242419.8608
Saturday | Saturday | 7 | 6 | 864658.1722 | 820110.6813 | 248114.0545 | 283.4867 | 3334.942 | 4023.923 | 1940525.2598 | 1032709.7909 | 979504.222 | 296336.5427 | 338.5841 | 3983.1085 | 4805.9971 | 2317678.2454
Saturday | Saturday | 7 | 7 | 756000.9836 | 961432.2392 | 253072.0859 | 222.1389 | 2800.9437 | 4289.9567 | 1977818.348 | 902934.4113 | 1148292.4915 | 302258.1979 | 265.313 | 3345.3242 | 5123.7362 | 2362219.474
Saturday | Saturday | 7 | 8 | 679235.0581 | 1148091.8868 | 262383.0156 | 292.7441 | 3481.7146 | 4410.9885 | 2097895.4077 | 811248.5574 | 1371230.5863 | 313378.7639 | 349.6407 | 4158.4072 | 5268.2912 | 2505634.2467
Saturday | Saturday | 7 | 9 | 657290.6746 | 1250961.7983 | 268049.2119 | 305.5043 | 3871.3699 | 4534.6181 | 2185013.177 | 785039.1484 | 1494093.896 | 320146.2202 | 364.8809 | 4623.7943 | 5415.9489 | 2609683.8888
Saturday | Saturday | 7 | 10 | 657098.5983 | 1304797.1265 | 270092.8651 | 322.442 | 4009.9653 | 4837.7289 | 2241158.7261 | 784809.7409 | 1558392.4504 | 322587.0699 | 385.1106 | 4789.3267 | 5777.9712 | 2676741.6696
Saturday | Saturday | 7 | 11 | 656779.1281 | 1331990.1423 | 271176.0114 | 335.2547 | 3548.257 | 4650.8086 | 2268479.6021 | 784428.1797 | 1590870.5957 | 323880.7324 | 400.4135 | 4237.8825 | 5554.7217 | 2709372.5255
Saturday | Saturday | 7 | 12 | 653772.4177 | 1335298.7475 | 272858.1479 | 334.085 | 3911.5442 | 4462.2352 | 2270637.1774 | 780837.0967 | 1594822.2486 | 325889.8024 | 399.0165 | 4671.7768 | 5329.4979 | 2711949.4388
Saturday | Saturday | 7 | 13 | 627137.0269 | 1335965.0785 | 271651.7015 | 342.7501 | 4484.9466 | 4860.046 | 2244441.5495 | 749024.9544 | 1595618.0851 | 324448.8757 | 409.3657 | 5356.6235 | 5804.6257 | 2680662.53
Saturday | Saturday | 7 | 14 | 647700.1706 | 1321549.0891 | 268357.3967 | 325.931 | 4874.8981 | 4950.9674 | 2247758.453 | 773584.6712 | 1578400.2597 | 320514.3026 | 389.2777 | 5822.3645 | 5913.2183 | 2684624.094
Saturday | Saturday | 7 | 15 | 681263.3026 | 1271351.1688 | 263383.0423 | 325.5674 | 5513.1838 | 4773.8477 | 2226610.1127 | 813671.0037 | 1518446.0657 | 314573.1519 | 388.8434 | 6584.7049 | 5701.6743 | 2659365.444
Saturday | Saturday | 7 | 16 | 727605.6941 | 1190537.3026 | 257687.93 | 325.7811 | 5060.6006 | 4730.8667 | 2185948.1751 | 869020.3231 | 1421925.529 | 307771.1596 | 389.0986 | 6044.1594 | 5650.3396 | 2610800.6094
Saturday | Saturday | 7 | 17 | 784226.3692 | 1094795.4638 | 251536.1868 | 336.2457 | 3972.0427 | 4504.1535 | 2139370.4616 | 936645.5737 | 1307575.6766 | 300423.7874 | 401.5971 | 4744.0335 | 5379.5633 | 2555170.2317
Saturday | Saturday | 7 | 18 | 887957.2617 | 1055138.5443 | 245836.7716 | 75264.9031 | 2599.9536 | 4291.4918 | 2271088.9261 | 1060537.2014 | 1260211.1916 | 293616.6559 | 89893.0986 | 3105.2705 | 5125.5695 | 2712488.9876
Saturday | Saturday | 7 | 19 | 942687.9296 | 1025922.4781 | 242583.9921 | 75923.2321 | 1811.1623 | 4336.244 | 2293265.0383 | 1125905.1103 | 1225316.8038 | 289731.6787 | 90679.3779 | 2163.1728 | 5179.0196 | 2738975.1632
Saturday | Saturday | 7 | 20 | 971274.6481 | 980825.7456 | 242624.508 | 76513.669 | 1452.4377 | 4213.5591 | 2276904.5676 | 1160047.8329 | 1171455.2448 | 289780.0691 | 91384.5698 | 1734.7279 | 5032.4902 | 2719434.9347
Saturday | Saturday | 7 | 21 | 1010289.2149 | 937356.3958 | 240736.0317 | 76221.0011 | 1589.7296 | 4079.0662 | 2270271.4392 | 1206645.1199 | 1119537.3602 | 287524.5559 | 91035.0201 | 1898.7033 | 4871.8578 | 2711512.6172
Saturday | Saturday | 7 | 22 | 1038168.8188 | 891016.3347 | 236187.9708 | 75873.8847 | 1284.8077 | 3830.1541 | 2246361.9708 | 1239943.2959 | 1064190.824 | 282092.5514 | 90620.4396 | 1534.518 | 4574.568 | 2682956.1969
Saturday | Saturday | 7 | 23 | 1014209.2015 | 860934.8259 | 232088.0376 | 75654.2151 | 1397.0943 | 3732.2659 | 2188015.6403 | 1211326.98 | 1028262.7895 | 277195.7711 | 90358.0758 | 1668.6282 | 4457.6547 | 2613269.8992
Sunday | Sunday | 7 | 0 | 970347.8236 | 829248.2299 | 229374.5467 | 75317.4146 | 2122.1281 | 3734.8637 | 2110145.0065 | 1158940.8743 | 990417.7092 | 273954.8966 | 89955.8161 | 2534.5767 | 4460.7573 | 2520264.6302
Sunday | Sunday | 7 | 1 | 916605.516 | 799330.6532 | 225169.39 | 75269.653 | 2673.5472 | 3690.8199 | 2022739.5793 | 1094753.4196 | 954685.468 | 268932.4419 | 89898.7717 | 3193.1675 | 4408.1534 | 2415871.4222
Sunday | Sunday | 7 | 2 | 873468.607 | 783426.6369 | 225826.8509 | 75260.102 | 2837.385 | 3715.9709 | 1964535.5526 | 1043232.5878 | 935690.4086 | 269717.6844 | 89887.3644 | 3388.8481 | 4438.1926 | 2346355.0859
Sunday | Sunday | 7 | 3 | 832687.0558 | 764363.1258 | 224712.7348 | 75244.7388 | 3076.2977 | 3707.7053 | 1903791.6581 | 994524.892 | 912921.7872 | 268387.033 | 89869.0152 | 3674.195 | 4428.3206 | 2273805.243
Sunday | Sunday | 7 | 4 | 796536.4446 | 760984.0857 | 225144.1527 | 75237.3533 | 3291.6865 | 3727.6608 | 1864921.3837 | 951348.1878 | 908886.0099 | 268902.2996 | 89860.1944 | 3931.446 | 4452.1545 | 2227380.2922
Sunday | Sunday | 7 | 5 | 778051.1861 | 772719.6942 | 225304.1313 | 312.2499 | 4025.8454 | 3765.2102 | 1784178.317 | 929270.2059 | 922902.5059 | 269093.371 | 372.9376 | 4808.2932 | 4497.0019 | 2130944.3154
Sunday | Sunday | 7 | 6 | 777058.9211 | 772529.6569 | 227678.3174 | 295.3121 | 3659.5363 | 3707.1149 | 1784928.8588 | 928085.0882 | 922675.5337 | 271928.9947 | 352.7079 | 4370.7896 | 4427.6154 | 2131840.7295
Sunday | Sunday | 7 | 7 | 789931.8816 | 813307.3997 | 230597.2617 | 236.8698 | 2629.5807 | 3622.2156 | 1840325.2089 | 943459.9874 | 971378.6809 | 275415.2537 | 282.9069 | 3140.6558 | 4326.2154 | 2198003.7
Sunday | Sunday | 7 | 8 | 791837.5873 | 895635.8708 | 233566.492 | 229.3581 | 2786.3079 | 3503.4273 | 1927559.0433 | 945736.0787 | 1069708.1952 | 278961.5722 | 273.9353 | 3327.8439 | 4184.3399 | 2302191.9652
Sunday | Sunday | 7 | 9 | 773593.0281 | 981001.144 | 237394.1781 | 235.8813 | 2901.8535 | 3787.2911 | 1998913.3761 | 923945.5777 | 1171664.7329 | 283533.1925 | 281.7263 | 3465.8465 | 4523.3743 | 2387414.4502
Sunday | Sunday | 7 | 10 | 759462.874 | 1024960.5946 | 238849.4872 | 251.8493 | 2978.4691 | 3684.9159 | 2030188.1901 | 907069.1414 | 1224167.9723 | 285271.3499 | 300.7978 | 3557.3528 | 4401.1019 | 2424767.7161
Sunday | Sunday | 7 | 11 | 758412.2498 | 1059147.64 | 238993.2833 | 271.3676 | 3477.5075 | 3697.4324 | 2063999.4806 | 905814.3219 | 1264999.4797 | 285443.0937 | 324.1096 | 4153.3825 | 4416.051 | 2465150.4383
Sunday | Sunday | 7 | 12 | 764289.2917 | 1059443.4759 | 239739.3952 | 253.2452 | 3469.923 | 3719.3952 | 2070914.7262 | 912833.6029 | 1265352.813 | 286334.217 | 302.4649 | 4144.3238 | 4442.2825 | 2473409.7042
Sunday | Sunday | 7 | 13 | 759285.4859 | 1041525.0775 | 239554.9807 | 284.6314 | 4154.0714 | 3760.6051 | 2048564.8519 | 906857.2768 | 1243951.8641 | 286113.9604 | 339.9512 | 4961.4407 | 4491.5017 | 2446715.9949
Sunday | Sunday | 7 | 14 | 739473.3877 | 1019982.8587 | 242579.0077 | 292.8491 | 4446.7869 | 4218.4004 | 2010993.2904 | 883194.5758 | 1218222.7829 | 289725.7256 | 349.7661 | 5311.0472 | 5038.2724 | 2401842.17
Sunday | Sunday | 7 | 15 | 765114.5304 | 1007664.6753 | 242603.5481 | 294.5499 | 5148.119 | 4193.2494 | 2025018.672 | 913819.2319 | 1203510.485 | 289755.0355 | 351.7974 | 6148.6875 | 5008.2331 | 2418593.4705
Sunday | Sunday | 7 | 16 | 780946.5247 | 986135.6154 | 241130.378 | 301.9403 | 5223.9051 | 4422.7965 | 2018161.16 | 932728.2714 | 1177797.1203 | 287995.5459 | 360.6242 | 6239.2031 | 5282.3941 | 2410403.159
Sunday | Sunday | 7 | 17 | 814118.4566 | 948992.277 | 238407.1644 | 288.2791 | 4801.7785 | 4283.1081 | 2010891.0637 | 972347.3717 | 1133434.7463 | 284743.059 | 344.3079 | 5735.0336 | 5115.5565 | 2401720.0749
Sunday | Sunday | 7 | 18 | 901565.346 | 962605.8902 | 233486.3444 | 75199.8476 | 2858.5979 | 4218.4004 | 2179934.4265 | 1076790.1003 | 1149694.2487 | 278865.8474 | 89815.3992 | 3414.184 | 5038.2724 | 2603618.0519
Sunday | Sunday | 7 | 19 | 946320.8311 | 962651.1256 | 231084.2785 | 75713.8709 | 1995.9168 | 4310.6207 | 2222076.6435 | 1130244.0885 | 1149748.2758 | 275996.9252 | 90429.326 | 2383.8354 | 5148.4163 | 2653950.8673
Sunday | Sunday | 7 | 20 | 959048.7783 | 937683.6196 | 232316.1841 | 76476.3132 | 1632.2148 | 4200.4523 | 2211357.5622 | 1145445.7902 | 1119928.1819 | 277468.2593 | 91339.9537 | 1949.4458 | 5016.8359 | 2641148.4668
Sunday | Sunday | 7 | 21 | 979926.141 | 909224.369 | 229078.8171 | 76536.5775 | 1792.201 | 4016.484 | 2200574.5896 | 1170380.7965 | 1085937.7014 | 273601.6901 | 91411.9308 | 2140.5263 | 4797.1123 | 2628269.7573
Sunday | Sunday | 7 | 22 | 992968.7842 | 880301.1593 | 224537.9712 | 76526.999 | 1431.9358 | 3860.7367 | 2179627.5862 | 1185958.3574 | 1051393.0886 | 268178.3031 | 91400.4906 | 1710.2413 | 4611.0946 | 2603251.5754
Sunday | Sunday | 7 | 23 | 974838.2784 | 854046.5268 | 221955.9861 | 76235.4733 | 1591.9812 | 3760.8412 | 2132429.087 | 1164304.0765 | 1020035.7072 | 265094.4933 | 91052.3051 | 1901.3926 | 4491.7838 | 2546879.7584
WeekDay | Monday | 7 | 0 | 931323.4619 | 821973.2664 | 220497.5002 | 75621.5718 | 2061.0963 | 3701.5652 | 2055178.4618 | 1112331.8885 | 981728.812 | 263352.5417 | 90319.0881 | 2461.6831 | 4420.9871 | 2454615.0004
WeekDay | Monday | 7 | 1 | 885539.2313 | 788460.9381 | 219717.1495 | 75301.814 | 2532.2853 | 3647.8389 | 1975199.2571 | 1057649.212 | 941703.1571 | 262420.5251 | 89937.1834 | 3024.4505 | 4356.8187 | 2359091.3467
WeekDay | Monday | 7 | 2 | 849773.3984 | 761492.3334 | 218906.0167 | 75227.3487 | 2544.6102 | 3666.8497 | 1911610.5571 | 1014932.0701 | 909493.0387 | 261451.7437 | 89848.2452 | 3039.1708 | 4379.5244 | 2283143.7929
WeekDay | Monday | 7 | 3 | 810147.6878 | 761083.5288 | 219258.4046 | 75217.3577 | 2349.3085 | 3641.6987 | 1871697.9862 | 967604.8597 | 909004.7804 | 261872.6203 | 89836.3125 | 2805.911 | 4349.4852 | 2235473.969
WeekDay | Monday | 7 | 4 | 773867.6799 | 757679.6203 | 218506.9205 | 75219.3147 | 2417.5693 | 3654.4513 | 1831345.556 | 924273.6096 | 904939.3014 | 260975.0807 | 89838.6498 | 2887.4387 | 4364.7164 | 2187278.7966
WeekDay | Monday | 7 | 5 | 752952.0697 | 759906.9486 | 218242.4637 | 284.4589 | 2760.7693 | 3705.5799 | 1737852.2901 | 899292.9224 | 907599.5246 | 260659.225 | 339.7453 | 3297.3418 | 4425.7821 | 2075614.541
WeekDay | Monday | 7 | 6 | 748605.8622 | 749299.9995 | 217668.77 | 261.1667 | 2892.5506 | 3576.991 | 1722305.34 | 894102.0028 | 894931.0499 | 259974.0304 | 311.9261 | 3454.7355 | 4272.2011 | 2057045.9458
WeekDay | Monday | 7 | 7 | 767197.4859 | 755437.6795 | 217341.4314 | 198.4131 | 2030.7582 | 3632.3704 | 1745838.1385 | 916307.0226 | 902261.6256 | 259583.0716 | 236.9759 | 2425.4485 | 4338.3439 | 2085152.4881
WeekDay | Monday | 7 | 8 | 798463.5202 | 791156.7374 | 220190.7314 | 193.1858 | 2392.5048 | 3597.655 | 1815994.3345 | 953649.8024 | 944922.9015 | 262986.1505 | 230.7326 | 2857.5028 | 4296.8813 | 2168943.971
WeekDay | Monday | 7 | 9 | 805591.9511 | 831985.6227 | 223481.8227 | 189.8755 | 2554.0909 | 3574.6294 | 1867377.9923 | 962163.6876 | 993687.1311 | 266916.8856 | 226.7789 | 3050.4941 | 4269.3805 | 2230314.3579
WeekDay | Monday | 7 | 10 | 793341.4154 | 866267.1386 | 224035.4835 | 191.4875 | 2656.482 | 3671.2187 | 1890163.2257 | 947532.1851 | 1034631.4698 | 267578.1537 | 228.7043 | 3172.7856 | 4384.7425 | 2257528.0411
WeekDay | Monday | 7 | 11 | 779785.6734 | 896772.7123 | 226497.5296 | 195.1802 | 3002.5263 | 4172.7035 | 1910426.3254 | 931341.8016 | 1071065.9889 | 270518.7137 | 233.1147 | 3586.0857 | 4983.694 | 2281729.3986
WeekDay | Monday | 7 | 12 | 780962.2727 | 922347.9035 | 226005.7024 | 195.1802 | 3491.7285 | 3983.0674 | 1936985.8547 | 932747.08 | 1101611.8753 | 269931.2968 | 233.1147 | 4170.3674 | 4757.201 | 2313450.9352
WeekDay | Monday | 7 | 13 | 774850.9937 | 923095.092 | 225116.5715 | 200.8311 | 3924.0468 | 3741.4761 | 1930929.0113 | 925448.0366 | 1102504.2846 | 268869.3578 | 239.8639 | 4686.7094 | 4468.655 | 2306216.9072
WeekDay | Monday | 7 | 14 | 758653.059 | 924595.5049 | 224510.2117 | 205.8572 | 4348.3658 | 3798.1544 | 1916111.153 | 906101.9338 | 1104296.3119 | 268145.1483 | 245.8669 | 5193.4973 | 4536.349 | 2288519.1072
WeekDay | Monday | 7 | 15 | 756780.703 | 919861.8117 | 222654.5911 | 232.381 | 4580.1087 | 4429.1728 | 1908538.7684 | 903865.674 | 1098642.5964 | 265928.8764 | 277.5457 | 5470.281 | 5290.0097 | 2279474.9833
WeekDay | Monday | 7 | 16 | 764451.5068 | 904537.7063 | 220571.9657 | 258.5649 | 4660.6944 | 4284.8793 | 1898765.3175 | 913027.3456 | 1080340.1571 | 263441.48 | 308.8186 | 5566.5289 | 5117.6719 | 2267802.0022
WeekDay | Monday | 7 | 17 | 799159.8365 | 899950.6577 | 220370.9418 | 259.4747 | 3642.4711 | 4274.9606 | 1927658.3423 | 954481.452 | 1074861.5874 | 263201.3859 | 309.9052 | 4350.4077 | 5105.8254 | 2302310.5636
WeekDay | Monday | 7 | 18 | 890521.2005 | 932673.0494 | 220424.948 | 75183.9621 | 1898.977 | 4158.8882 | 2124861.0251 | 1063599.4574 | 1113943.7767 | 263265.8886 | 89796.4262 | 2268.0548 | 4967.1936 | 2537840.7973
WeekDay | Monday | 7 | 19 | 995664.2168 | 926981.9456 | 221184.7097 | 75497.9215 | 1618.8826 | 4197.8545 | 2225145.5307 | 1189177.6638 | 1107146.572 | 264173.3145 | 90171.4056 | 1933.5224 | 5013.7333 | 2657616.2115
WeekDay | Monday | 7 | 20 | 1067638.6746 | 900566.0789 | 220070.832 | 75860.3048 | 1436.3206 | 4151.6853 | 2269723.8962 | 1275140.7989 | 1075596.6195 | 262842.9479 | 90604.2203 | 1715.4783 | 4958.5908 | 2710858.6558
WeekDay | Monday | 7 | 21 | 1110617.0921 | 871378.4579 | 221881.9601 | 75892.1634 | 1531.1272 | 4022.8603 | 2285323.661 | 1326472.3354 | 1040736.2055 | 265006.0798 | 90642.2708 | 1828.7112 | 4804.7278 | 2729490.3305
WeekDay | Monday | 7 | 22 | 1108161.5969 | 854700.9357 | 220438.0248 | 75882.0487 | 1302.6432 | 3842.3163 | 2264327.5656 | 1323539.5997 | 1020817.3045 | 263281.5069 | 90630.1902 | 1555.8199 | 4589.094 | 2704413.5152
WeekDay | Monday | 7 | 23 | 1054051.2503 | 832520.9545 | 219250.3296 | 75420.7894 | 1587.0631 | 3778.1989 | 2186608.5858 | 1258912.5753 | 994326.5079 | 261862.9758 | 90079.2823 | 1895.5186 | 4512.5151 | 2611589.3751
WeekDay | Tuesday | 7 | 0 | 981223.9004 | 811915.2907 | 218806.443 | 75260.3044 | 2266.8267 | 3723.528 | 2093196.2934 | 1171930.7834 | 969716.007 | 261332.8172 | 89887.6061 | 2707.3984 | 4447.2185 | 2500021.8307
WeekDay | Tuesday | 7 | 1 | 918761.0624 | 795082.7593 | 221697.6161 | 75227.6598 | 2909.6158 | 3703.2183 | 2017381.9316 | 1097327.9097 | 949611.9698 | 264785.9074 | 89848.6169 | 3475.1174 | 4422.9615 | 2409472.4827
WeekDay | Tuesday | 7 | 2 | 873587.4534 | 775029.1976 | 223203.4634 | 75209.4849 | 2773.0942 | 3758.8339 | 1953561.5273 | 1043374.5327 | 925660.8754 | 266584.4254 | 89826.9096 | 3312.0621 | 4489.3863 | 2333248.1915
WeekDay | Tuesday | 7 | 3 | 821165.2306 | 766129.9594 | 222294.5964 | 75207.348 | 2140.7339 | 3819.2907 | 1890757.159 | 980763.7294 | 915032.0157 | 265498.9145 | 89824.3574 | 2556.7987 | 4561.5933 | 2258237.409
WeekDay | Tuesday | 7 | 4 | 798937.9769 | 767380.4673 | 225111.7011 | 75205.0961 | 2235.5406 | 3839.1281 | 1872709.9101 | 954216.4726 | 916525.5675 | 268863.5408 | 89821.6678 | 2670.0316 | 4585.2862 | 2236682.5666
WeekDay | Tuesday | 7 | 5 | 811054.3697 | 797996.1128 | 232736.0492 | 279.1917 | 2929.5252 | 4023.5687 | 1849018.8173 | 968687.7608 | 953091.5515 | 277969.7277 | 333.4543 | 3498.8963 | 4805.574 | 2208386.9646
WeekDay | Tuesday | 7 | 6 | 826364.145 | 851293.0957 | 240625.3889 | 265.478 | 2819.5495 | 4108.4681 | 1925476.1252 | 986973.0847 | 1016747.1299 | 287392.409 | 317.0753 | 3367.5462 | 4906.9741 | 2299704.2191
WeekDay | Tuesday | 7 | 7 | 721754.0071 | 987243.8169 | 258158.233 | 206.7032 | 2243.1251 | 4270.2374 | 1973876.1228 | 862031.3249 | 1179120.7075 | 308332.8689 | 246.8773 | 2679.0902 | 5100.1843 | 2357511.0531
WeekDay | Tuesday | 7 | 8 | 655780.9553 | 1165995.0949 | 272498.2841 | 205.5623 | 2650.7936 | 4407.4461 | 2101538.1364 | 783236.0059 | 1392613.3927 | 325459.9969 | 245.5146 | 3165.9916 | 5264.0603 | 2509984.962
WeekDay | Tuesday | 7 | 9 | 640357.8183 | 1254784.6459 | 281686.1145 | 209.3862 | 2999.6821 | 4370.4872 | 2184408.1342 | 764815.2877 | 1498659.7376 | 336433.5384 | 250.0817 | 3582.6887 | 5219.9181 | 2608961.2522
WeekDay | Tuesday | 7 | 10 | 644565.687 | 1313518.4902 | 277938.7235 | 216.6542 | 3285.9981 | 4395.2839 | 2243920.837 | 769840.9814 | 1568808.8647 | 331957.8191 | 258.7623 | 3924.652 | 5249.5343 | 2680040.6138
WeekDay | Tuesday | 7 | 11 | 654681.2483 | 1333241.1448 | 281769.1417 | 222.7437 | 3147.5804 | 4268.8205 | 2277330.6795 | 781922.5641 | 1592364.7382 | 336532.7025 | 266.0354 | 3759.332 | 5098.4919 | 2719943.8641
WeekDay | Tuesday | 7 | 12 | 657702.3816 | 1331354.4188 | 284268.3639 | 217.7489 | 3469.923 | 4254.887 | 2281267.7233 | 785530.8732 | 1590111.3154 | 339517.6639 | 260.0697 | 4144.3238 | 5081.8504 | 2724646.0965
WeekDay | Tuesday | 7 | 13 | 650478.1592 | 1337995.0159 | 286535.945 | 241.4273 | 4026.438 | 4283.5804 | 2283560.5657 | 776902.5788 | 1598042.5533 | 342225.9632 | 288.3501 | 4809.0009 | 5116.1206 | 2727384.5669
WeekDay | Tuesday | 7 | 14 | 655550.8773 | 1328754.1629 | 283847.1841 | 270.9877 | 4223.6358 | 4394.6935 | 2277041.5413 | 782961.2108 | 1587005.6837 | 339014.6252 | 323.6558 | 5044.5253 | 5248.8292 | 2719598.5301
WeekDay | Tuesday | 7 | 15 | 696103.576 | 1273387.5741 | 279952.0266 | 290.2736 | 4465.215 | 4619.3994 | 2258818.0645 | 831395.5753 | 1520878.2588 | 334362.4199 | 346.69 | 5333.0569 | 5517.2079 | 2697833.2088
WeekDay | Tuesday | 7 | 16 | 752467.8297 | 1214668.8776 | 275312.7397 | 330.8634 | 4742.0503 | 4493.9986 | 2252016.3594 | 898714.5674 | 1450747.2236 | 328821.4591 | 395.1687 | 5663.6969 | 5367.4348 | 2689709.5506
WeekDay | Tuesday | 7 | 17 | 816309.2322 | 1111029.5061 | 271250.0402 | 283.6429 | 4042.5551 | 4572.7578 | 2207487.7344 | 974963.938 | 1326964.9047 | 323969.1491 | 338.7707 | 4828.2505 | 5461.5014 | 2636526.5142
WeekDay | Tuesday | 7 | 18 | 933907.7152 | 1066475.954 | 263107.1086 | 75211.3144 | 2296.7501 | 4501.6738 | 2345500.5161 | 1115418.4074 | 1273752.0964 | 314243.5888 | 89829.0946 | 2743.1376 | 5376.6017 | 2801362.9265
WeekDay | Tuesday | 7 | 19 | 1037406.1477 | 1039459.7848 | 258964.5052 | 75450.0712 | 1794.6897 | 4588.8167 | 2417664.0152 | 1239032.3949 | 1241485.1691 | 309295.8451 | 90114.2552 | 2143.4986 | 5480.6814 | 2887551.8443
WeekDay | Tuesday | 7 | 20 | 1098531.134 | 984673.2662 | 254794.461 | 75820.7884 | 1491.3084 | 4470.5007 | 2419781.4587 | 1312037.3973 | 1176050.5545 | 304315.3271 | 90557.0236 | 1781.1534 | 5339.37 | 2890080.8259
WeekDay | Tuesday | 7 | 21 | 1140155.719 | 939547.4811 | 249684.3021 | 75968.8156 | 1618.3493 | 4333.4101 | 2411308.0773 | 1361751.9757 | 1122154.2964 | 298211.9776 | 90733.8208 | 1932.8855 | 5175.6349 | 2879960.5908
WeekDay | Tuesday | 7 | 22 | 1135847.2363 | 893575.4851 | 246396.7815 | 75411.562 | 1466.6587 | 4093.8262 | 2356791.5499 | 1356606.1129 | 1067247.361 | 294285.5072 | 90068.2615 | 1751.7128 | 4889.4865 | 2814848.4419
WeekDay | Tuesday | 7 | 23 | 1043326.2045 | 859585.4651 | 248318.8902 | 75305.0431 | 1558.6212 | 3989.916 | 2232084.1401 | 1246103.0512 | 1026651.1722 | 296581.1895 | 89941.0401 | 1861.5487 | 4765.3807 | 2665903.3823
WeekDay | Wednesday | 7 | 0 | 980119.6959 | 842865.5065 | 241458.7514 | 75300.7431 | 2204.2544 | 3970.1967 | 2145919.1479 | 1170611.9699 | 1006681.587 | 288387.7407 | 89935.9043 | 2632.6647 | 4741.8288 | 2562991.6954
WeekDay | Wednesday | 7 | 1 | 916867.4476 | 815199.0975 | 236455.6479 | 75265.4617 | 2602.4423 | 3906.1974 | 2050296.2944 | 1095066.2592 | 973638.0417 | 282412.2533 | 89893.7658 | 3108.2429 | 4665.3909 | 2448783.9538
WeekDay | Wednesday | 7 | 2 | 870864.4226 | 794800.7476 | 236849.7139 | 75250.5309 | 2699.145 | 3975.9826 | 1984440.5426 | 1040122.2642 | 949275.1475 | 282882.9084 | 89875.9331 | 3223.7404 | 4748.7392 | 2370128.7328
WeekDay | Wednesday | 7 | 3 | 825243.7749 | 776551.7574 | 235953.8786 | 75250.962 | 2502.8953 | 3953.7836 | 1919457.0517 | 985634.9638 | 927479.3541 | 281812.962 | 89876.448 | 2989.3483 | 4722.2257 | 2292515.3019
WeekDay | Wednesday | 7 | 4 | 788151.4569 | 781533.4937 | 239034.5111 | 75249.8911 | 2681.1318 | 4056.2768 | 1890706.7614 | 941333.5264 | 933429.3214 | 285492.3343 | 89875.1689 | 3202.2262 | 4844.6391 | 2258177.2163
WeekDay | Wednesday | 7 | 5 | 829167.0751 | 814280.8925 | 243810.8238 | 318.4494 | 3395.0258 | 4227.1383 | 1895199.4048 | 990320.7814 | 972541.378 | 291196.9527 | 380.342 | 4054.8698 | 5048.7086 | 2263543.0325
WeekDay | Wednesday | 7 | 6 | 852165.4897 | 873722.6209 | 248733.3859 | 314.0069 | 3233.8545 | 4380.0516 | 1982549.4095 | 1017789.079 | 1043535.9708 | 297076.2449 | 375.0361 | 3862.3739 | 5231.3415 | 2367870.0463
WeekDay | Wednesday | 7 | 7 | 720781.3035 | 1005772.6395 | 261322.317 | 272.2361 | 2296.2168 | 4617.6282 | 1995062.341 | 860869.5704 | 1201250.7204 | 312111.9121 | 325.1469 | 2742.5006 | 5515.0925 | 2382814.9429
WeekDay | Wednesday | 7 | 8 | 633504.6614 | 1195319.2314 | 272390.1588 | 301.5929 | 2843.7844 | 4862.6437 | 2109222.0726 | 756630.1777 | 1427636.855 | 325330.8567 | 360.2093 | 3396.4913 | 5807.7283 | 2519162.3184
WeekDay | Wednesday | 7 | 9 | 611041.5752 | 1303530.8438 | 281695.167 | 320.3676 | 3180.0517 | 5009.535 | 2204777.5402 | 729801.2528 | 1556880.0579 | 336444.3503 | 382.633 | 3798.1143 | 5983.1688 | 2633289.5772
WeekDay | Wednesday | 7 | 10 | 613186.6335 | 1366788.5403 | 284858.6951 | 352.6885 | 3612.133 | 5093.6078 | 2273892.2983 | 732363.2165 | 1632432.2757 | 340222.7296 | 421.2357 | 4314.1732 | 6083.5817 | 2715837.2124
WeekDay | Wednesday | 7 | 11 | 620974.4054 | 1400343.6301 | 289853.6467 | 335.0072 | 3831.0178 | 4952.3844 | 2320290.0916 | 741664.5895 | 1672509.003 | 346188.4806 | 400.118 | 4575.5996 | 5914.9106 | 2771252.7013
WeekDay | Wednesday | 7 | 12 | 624991.6386 | 1397442.3504 | 292387.1119 | 335.3472 | 4091.6768 | 4732.0475 | 2323980.1723 | 746462.5966 | 1669043.8418 | 349214.3403 | 400.5239 | 4886.9193 | 5651.7499 | 2775659.9719
WeekDay | Wednesday | 7 | 13 | 619807.7595 | 1397957.7772 | 291721.4953 | 328.7003 | 4442.8761 | 4741.3758 | 2318999.9842 | 740271.1989 | 1669659.445 | 348419.357 | 392.5852 | 5306.3764 | 5662.8912 | 2769711.8537
WeekDay | Wednesday | 7 | 14 | 629238.4021 | 1391088.6867 | 291403.7963 | 304.4083 | 4846.1006 | 4796.2829 | 2321677.677 | 751534.7448 | 1661455.3046 | 348039.9114 | 363.572 | 5787.97 | 5728.4699 | 2772909.9725
WeekDay | Wednesday | 7 | 15 | 676304.8037 | 1331135.6085 | 286968.7873 | 447.1745 | 5105.5745 | 4675.9596 | 2304637.9082 | 807748.7901 | 1589849.978 | 342742.9311 | 534.0856 | 6097.8743 | 5584.761 | 2752558.4201
WeekDay | Wednesday | 7 | 16 | 738308.9567 | 1249344.5969 | 280971.6616 | 435.2616 | 5192.7967 | 4627.5469 | 2278880.8203 | 881803.8305 | 1492162.3816 | 335580.2273 | 519.8574 | 6202.0485 | 5526.939 | 2721795.2842
WeekDay | Wednesday | 7 | 17 | 804587.5041 | 1134658.485 | 274274.998 | 409.7313 | 4076.2707 | 4567.7985 | 2222574.7876 | 960964.0201 | 1355186.3205 | 327582.026 | 489.3651 | 4868.5189 | 5455.5781 | 2654545.8287
WeekDay | Wednesday | 7 | 18 | 927172.8118 | 1081809.3841 | 266585.482 | 75645.4938 | 2410.9328 | 4459.2832 | 2358083.3877 | 1107374.5342 | 1292065.6727 | 318398.0054 | 90347.6595 | 2879.5124 | 5325.9722 | 2816391.3564
WeekDay | Wednesday | 7 | 19 | 1031490.0278 | 1048284.3791 | 260086.1841 | 75949.3948 | 2130.8385 | 4437.2022 | 2422378.0265 | 1231966.4409 | 1252024.8774 | 310635.5291 | 90710.6255 | 2544.98 | 5299.5997 | 2893182.0526
WeekDay | Wednesday | 7 | 20 | 1091542.1447 | 995429.7448 | 256331.1123 | 76425.8249 | 1715.0521 | 4356.4357 | 2425800.3144 | 1303690.0551 | 1188897.6207 | 306150.636 | 91279.6526 | 2048.383 | 5203.1357 | 2897269.4831
WeekDay | Wednesday | 7 | 21 | 1137352.1265 | 944293.2288 | 250778.895 | 76400.7194 | 1762.4554 | 4241.0717 | 2414828.4968 | 1358403.4877 | 1127822.4092 | 299519.3113 | 91249.6678 | 2104.9994 | 5065.35 | 2884165.2255
WeekDay | Wednesday | 7 | 22 | 1142076.18 | 896372.7548 | 246255.219 | 75954.8695 | 1460.9703 | 3976.4549 | 2366096.4486 | 1364045.69 | 1070588.2972 | 294116.4311 | 90717.1642 | 1744.9189 | 4749.3033 | 2825961.8047
WeekDay | Wednesday | 7 | 23 | 1075692.1455 | 859948.5087 | 248498.2032 | 75591.1391 | 1693.2466 | 3844.3236 | 2265267.5667 | 1284759.5113 | 1027084.7755 | 296795.3531 | 90282.7406 | 2022.3394 | 4591.4915 | 2705536.2114
WeekDay | Thursday | 7 | 0 | 976379.3397 | 826524.0339 | 246913.2744 | 75241.5097 | 2240.2809 | 3876.7956 | 2131175.2342 | 1166144.6526 | 987164.049 | 294902.3837 | 89865.1585 | 2675.6932 | 4630.2746 | 2545382.2116
WeekDay | Thursday | 7 | 1 | 915436.1104 | 800668.9758 | 244915.1764 | 75247.5905 | 2883.0699 | 3813.2686 | 2042964.1915 | 1093356.7328 | 956283.9018 | 292515.943 | 89872.4212 | 3443.4122 | 4554.4008 | 2440026.8118
WeekDay | Thursday | 7 | 2 | 871205.0445 | 777967.1629 | 244589.626 | 75231.3788 | 2934.2655 | 3945.6361 | 1975873.1137 | 1040529.088 | 929169.8523 | 292127.1199 | 89853.0586 | 3504.558 | 4712.4947 | 2359896.1715
WeekDay | Thursday | 7 | 3 | 826819.7419 | 767432.1602 | 243767.2692 | 75210.8833 | 2654.5859 | 3969.252 | 1919853.8925 | 987517.2296 | 916587.3073 | 291144.9331 | 89828.5797 | 3170.521 | 4740.7005 | 2292989.2711
WeekDay | Thursday | 7 | 4 | 802403.8892 | 775416.7492 | 243605.788 | 75196.8247 | 3012.0069 | 3980.1154 | 1903615.3733 | 958356.0062 | 926123.75 | 290952.0669 | 89811.7888 | 3597.409 | 4753.6752 | 2273594.6961
WeekDay | Thursday | 7 | 5 | 818002.0832 | 803304.3504 | 247368.9899 | 267.0326 | 3734.4335 | 4131.4937 | 1876808.3833 | 976985.8049 | 959431.4777 | 295446.6702 | 318.932 | 4460.2436 | 4934.4748 | 2241577.6032
WeekDay | Thursday | 7 | 6 | 836396.0421 | 841774.6859 | 250352.5236 | 265.5567 | 3965.7617 | 4235.1677 | 1936989.7377 | 998954.7425 | 1005378.7587 | 299010.072 | 317.1693 | 4736.5318 | 5058.2985 | 2313455.5729
WeekDay | Thursday | 7 | 7 | 714487.6644 | 985416.8584 | 263886.0837 | 222.7525 | 2916.2522 | 4462.3532 | 1971391.9644 | 853352.724 | 1176938.6684 | 315173.9624 | 266.0458 | 3483.0437 | 5329.639 | 2354544.0834
WeekDay | Thursday | 7 | 8 | 632588.3428 | 1185028.2036 | 276062.9656 | 256.7092 | 3138.0998 | 4440.1542 | 2101514.4752 | 755535.767 | 1415345.7028 | 329717.4961 | 306.6022 | 3748.0087 | 5303.1254 | 2509956.7022
WeekDay | Thursday | 7 | 9 | 611934.108 | 1296085.0178 | 279514.3656 | 309.6256 | 3683.2379 | 4312.7461 | 2195839.101 | 730867.2549 | 1547987.0899 | 333839.6968 | 369.8033 | 4399.0978 | 5150.9548 | 2622613.8975
WeekDay | Thursday | 7 | 10 | 615048.0159 | 1350661.4893 | 280365.3012 | 347.8249 | 3814.0711 | 4199.6257 | 2254436.328 | 734586.3699 | 1613170.8334 | 334856.0169 | 415.4268 | 4555.3592 | 5015.8487 | 2692599.855
WeekDay | Thursday | 7 | 11 | 621507.9593 | 1374226.197 | 283067.6352 | 357.8483 | 3837.7728 | 3924.736 | 2286922.1486 | 742301.843 | 1641315.4865 | 338083.5662 | 427.3984 | 4583.6674 | 4687.5325 | 2731399.494
WeekDay | Thursday | 7 | 12 | 621613.1594 | 1376148.4549 | 291640.8002 | 369.6288 | 4101.3352 | 3889.1939 | 2297762.5724 | 742427.4893 | 1643611.3471 | 348322.9784 | 441.4684 | 4898.4549 | 4645.0826 | 2744346.8207
WeekDay | Thursday | 7 | 13 | 616213.7431 | 1388194.5397 | 290247.9852 | 368.3479 | 4781.0988 | 4073.3984 | 2303879.1131 | 735978.6633 | 1657998.6624 | 346659.4612 | 439.9386 | 5710.3347 | 4865.0884 | 2751652.1485
WeekDay | Thursday | 7 | 14 | 622240.9659 | 1367985.6929 | 288011.2602 | 375.0323 | 4694.8248 | 4373.5572 | 2287681.3333 | 743177.3139 | 1633862.1022 | 343988.0151 | 447.9221 | 5607.2928 | 5223.5849 | 2732306.2309
WeekDay | Thursday | 7 | 15 | 664284.1002 | 1304883.4859 | 285903.6693 | 355.1154 | 4949.8546 | 4796.7552 | 2265172.9806 | 793391.7892 | 1558495.5943 | 341470.8009 | 424.1342 | 5911.8893 | 5729.034 | 2705423.2418
WeekDay | Thursday | 7 | 16 | 721968.2099 | 1222586.8952 | 280767.0165 | 315.4402 | 4428.4181 | 4779.2794 | 2234845.2594 | 862287.1594 | 1460204.1565 | 335335.8081 | 376.748 | 5289.1083 | 5708.1616 | 2669201.142
WeekDay | Thursday | 7 | 17 | 782293.6751 | 1126948.6003 | 271271.7782 | 310.6178 | 4216.0513 | 4369.4244 | 2189410.1472 | 934337.2488 | 1345977.9724 | 323995.112 | 370.9883 | 5035.4667 | 5218.6489 | 2614935.4371
WeekDay | Thursday | 7 | 18 | 894258.3001 | 1085704.8775 | 266652.5434 | 75395.0303 | 2842.303 | 4448.4198 | 2329301.4742 | 1068062.8853 | 1296718.2791 | 318478.1006 | 90048.5169 | 3394.7221 | 5312.9975 | 2782015.5015
WeekDay | Thursday | 7 | 19 | 994553.6848 | 1060064.0349 | 261479.6152 | 75714.1408 | 1959.8903 | 4483.2534 | 2398254.6193 | 1187851.2931 | 1266093.9816 | 312299.7821 | 90429.6484 | 2340.8069 | 5354.6011 | 2864370.1133
WeekDay | Thursday | 7 | 20 | 1045797.8559 | 1004722.285 | 256548.8956 | 76333.1146 | 1697.9869 | 4411.2247 | 2389511.3627 | 1249055.0832 | 1199996.2231 | 306410.7469 | 91168.9236 | 2028.0011 | 5268.5733 | 2853927.5511
WeekDay | Thursday | 7 | 21 | 1096478.7247 | 951491.5714 | 250456.7211 | 75747.1153 | 1751.0786 | 4239.5367 | 2380164.7478 | 1309586.0896 | 1136419.7938 | 299134.5209 | 90469.0317 | 2091.4115 | 5063.5166 | 2842764.3642
WeekDay | Thursday | 7 | 22 | 1104387.8568 | 898463.779 | 247579.7592 | 75674.6107 | 1572.8421 | 3978.5803 | 2331657.4281 | 1319032.41 | 1073085.7247 | 295698.4038 | 90382.4353 | 1878.5337 | 4751.8418 | 2784829.3494
WeekDay | Thursday | 7 | 23 | 1043796.7512 | 865560.0201 | 249419.6717 | 75303.2586 | 1865.7947 | 3846.6852 | 2239792.1815 | 1246665.0515 | 1033786.9185 | 297895.9146 | 89938.9087 | 2228.4233 | 4594.3121 | 2675109.5287
WeekDay | Friday | 7 | 0 | 992487.5298 | 781631.4756 | 250996.2662 | 75292.1805 | 2478.6011 | 3820.5896 | 2106706.6427 | 1185383.5682 | 933546.3467 | 299778.9299 | 89925.6775 | 2960.3324 | 4563.1446 | 2516157.9992
WeekDay | Friday | 7 | 1 | 927644.612 | 763843.8179 | 248455.5655 | 75252.5053 | 2839.6366 | 3762.4943 | 2021798.6317 | 1107938.0316 | 912301.5486 | 296744.4285 | 89878.2913 | 3391.5374 | 4493.7582 | 2414747.5955
WeekDay | Friday | 7 | 2 | 874847.1747 | 746014.1517 | 248705.0384 | 75250.6471 | 2653.0453 | 3869.1204 | 1951339.1777 | 1044879.0886 | 891006.5775 | 297042.388 | 89876.0719 | 3168.6809 | 4621.1077 | 2330593.9145
WeekDay | Friday | 7 | 3 | 843987.9083 | 739791.655 | 248228.7657 | 75243.4466 | 2276.9 | 3858.9655 | 1913387.6411 | 1008022.1346 | 883574.7004 | 296473.5487 | 89867.472 | 2719.4294 | 4608.9791 | 2285266.2641
WeekDay | Friday | 7 | 4 | 816986.4661 | 737937.145 | 249272.172 | 75241.3172 | 2422.4874 | 3963.5842 | 1885823.172 | 975772.7965 | 881359.7549 | 297719.7474 | 89864.9287 | 2893.3127 | 4733.9311 | 2252344.4713
WeekDay | Friday | 7 | 5 | 833147.9286 | 764785.879 | 254813.705 | 315.574 | 3187.0437 | 4185.8104 | 1860435.9406 | 995075.3383 | 913426.705 | 304338.3113 | 376.9077 | 3806.4652 | 4999.3483 | 2222023.0758
WeekDay | Friday | 7 | 6 | 850718.0366 | 806110.0811 | 263731.5708 | 307.8886 | 3600.4006 | 4286.6505 | 1928754.6283 | 1016060.3046 | 962782.5193 | 314989.419 | 367.7286 | 4300.1606 | 5119.7873 | 2303619.9194
WeekDay | Friday | 7 | 7 | 730353.5068 | 946903.4554 | 275524.9914 | 266.0616 | 2904.1051 | 4331.4028 | 1960283.5231 | 872302.1902 | 1130939.9494 | 329074.9633 | 317.7723 | 3468.5358 | 5173.2374 | 2341276.6483
WeekDay | Friday | 7 | 8 | 649414.5694 | 1141843.9996 | 283409.786 | 294.8673 | 3001.6967 | 4603.1043 | 2082568.0232 | 775632.2738 | 1363768.3839 | 338492.2161 | 352.1765 | 3585.0949 | 5497.7459 | 2487327.8911
WeekDay | Friday | 7 | 9 | 627210.4167 | 1240157.1609 | 288033.7483 | 313.8344 | 3334.942 | 4425.8666 | 2163475.9689 | 749112.6079 | 1481189.3111 | 344014.8738 | 374.8301 | 3983.1085 | 5286.0609 | 2583960.7922
WeekDay | Friday | 7 | 10 | 629105.7371 | 1298915.9989 | 293360.7859 | 351.6126 | 3770.8156 | 4748.5786 | 2230253.5287 | 751376.2955 | 1551368.2896 | 350377.2538 | 419.9507 | 4503.6967 | 5671.494 | 2663716.9803
WeekDay | Friday | 7 | 11 | 629937.5548 | 1295832.618 | 296136.3826 | 368.1567 | 3300.8117 | 4925.226 | 2230500.7498 | 752369.782 | 1547685.6347 | 353692.3048 | 439.7102 | 3942.3446 | 5882.4739 | 2664012.2503
WeekDay | Friday | 7 | 12 | 634914.7849 | 1292884.4376 | 299343.0547 | 363.0094 | 3660.3066 | 4848.4741 | 2236014.0672 | 758314.3673 | 1544164.4573 | 357522.2133 | 433.5625 | 4371.7096 | 5790.8048 | 2670597.1148
WeekDay | Friday | 7 | 13 | 626879.2265 | 1297228.6671 | 298473.8628 | 364.574 | 4370.9416 | 4817.5372 | 2232134.8092 | 748717.0489 | 1549353.0145 | 356484.0885 | 435.4311 | 5220.4609 | 5753.8551 | 2665963.8992
WeekDay | Friday | 7 | 14 | 632227.0424 | 1290772.6648 | 293825.369 | 347.2051 | 4738.0803 | 4783.5303 | 2226693.8918 | 755104.2455 | 1541642.2485 | 350932.1316 | 414.6865 | 5658.9553 | 5713.2387 | 2659465.5061
WeekDay | Friday | 7 | 15 | 671944.0216 | 1232290.1703 | 284044.7668 | 342.174 | 4681.1963 | 4686.2325 | 2197988.5614 | 802540.4632 | 1471793.3226 | 339250.6092 | 408.6776 | 5591.0155 | 5597.0305 | 2625181.1188
WeekDay | Friday | 7 | 16 | 729472.9201 | 1165483.2895 | 276534.1029 | 325.8573 | 4649.3176 | 4536.8616 | 2181002.349 | 871250.456 | 1392002.1148 | 330280.2019 | 389.1897 | 5552.941 | 5418.6285 | 2604893.5317
WeekDay | Friday | 7 | 17 | 794995.3198 | 1065329.938 | 269084.429 | 337.9127 | 3629.1982 | 4444.9955 | 2137821.7931 | 949507.536 | 1272383.3452 | 321382.6381 | 403.5881 | 4334.5551 | 5308.9076 | 2553320.57
WeekDay | Friday | 7 | 18 | 912674.3406 | 1023944.8119 | 266876.1032 | 75650.2612 | 1892.3405 | 4233.1604 | 2285271.0177 | 1090058.1961 | 1222954.766 | 318745.1106 | 90353.3535 | 2260.1285 | 5055.901 | 2729427.4557
WeekDay | Friday | 7 | 19 | 1034404.0219 | 1025998.6411 | 267049.3166 | 75635.989 | 1700.5348 | 4237.057 | 2409025.5604 | 1235446.7876 | 1225407.7695 | 318951.9891 | 90336.3073 | 2031.0442 | 5060.555 | 2877234.4527
WeekDay | Friday | 7 | 20 | 1112380.8838 | 971313.1889 | 262597.583 | 75895.145 | 1315.1459 | 4159.2424 | 2427661.189 | 1328578.9309 | 1160093.8643 | 313635.0338 | 90645.8319 | 1570.7525 | 4967.6167 | 2899492.0301
WeekDay | Friday | 7 | 21 | 1170190.9326 | 930332.9545 | 255248.8879 | 76024.2563 | 1692.8911 | 3950.005 | 2437439.9274 | 1397624.7172 | 1111148.87 | 304858.0748 | 90800.0368 | 2021.9148 | 4717.7127 | 2911171.3263
WeekDay | Friday | 7 | 22 | 1180850.347 | 881633.1862 | 253649.299 | 75707.2527 | 1280.2452 | 3733.919 | 2396854.2491 | 1410355.8542 | 1052984.003 | 302947.5959 | 90421.4216 | 1529.0687 | 4459.6291 | 2862697.5725
WeekDay | Friday | 7 | 23 | 1115392.9111 | 847263.561 | 250509.6505 | 75316.3499 | 1448.6455 | 3628.4738 | 2293559.5918 | 1332176.3642 | 1011934.4304 | 299197.7374 | 89954.5445 | 1730.1986 | 4333.6899 | 2739326.965
Saturday | Saturday | 7 | 0 | 1024701.8477 | 825658.6438 | 245288.4169 | 75268.5596 | 1622.3194 | 3605.094 | 2176144.8814 | 1223858.9364 | 986130.465 | 292961.7252 | 89897.4658 | 1937.6271 | 4305.7661 | 2599091.9855
Saturday | Saturday | 7 | 1 | 959226.6199 | 806027.996 | 241830.5656 | 75249.5574 | 1774.01 | 3552.0762 | 2087660.8251 | 1145658.1965 | 962684.4804 | 288831.8192 | 89874.7704 | 2118.7997 | 4242.4439 | 2493410.5102
Saturday | Saturday | 7 | 2 | 902965.4228 | 782791.333 | 241965.5993 | 75240.7099 | 1719.4369 | 3646.1857 | 2008328.6876 | 1078462.2906 | 934931.6295 | 288993.0975 | 89864.2033 | 2053.62 | 4354.8443 | 2398659.6852
Saturday | Saturday | 7 | 3 | 861800.2131 | 764970.7378 | 240979.4277 | 75239.569 | 1961.3716 | 3662.9531 | 1948614.2724 | 1029296.37 | 913647.4924 | 287815.2574 | 89862.8407 | 2342.5762 | 4374.8705 | 2327339.4072
Saturday | Saturday | 7 | 4 | 830458.2034 | 764237.4294 | 242758.2354 | 75239.5215 | 2722.0764 | 3700.1482 | 1919115.6143 | 991862.8485 | 912771.6609 | 289939.7874 | 89862.7839 | 3251.1286 | 4419.2947 | 2292107.504
Saturday | Saturday | 7 | 5 | 844732.3149 | 788407.3126 | 247010.9135 | 305.9129 | 3389.5151 | 3922.2563 | 1887768.2254 | 1008911.2211 | 941639.1091 | 295018.9995 | 365.369 | 4048.2882 | 4684.5709 | 2254667.5578
Saturday | Saturday | 7 | 6 | 864658.1722 | 826960.6903 | 256597.0177 | 300.0671 | 3334.942 | 3930.9942 | 1955781.8835 | 1032709.7909 | 987685.5723 | 306468.2218 | 358.3869 | 3983.1085 | 4695.007 | 2335900.0875
Saturday | Saturday | 7 | 7 | 756000.9836 | 971156.1061 | 270295.5191 | 254.2237 | 2800.9437 | 4140.9401 | 2004648.7161 | 902934.4113 | 1159906.2515 | 322829.111 | 303.6336 | 3345.3242 | 4945.7572 | 2394264.4887
Saturday | Saturday | 7 | 8 | 679235.0581 | 1162600.0353 | 282939.6658 | 273.3271 | 3481.7146 | 4264.4515 | 2132794.2523 | 811248.5574 | 1388558.4825 | 337930.7251 | 326.4498 | 4158.4072 | 5093.2738 | 2547315.8958
Saturday | Saturday | 7 | 9 | 657290.6746 | 1265796.7432 | 289325.1605 | 284.099 | 3871.3699 | 4425.5123 | 2220993.5596 | 785039.1484 | 1511812.1035 | 345557.2799 | 339.3154 | 4623.7943 | 5285.6378 | 2652657.2794
Saturday | Saturday | 7 | 10 | 657098.5983 | 1317667.7947 | 290726.1665 | 303.6348 | 4009.9653 | 4455.2684 | 2274261.428 | 784809.7409 | 1573764.6119 | 347230.58 | 362.6481 | 4789.3267 | 5321.1772 | 2716278.0847
Saturday | Saturday | 7 | 11 | 656779.1281 | 1344630.4067 | 292187.1697 | 346.4365 | 3548.257 | 4258.9018 | 2301750.2998 | 784428.1797 | 1605967.573 | 348975.5381 | 413.7686 | 4237.8825 | 5086.6454 | 2749109.5873
Saturday | Saturday | 7 | 12 | 653772.4177 | 1349830.3992 | 295879.3465 | 297.7752 | 3911.5442 | 4289.7206 | 2307981.2033 | 780837.0967 | 1612178.2158 | 353385.3121 | 355.6496 | 4671.7768 | 5123.4541 | 2756551.5051
Saturday | Saturday | 7 | 13 | 627137.0269 | 1352860.6464 | 294467.3636 | 306.4165 | 4484.9466 | 4493.6444 | 2283750.0444 | 749024.9544 | 1615797.4102 | 351698.9017 | 365.9705 | 5356.6235 | 5367.0117 | 2727610.8719
Saturday | Saturday | 7 | 14 | 647700.1706 | 1339215.9812 | 294788.5292 | 317.5347 | 4874.8981 | 4506.8693 | 2291403.9832 | 773584.6712 | 1599500.8207 | 352082.4878 | 379.2495 | 5822.3645 | 5382.807 | 2736752.4006
Saturday | Saturday | 7 | 15 | 681263.3026 | 1286703.6833 | 296200.0946 | 313.8232 | 5513.1838 | 4718.1141 | 2274712.2016 | 813671.0037 | 1536782.4356 | 353768.3996 | 374.8167 | 6584.7049 | 5635.1085 | 2716816.4689
Saturday | Saturday | 7 | 16 | 727605.6941 | 1202607.9743 | 288462.4251 | 309.1832 | 5060.6006 | 4580.7873 | 2228626.6646 | 869020.3231 | 1436342.2098 | 344526.8665 | 369.2749 | 6044.1594 | 5471.0914 | 2661773.9252
Saturday | Saturday | 7 | 17 | 784226.3692 | 1104661.7872 | 280032.1179 | 483.2919 | 3972.0427 | 4651.5171 | 2178027.1258 | 936645.5737 | 1319359.5805 | 334458.0774 | 577.2226 | 4744.0335 | 5555.5679 | 2601340.0557
Saturday | Saturday | 7 | 18 | 887957.2617 | 1065265.3632 | 274797.0106 | 75582.5977 | 2599.9536 | 4576.0641 | 2310778.2508 | 1060537.2014 | 1272306.2198 | 328205.4949 | 90272.5391 | 3105.2705 | 5465.4502 | 2759892.176
Saturday | Saturday | 7 | 19 | 942687.9296 | 1035060.4634 | 270717.7339 | 75649.134 | 1811.1623 | 4619.6355 | 2330546.0588 | 1125905.1103 | 1236230.8125 | 323333.3858 | 90352.0072 | 2163.1728 | 5517.49 | 2783501.9787
Saturday | Saturday | 7 | 20 | 971274.6481 | 989850.6023 | 265851.6522 | 75570.095 | 1452.4377 | 4523.8728 | 2308523.3082 | 1160047.8329 | 1182234.1377 | 317521.5513 | 90257.6064 | 1734.7279 | 5403.1152 | 2757198.9714
Saturday | Saturday | 7 | 21 | 1010289.2149 | 946890.128 | 260124.3404 | 75286.7632 | 1589.7296 | 4412.5236 | 2298592.6997 | 1206645.1199 | 1130924.0318 | 310681.1013 | 89919.2074 | 1898.7033 | 5270.1246 | 2745338.2883
Saturday | Saturday | 7 | 22 | 1038168.8188 | 899914.9682 | 254470.0829 | 75257.6014 | 1284.8077 | 4182.3861 | 2273278.6651 | 1239943.2959 | 1074818.9615 | 303927.9042 | 89884.3778 | 1534.518 | 4995.2584 | 2715104.3158
Saturday | Saturday | 7 | 23 | 1014209.2015 | 868455.1126 | 251249.5153 | 75254.1711 | 1397.0943 | 4088.8669 | 2214653.9618 | 1211326.98 | 1037244.6901 | 300081.3996 | 89880.2808 | 1668.6282 | 4883.5632 | 2645085.5419
Sunday | Sunday | 7 | 0 | 970347.8236 | 835241.2608 | 248801.2681 | 75257.4165 | 2122.1281 | 4080.3651 | 2135850.2622 | 1158940.8743 | 997575.5225 | 297157.3205 | 89884.1569 | 2534.5767 | 4873.4091 | 2550965.86
Sunday | Sunday | 7 | 1 | 916605.516 | 805462.9987 | 246012.3794 | 75268.5321 | 2673.5472 | 4014.5947 | 2050037.5681 | 1094753.4196 | 962009.6724 | 293826.3942 | 89897.4329 | 3193.1675 | 4794.8558 | 2448474.9424
Sunday | Sunday | 7 | 2 | 873468.607 | 789470.3061 | 243985.0085 | 75223.3923 | 2837.385 | 4097.3686 | 1989082.0674 | 1043232.5878 | 942908.7019 | 291404.9913 | 89843.5199 | 3388.8481 | 4893.7173 | 2375672.3663
Sunday | Sunday | 7 | 3 | 832687.0558 | 769197.7438 | 241755.1076 | 75216.0143 | 3076.2977 | 4082.9629 | 1926015.1821 | 994524.892 | 918696.0429 | 288741.6955 | 89834.708 | 3674.195 | 4876.5118 | 2300348.0451
Sunday | Sunday | 7 | 4 | 796536.4446 | 765014.1455 | 241283.1308 | 75212.0304 | 3291.6865 | 4113.7817 | 1885451.2196 | 951348.1878 | 913699.3365 | 288177.9871 | 89829.9498 | 3931.446 | 4913.3204 | 2251900.2277
Sunday | Sunday | 7 | 5 | 778051.1861 | 776059.3086 | 241226.1179 | 284.0103 | 4025.8454 | 4166.6814 | 1803813.1497 | 929270.2059 | 926891.1948 | 288109.8933 | 339.2095 | 4808.2932 | 4976.5015 | 2154395.2982
Sunday | Sunday | 7 | 6 | 777058.9211 | 775136.8075 | 239935.9164 | 270.964 | 3659.5363 | 4091.2285 | 1800153.3738 | 928085.0882 | 925789.4 | 286568.9333 | 323.6275 | 4370.7896 | 4886.3838 | 2150024.2225
Sunday | Sunday | 7 | 7 | 789931.8816 | 816820.2767 | 245266.81 | 217.4902 | 2629.5807 | 4058.048 | 1858924.0872 | 943459.9874 | 975574.3071 | 292935.9188 | 259.7608 | 3140.6558 | 4846.7546 | 2220217.3844
Sunday | Sunday | 7 | 8 | 791837.5873 | 900735.8861 | 248400.055 | 212.7516 | 2786.3079 | 4136.0988 | 1948108.6865 | 945736.0787 | 1075799.4298 | 296678.1292 | 254.1011 | 3327.8439 | 4939.9749 | 2326735.5576
Sunday | Sunday | 7 | 9 | 773593.0281 | 982438.0854 | 250437.8195 | 298.4413 | 2901.8535 | 4191.5963 | 2013860.8241 | 923945.5777 | 1173380.9527 | 299111.9456 | 356.4451 | 3465.8465 | 5006.2587 | 2405267.0264
Sunday | Sunday | 7 | 10 | 759462.874 | 1027775.908 | 249512.8999 | 332.5079 | 2978.4691 | 4085.2064 | 2044147.8653 | 907069.1414 | 1227530.4591 | 298007.2622 | 397.1329 | 3557.3528 | 4879.1913 | 2441440.5398
Sunday | Sunday | 7 | 11 | 758412.2498 | 1062384.4338 | 249300.8423 | 353.2834 | 3477.5075 | 3854.8327 | 2077783.1495 | 905814.3219 | 1268865.3641 | 297753.99 | 421.9462 | 4153.3825 | 4604.0431 | 2481613.0477
Sunday | Sunday | 7 | 12 | 764289.2917 | 1063673.83 | 247297.4575 | 351.2314 | 3469.923 | 4113.6636 | 2083195.3972 | 912833.6029 | 1270405.3624 | 295361.2351 | 419.4954 | 4144.3238 | 4913.1794 | 2488077.199
Sunday | Sunday | 7 | 13 | 759285.4859 | 1046225.8159 | 245658.118 | 360.3039 | 4154.0714 | 4168.8069 | 2059852.6019 | 906857.2768 | 1249566.2198 | 293403.2798 | 430.3312 | 4961.4407 | 4979.0401 | 2460197.5883
Sunday | Sunday | 7 | 14 | 739473.3877 | 1026111.4362 | 241057.6263 | 369.8637 | 4446.7869 | 4067.0221 | 2015526.1229 | 883194.5758 | 1225542.4871 | 287908.6544 | 441.749 | 5311.0472 | 4857.4728 | 2407255.9863
Sunday | Sunday | 7 | 15 | 765114.5304 | 1012799.7146 | 242999.577 | 339.5622 | 5148.119 | 4298.2223 | 2030699.7256 | 913819.2319 | 1209643.5507 | 290228.0351 | 405.5582 | 6148.6875 | 5133.6082 | 2425378.6716
Sunday | Sunday | 7 | 16 | 780946.5247 | 991259.8113 | 242360.2456 | 250.4435 | 5223.9051 | 4554.9278 | 2024595.858 | 932728.2714 | 1183917.2351 | 289464.4458 | 299.1187 | 6239.2031 | 5440.2059 | 2418088.48
Sunday | Sunday | 7 | 17 | 814118.4566 | 953616.9712 | 236476.0655 | 252.3155 | 4801.7785 | 4657.421 | 2013923.0084 | 972347.3717 | 1138958.2782 | 282436.6392 | 301.3545 | 5735.0336 | 5562.6194 | 2405341.2966
Sunday | Sunday | 7 | 18 | 901565.346 | 968196.163 | 234005.6314 | 75185.9615 | 2858.5979 | 4563.7838 | 2186375.4836 | 1076790.1003 | 1156371.0253 | 279486.061 | 89798.8143 | 3414.184 | 5450.7831 | 2611310.968
Sunday | Sunday | 7 | 19 | 946320.8311 | 968237.7919 | 232782.2608 | 75227.7998 | 1995.9168 | 4616.9197 | 2229181.52 | 1130244.0885 | 1156420.745 | 278024.9209 | 89848.784 | 2383.8354 | 5514.2463 | 2662436.6202
Sunday | Sunday | 7 | 20 | 959048.7783 | 942004.0872 | 231105.5263 | 75283.8953 | 1632.2148 | 4542.1752 | 2213616.677 | 1145445.7902 | 1125088.3589 | 276022.3027 | 89915.7821 | 1949.4458 | 5424.9748 | 2643846.6544
Sunday | Sunday | 7 | 21 | 979926.141 | 914278.4489 | 229465.7995 | 75272.2173 | 1792.201 | 4411.5789 | 2205146.3867 | 1170380.7965 | 1091974.0728 | 274063.885 | 89901.8344 | 2140.5263 | 5268.9963 | 2633730.1113
Sunday | Sunday | 7 | 22 | 992968.7842 | 886486.7955 | 227733.4041 | 75269.5656 | 1431.9358 | 4169.9877 | 2188060.4729 | 1185958.3574 | 1058780.9411 | 271994.7879 | 89898.6673 | 1710.2413 | 4980.4504 | 2613323.4453
Sunday | Sunday | 7 | 23 | 974838.2784 | 859181.7119 | 226580.4947 | 75266.9688 | 1591.9812 | 4092.055 | 2141551.4899 | 1164304.0765 | 1026168.947 | 270617.8034 | 89895.5658 | 1901.3926 | 4887.371 | 2557775.1562
WeekDay | Monday | 7 | 0 | 931323.4619 | 825144.2811 | 225608.6718 | 75225.4592 | 2061.0963 | 4095.9517 | 2063458.9219 | 1112331.8885 | 985516.1327 | 269457.1008 | 89845.9885 | 2461.6831 | 4892.025 | 2464504.8186
WeekDay | Monday | 7 | 1 | 885539.2313 | 791272.4959 | 225109.8899 | 75209.1862 | 2532.2853 | 4055.4503 | 1983718.539 | 1057649.212 | 945061.1584 | 268861.3776 | 89826.5529 | 3024.4505 | 4843.6519 | 2369266.4033
WeekDay | Monday | 7 | 2 | 849773.3984 | 764780.1607 | 224093.0774 | 75212.7927 | 2544.6102 | 4152.3938 | 1920556.4333 | 1014932.0701 | 913419.8754 | 267646.9414 | 89830.8603 | 3039.1708 | 4959.437 | 2293828.355
WeekDay | Monday | 7 | 3 | 810147.6878 | 766462.7261 | 223136.9916 | 75210.056 | 2349.3085 | 4141.4124 | 1881448.1823 | 967604.8597 | 915429.4576 | 266505.0344 | 89827.5917 | 2805.911 | 4946.3213 | 2247119.1756
WeekDay | Monday | 7 | 4 | 773867.6799 | 762043.2282 | 222993.2025 | 75210.1472 | 2417.5693 | 4168.925 | 1840700.7521 | 924273.6096 | 910151.0032 | 266333.2991 | 89827.7006 | 2887.4387 | 4979.1811 | 2198452.2324
WeekDay | Monday | 7 | 5 | 752952.0697 | 761741.3078 | 218888.2001 | 277.4496 | 2760.7693 | 4194.076 | 1740813.8725 | 899292.9224 | 909790.4028 | 261430.4642 | 331.3737 | 3297.3418 | 5009.2203 | 2079151.7251
WeekDay | Monday | 7 | 6 | 748605.8622 | 751062.4348 | 218087.934 | 268.8433 | 2892.5506 | 4106.6969 | 1725024.3218 | 894102.0028 | 897036.0254 | 260474.6615 | 321.0947 | 3454.7355 | 4904.8586 | 2060293.3784
WeekDay | Monday | 7 | 7 | 767197.4859 | 757012.7998 | 220004.573 | 207.2131 | 2030.7582 | 4000.8974 | 1750453.7275 | 916307.0226 | 904142.8802 | 262763.8111 | 247.4862 | 2425.4485 | 4778.4964 | 2090665.1451
WeekDay | Monday | 7 | 8 | 798463.5202 | 794824.5994 | 221627.6614 | 202.3507 | 2392.5048 | 4011.7608 | 1821522.3973 | 953649.8024 | 949303.635 | 264702.3566 | 241.6788 | 2857.5028 | 4791.4711 | 2175546.4467
WeekDay | Monday | 7 | 9 | 805591.9511 | 836001.1495 | 223370.537 | 204.7875 | 2554.0909 | 3868.7661 | 1871591.2821 | 962163.6876 | 998483.1001 | 266783.9708 | 244.5893 | 3050.4941 | 4620.6846 | 2235346.5264
WeekDay | Monday | 7 | 10 | 793341.4154 | 870321.1514 | 224876.4068 | 208.8976 | 2656.482 | 3899.4669 | 1895303.8201 | 947532.1851 | 1039473.4049 | 268582.5157 | 249.4982 | 3172.7856 | 4657.3522 | 2263667.7416
WeekDay | Monday | 7 | 11 | 779785.6734 | 899357.2302 | 226901.3796 | 212.2829 | 3002.5263 | 3725.8896 | 1912984.982 | 931341.8016 | 1074152.8237 | 271001.0543 | 253.5414 | 3586.0857 | 4450.0391 | 2284785.3458
WeekDay | Monday | 7 | 12 | 780962.2727 | 924421.9555 | 227017.205 | 213.8462 | 3491.7285 | 3679.9566 | 1939786.9645 | 932747.08 | 1104089.0321 | 271139.3911 | 255.4086 | 4170.3674 | 4395.1787 | 2316796.4579
WeekDay | Monday | 7 | 13 | 774850.9937 | 925296.511 | 225788.4296 | 218.0238 | 3924.0468 | 3812.6782 | 1933890.6832 | 925448.0366 | 1105133.5628 | 269671.7957 | 260.3981 | 4686.7094 | 4553.6956 | 2309754.1982
WeekDay | Monday | 7 | 14 | 758653.059 | 927193.4798 | 223661.3857 | 225.2693 | 4348.3658 | 3954.9644 | 1918036.5239 | 906101.9338 | 1107399.2191 | 267131.3478 | 269.0518 | 5193.4973 | 4723.636 | 2290818.6858
WeekDay | Monday | 7 | 15 | 756780.703 | 922320.2236 | 221994.1748 | 236.6798 | 4580.1087 | 4217.9281 | 1910129.8181 | 903865.674 | 1101578.8157 | 265140.1042 | 282.68 | 5470.281 | 5037.7083 | 2281375.2632
WeekDay | Monday | 7 | 16 | 764451.5068 | 906850.2829 | 220634.8531 | 245.5811 | 4660.6944 | 4578.5437 | 1901421.4621 | 913027.3456 | 1083102.1972 | 263516.59 | 293.3113 | 5566.5289 | 5468.4118 | 2270974.3848
WeekDay | Monday | 7 | 17 | 799159.8365 | 903171.1156 | 220899.111 | 240.9561 | 3642.4711 | 4700.9925 | 1931814.4828 | 954481.452 | 1078707.9612 | 263832.208 | 287.7874 | 4350.4077 | 5614.6592 | 2307274.4755
WeekDay | Monday | 7 | 18 | 890521.2005 | 936750.817 | 223205.0076 | 75256.5167 | 1898.977 | 4477.2313 | 2132109.75 | 1063599.4574 | 1118814.0834 | 266586.2698 | 89883.0823 | 2268.0548 | 5347.4086 | 2546498.3563
WeekDay | Monday | 7 | 19 | 995664.2168 | 932971.0315 | 224253.6748 | 75855.4374 | 1618.8826 | 4505.4524 | 2234868.6954 | 1189177.6638 | 1114299.6734 | 267838.7518 | 90598.4069 | 1933.5224 | 5381.1147 | 2669229.1329
WeekDay | Monday | 7 | 20 | 1067638.6746 | 905048.5857 | 223766.2829 | 76381.9884 | 1436.3206 | 4397.9998 | 2278669.852 | 1275140.7989 | 1080950.329 | 267256.6324 | 91227.2963 | 1715.4783 | 5252.778 | 2721543.3129
WeekDay | Monday | 7 | 21 | 1110617.0921 | 875176.4812 | 223528.9341 | 76005.7277 | 1531.1272 | 4293.6172 | 2291152.9795 | 1326472.3354 | 1045272.3978 | 266973.1533 | 90777.9071 | 1828.7112 | 5128.1081 | 2736452.6129
WeekDay | Monday | 7 | 22 | 1108161.5969 | 857182.4582 | 223539.9766 | 75292.959 | 1302.6432 | 4162.6667 | 2269642.3006 | 1323539.5997 | 1023781.126 | 266986.342 | 89926.6073 | 1555.8199 | 4971.7065 | 2710761.2016
WeekDay | Monday | 7 | 23 | 1054051.2503 | 835246.6383 | 224306.6081 | 75241.6096 | 1587.0631 | 4124.2908 | 2194557.4603 | 1258912.5753 | 997581.9451 | 267901.973 | 89865.2779 | 1895.5186 | 4925.872 | 2621083.1621
WeekDay | Tuesday | 8 | 0 | 955481.5964 | 741504.6103 | 239669.663 | 72803.3897 | 2260.8704 | 3902.5483 | 2015622.6782 | 1141185.3047 | 885620.579 | 286250.9319 | 86953.175 | 2700.2845 | 4661.0325 | 2407371.3077
WeekDay | Tuesday | 8 | 1 | 894654.275 | 725885.6516 | 234218.8586 | 72800.8909 | 2901.9705 | 3845.8086 | 1934307.455 | 1068535.8203 | 866965.9799 | 279740.7303 | 86950.1905 | 3465.9862 | 4593.265 | 2310251.9722
WeekDay | Tuesday | 8 | 2 | 850675.2797 | 706215.9745 | 235408.3173 | 72802.1533 | 2765.8076 | 3763.4008 | 1871630.9332 | 1016009.2375 | 843473.3805 | 281161.3675 | 86951.6983 | 3303.3593 | 4494.8408 | 2235393.8839
WeekDay | Tuesday | 8 | 3 | 799653.6732 | 698581.1969 | 235966.7771 | 72800.8404 | 2135.1089 | 3821.7167 | 1812959.3132 | 955071.2689 | 834354.737 | 281828.3674 | 86950.1303 | 2550.0804 | 4564.4907 | 2165319.0747
WeekDay | Tuesday | 8 | 4 | 778023.9736 | 700924.7129 | 239072.052 | 72800.8671 | 2229.6664 | 3820.3657 | 1796871.6379 | 929237.7045 | 837153.7297 | 285537.1716 | 86950.1622 | 2663.0158 | 4562.8772 | 2146104.661
WeekDay | Tuesday | 8 | 5 | 789849.3302 | 729598.7014 | 247231.0963 | 176.194 | 2921.8275 | 3917.071 | 1773694.2204 | 943361.3917 | 871400.6837 | 295281.9761 | 210.4384 | 3489.7026 | 4678.3778 | 2118422.5704
WeekDay | Tuesday | 8 | 6 | 804893.792 | 779822.3422 | 257431.8887 | 170.1667 | 2812.1408 | 4072.3173 | 1849202.6478 | 961329.8369 | 931385.5972 | 307465.3551 | 203.2397 | 3358.6976 | 4863.7972 | 2208606.5237
WeekDay | Tuesday | 8 | 7 | 703049.2716 | 909911.5338 | 277550.4336 | 146.4472 | 2237.231 | 4417.034 | 1897311.9513 | 839691.2094 | 1086758.4209 | 331494.0626 | 174.9101 | 2672.0506 | 5275.5117 | 2266066.1653
WeekDay | Tuesday | 8 | 8 | 638824.3124 | 1077776.1987 | 293865.2286 | 172.6456 | 2643.8284 | 4564.0621 | 2017846.2757 | 762983.7355 | 1287248.613 | 350979.7381 | 206.2003 | 3157.6727 | 5451.1155 | 2410027.075
WeekDay | Tuesday | 8 | 9 | 623840.9583 | 1161847.6716 | 302761.0782 | 204.0857 | 2991.8001 | 4354.7779 | 2096000.3717 | 745088.2746 | 1387659.8922 | 361604.5506 | 243.751 | 3573.2748 | 5201.1556 | 2503370.8989
WeekDay | Tuesday | 8 | 10 | 627979.9533 | 1216408.7012 | 307125.0468 | 210.6611 | 3277.3638 | 4391.2534 | 2159392.9796 | 750031.7087 | 1452825.1926 | 366816.6832 | 251.6044 | 3914.3396 | 5244.7205 | 2579084.2489
WeekDay | Tuesday | 8 | 11 | 637886.9019 | 1236214.693 | 309657.9821 | 240.3337 | 3139.3098 | 4577.1212 | 2191716.3417 | 761864.1334 | 1476480.6003 | 369841.9101 | 287.044 | 3749.454 | 5466.7128 | 2617689.8547
WeekDay | Tuesday | 8 | 12 | 640828.9142 | 1233443.6397 | 309781.9721 | 229.6002 | 3460.8054 | 4314.2494 | 2192059.181 | 765377.9439 | 1473170.9759 | 369989.9983 | 274.2245 | 4133.4342 | 5152.7503 | 2618099.3269
WeekDay | Tuesday | 8 | 13 | 633828.4769 | 1237796.9878 | 309315.3751 | 221.666 | 4015.8581 | 4289.3695 | 2189467.7335 | 757016.9288 | 1478370.4239 | 369432.7153 | 264.7482 | 4796.3648 | 5123.0348 | 2615004.2157
WeekDay | Tuesday | 8 | 14 | 638793.0097 | 1229067.0281 | 307954.3372 | 156.6474 | 4212.5378 | 4471.9725 | 2184655.5326 | 762946.3489 | 1467943.743 | 367807.1513 | 187.0927 | 5031.2703 | 5341.1278 | 2609256.734
WeekDay | Tuesday | 8 | 15 | 678337.7956 | 1178148.7213 | 302500.7433 | 144.1894 | 4453.4821 | 4709.6266 | 2168294.5583 | 810176.9065 | 1407129.1509 | 361293.618 | 172.2135 | 5319.0437 | 5624.9714 | 2589715.904
WeekDay | Tuesday | 8 | 16 | 733217.8455 | 1121791.8502 | 295634.754 | 155.4295 | 4729.5901 | 4698.819 | 2160228.2884 | 875723.2306 | 1339818.9764 | 353093.1816 | 185.6381 | 5648.815 | 5612.0633 | 2580081.905
WeekDay | Tuesday | 8 | 17 | 795339.4763 | 1022489.3757 | 287724.243 | 200.076 | 4031.9329 | 4534.679 | 2114319.7828 | 949918.5814 | 1221216.4568 | 343645.2143 | 238.962 | 4815.5638 | 5416.0216 | 2525250.7999
WeekDay | Tuesday | 8 | 18 | 909798.2443 | 979523.7406 | 279639.0283 | 72827.6685 | 2290.7151 | 4416.8088 | 2248496.2057 | 1086623.1129 | 1169900.1871 | 333988.5885 | 86982.1726 | 2735.9297 | 5275.2427 | 2685505.2335
WeekDay | Tuesday | 8 | 19 | 1010396.6853 | 953010.7759 | 276433.5534 | 72957.6933 | 1789.974 | 4422.6629 | 2319011.3447 | 1206773.4779 | 1138234.2651 | 330160.1099 | 87137.4684 | 2137.8664 | 5282.2346 | 2769725.4222
WeekDay | Tuesday | 8 | 20 | 1069809.9681 | 902878.6219 | 273318.1707 | 73588.5395 | 1487.3899 | 4326.0702 | 2325408.7603 | 1277734.0966 | 1078358.6195 | 326439.2334 | 87890.9235 | 1776.4732 | 5166.8685 | 2777366.2147
WeekDay | Tuesday | 8 | 21 | 1110296.3896 | 860887.9688 | 267586.8677 | 73631.0194 | 1614.097 | 4133.3351 | 2318149.6776 | 1326089.3025 | 1028206.8254 | 319594.0166 | 87941.6596 | 1927.8066 | 4936.6741 | 2768696.2848
WeekDay | Tuesday | 8 | 22 | 1106056.6451 | 816754.8804 | 261303.6 | 73221.1212 | 1462.8049 | 3900.4093 | 2262699.461 | 1321025.5376 | 975496.2006 | 312089.5573 | 87452.0952 | 1747.11 | 4658.4778 | 2702468.9785
WeekDay | Tuesday | 8 | 23 | 1015958.7888 | 784826.3423 | 256169.3323 | 72823.9955 | 1554.5257 | 3795.2606 | 2135128.2453 | 1213416.6103 | 937362.1553 | 305957.4131 | 86977.7857 | 1856.6573 | 4532.8928 | 2550103.5146
WeekDay | Wednesday | 8 | 0 | 954356.861 | 769902.9329 | 256057.1654 | 72822.4209 | 2198.4625 | 3725.0114 | 2059062.854 | 1139841.9701 | 919538.2897 | 305823.446 | 86975.905 | 2625.7471 | 4448.9902 | 2459254.348
WeekDay | Wednesday | 8 | 1 | 892770.1115 | 744916.5353 | 254856.7709 | 72822.6768 | 2595.6041 | 3642.491 | 1971604.1895 | 1066285.4581 | 889695.6325 | 304389.7473 | 86976.2106 | 3100.0756 | 4350.4315 | 2354797.5557
WeekDay | Wednesday | 8 | 2 | 847983.1316 | 726432.3563 | 255170.3723 | 72813.38 | 2692.0527 | 3742.0108 | 1908833.3037 | 1012793.854 | 867618.94 | 304764.2991 | 86965.107 | 3215.2697 | 4469.2935 | 2279826.7633
WeekDay | Wednesday | 8 | 3 | 803549.2291 | 709144.9083 | 254378.3784 | 72803.0441 | 2496.3187 | 3809.4456 | 1846181.324 | 959723.95 | 846971.5704 | 303818.3763 | 86952.7622 | 2981.4935 | 4549.8347 | 2204997.9871
WeekDay | Wednesday | 8 | 4 | 767475.3786 | 712912.6324 | 255842.5506 | 72787.3789 | 2674.0868 | 3837.2526 | 1815529.28 | 916638.9255 | 851471.5748 | 305567.1195 | 86934.0524 | 3193.812 | 4583.0461 | 2168388.5303
WeekDay | Wednesday | 8 | 5 | 807414.631 | 743934.5329 | 261618.0895 | 161.4152 | 3386.105 | 3981.8039 | 1820496.5774 | 964340.6165 | 888522.7719 | 312465.1697 | 192.7872 | 4044.2153 | 4755.6919 | 2174321.2525
WeekDay | Wednesday | 8 | 6 | 829979.1197 | 799069.1357 | 270540.3274 | 154.8509 | 3225.3572 | 4052.5035 | 1907021.2944 | 991290.652 | 954373.1229 | 323121.4993 | 184.9471 | 3852.2251 | 4840.1324 | 2277662.5788
WeekDay | Wednesday | 8 | 7 | 702064.9558 | 924019.1124 | 287132.2906 | 126.9065 | 2290.1833 | 4336.5401 | 1919969.9887 | 838515.5858 | 1103607.894 | 342938.2123 | 151.5716 | 2735.2944 | 5179.3732 | 2293127.9313
WeekDay | Wednesday | 8 | 8 | 617086.6248 | 1102771.3398 | 303683.1705 | 141.9754 | 2836.3121 | 4364.6848 | 2030884.1073 | 737021.195 | 1317101.7131 | 362705.8572 | 169.5691 | 3387.5667 | 5212.9881 | 2425598.8891
WeekDay | Wednesday | 8 | 9 | 595247.6116 | 1201138.3885 | 314009.0096 | 153.7576 | 3171.6958 | 4294.5481 | 2118015.0113 | 710937.6356 | 1434587.001 | 375038.5865 | 183.6414 | 3788.1343 | 5129.2199 | 2529664.2187
WeekDay | Wednesday | 8 | 10 | 597377.5227 | 1258998.4303 | 318090.1168 | 154.7864 | 3602.6417 | 4533.1029 | 2182756.6008 | 713481.508 | 1503692.4967 | 379912.8819 | 184.8701 | 4302.8372 | 5414.1392 | 2606988.7332
WeekDay | Wednesday | 8 | 11 | 605021.1052 | 1290023.8026 | 318397.2278 | 167.5922 | 3820.9514 | 5118.0629 | 2222548.7422 | 722610.6676 | 1540747.8404 | 380279.6818 | 200.1648 | 4563.5767 | 6112.7899 | 2654514.7212
WeekDay | Wednesday | 8 | 12 | 608954.7443 | 1287363.4508 | 322102.5869 | 175.8699 | 4080.9255 | 4796.7627 | 2227474.3401 | 727308.8336 | 1537570.433 | 384705.2002 | 210.0512 | 4874.0784 | 5729.043 | 2660397.6393
WeekDay | Wednesday | 8 | 13 | 603922.9941 | 1287652.2566 | 321229.5894 | 175.9856 | 4431.202 | 5127.6322 | 2222539.6598 | 721299.1319 | 1537915.37 | 383662.5302 | 210.1894 | 5292.4333 | 6124.2189 | 2654503.8737
WeekDay | Wednesday | 8 | 14 | 613158.2507 | 1279923.9058 | 315269.1788 | 163.3859 | 4833.367 | 5017.9803 | 2218366.0685 | 732329.3172 | 1528684.9668 | 376543.6772 | 195.141 | 5772.7615 | 5993.2555 | 2649519.1193
WeekDay | Wednesday | 8 | 15 | 659061.0222 | 1224641.2624 | 308430.6432 | 159.0587 | 5092.1591 | 4704.1103 | 2202088.2559 | 787153.5739 | 1462657.8026 | 368376.0303 | 189.9727 | 6081.8515 | 5618.3829 | 2630077.614
WeekDay | Wednesday | 8 | 16 | 719423.3809 | 1146606.2783 | 313380.2859 | 167.0649 | 5179.1521 | 4239.9474 | 2188996.1094 | 859247.7272 | 1369456.2407 | 374287.6664 | 199.5349 | 6185.752 | 5064.0071 | 2614440.9285
WeekDay | Wednesday | 8 | 17 | 783889.7135 | 1037366.7046 | 305856.8351 | 202.4999 | 4065.5599 | 4170.261 | 2135551.574 | 936243.487 | 1238985.2859 | 365301.9868 | 241.857 | 4855.7264 | 4980.7768 | 2550609.1199
WeekDay | Wednesday | 8 | 18 | 903175.7272 | 990411.5583 | 296439.7129 | 72863.2809 | 2404.5979 | 3971.4466 | 2269266.3238 | 1078713.4691 | 1182904.1189 | 354054.5892 | 87024.7064 | 2871.9462 | 4743.3216 | 2710312.1514
WeekDay | Wednesday | 8 | 19 | 1004640.0389 | 959751.809 | 286572.4947 | 72981.263 | 2125.2395 | 4024.1336 | 2330094.9787 | 1199897.992 | 1146285.4593 | 342269.6166 | 87165.619 | 2538.2928 | 4806.2486 | 2782963.2284
WeekDay | Wednesday | 8 | 20 | 1063022.2439 | 910078.8981 | 283860.3543 | 73442.4854 | 1710.5456 | 3955.3478 | 2336069.8752 | 1269627.1366 | 1086958.3135 | 339030.3551 | 87716.4829 | 2043.0007 | 4724.094 | 2790099.3827
WeekDay | Wednesday | 8 | 21 | 1107578.9452 | 862473.8394 | 278281.5229 | 73544.6829 | 1757.8244 | 3799.8764 | 2327436.6911 | 1322843.706 | 1030100.9196 | 332367.2436 | 87838.5431 | 2099.4683 | 4538.4056 | 2779788.2864
WeekDay | Wednesday | 8 | 22 | 1112130.4188 | 817702.8278 | 272467.1429 | 73484.639 | 1457.1315 | 3605.7903 | 2280847.9502 | 1328279.7864 | 976628.3874 | 325422.8032 | 87766.8293 | 1740.3339 | 4306.5977 | 2724144.7379
WeekDay | Wednesday | 8 | 23 | 1047452.0635 | 784073.8741 | 266799.0027 | 73278.1434 | 1688.7974 | 3496.9265 | 2176788.8076 | 1251030.7962 | 936463.4403 | 318653.0251 | 87520.2 | 2017.0255 | 4176.5756 | 2599861.0627
WeekDay | Thursday | 8 | 0 | 950730.4445 | 753806.2527 | 261606.4516 | 72938.7697 | 2234.3943 | 3476.5497 | 2044792.8625 | 1135510.7372 | 900313.1211 | 312451.27 | 87114.8669 | 2668.6626 | 4152.2384 | 2442210.8962
WeekDay | Thursday | 8 | 1 | 891400.1713 | 730118.9986 | 261137.9951 | 72814.925 | 2875.4943 | 3454.822 | 1961802.4064 | 1064649.2616 | 872022.1038 | 311891.7661 | 86966.9523 | 3434.3643 | 4126.2878 | 2343090.7359
WeekDay | Thursday | 8 | 2 | 848333.9152 | 708640.4446 | 262310.8537 | 72792.6444 | 2926.5554 | 3558.5071 | 1898562.9206 | 1013212.8146 | 846369.0612 | 313292.5769 | 86940.3413 | 3495.3494 | 4250.1248 | 2267560.2682
WeekDay | Thursday | 8 | 3 | 805120.2974 | 699155.0314 | 263061.431 | 72788.8557 | 2647.6107 | 3588.4531 | 1846361.6793 | 961600.365 | 835040.0997 | 314189.0335 | 86935.8162 | 3162.1901 | 4285.891 | 2205213.3955
WeekDay | Thursday | 8 | 4 | 781365.6271 | 707483.8031 | 265390.386 | 72787.6934 | 3004.0926 | 3699.9063 | 1833731.5084 | 933228.8289 | 844987.6193 | 316970.6352 | 86934.428 | 3587.9564 | 4419.0057 | 2190128.4735
WeekDay | Thursday | 8 | 5 | 796590.1319 | 732931.7525 | 270503.547 | 161.5694 | 3724.6209 | 3922.0245 | 1807833.6463 | 951412.3096 | 875381.5337 | 323077.5704 | 192.9715 | 4448.5238 | 4684.294 | 2159197.203
WeekDay | Thursday | 8 | 6 | 814672.1089 | 769743.4432 | 278599.9997 | 156.0718 | 3955.3413 | 4064.3242 | 1871191.2892 | 973008.6297 | 919347.8023 | 332747.6183 | 186.4053 | 4724.0861 | 4854.2506 | 2234868.7923
WeekDay | Thursday | 8 | 7 | 695989.1837 | 901496.5148 | 293897.6744 | 126.6617 | 2908.5895 | 4399.4717 | 1898818.0957 | 831258.95 | 1076707.8914 | 351018.4899 | 151.2792 | 3473.8917 | 5254.536 | 2267865.0382
WeekDay | Thursday | 8 | 8 | 616211.9104 | 1087857.467 | 305700.9371 | 139.4846 | 3129.8541 | 4109.4684 | 2017149.1216 | 735976.4744 | 1299289.2376 | 365115.7891 | 166.5943 | 3738.1604 | 4908.1688 | 2409194.4247
WeekDay | Thursday | 8 | 9 | 596134.6679 | 1189497.856 | 312458.1512 | 163.7212 | 3673.5599 | 4125.5672 | 2106053.5233 | 711997.0967 | 1420684.0596 | 373186.3092 | 195.5414 | 4387.5387 | 4927.3965 | 2515377.9421
WeekDay | Thursday | 8 | 10 | 599223.9607 | 1240452.712 | 317275.5163 | 180.9321 | 3804.0492 | 4437.073 | 2165374.2433 | 715686.8125 | 1481542.3043 | 378939.9587 | 216.0974 | 4543.3895 | 5299.4454 | 2586228.0079
WeekDay | Thursday | 8 | 11 | 605568.2637 | 1263485.9715 | 320998.3087 | 191.8213 | 3827.6886 | 4339.1294 | 2198411.1833 | 723264.1698 | 1509052.2191 | 383386.2987 | 229.103 | 4571.6234 | 5182.4658 | 2625685.8797
WeekDay | Thursday | 8 | 12 | 605678.4421 | 1262566.5475 | 325116.4584 | 196.6166 | 4090.5585 | 4548.9765 | 2202197.5996 | 723395.7619 | 1507954.0995 | 388304.836 | 234.8302 | 4885.5837 | 5433.098 | 2630208.2093
WeekDay | Thursday | 8 | 13 | 600424.0464 | 1273959.726 | 322989.6816 | 215.5179 | 4768.536 | 4841.5691 | 2207199.0771 | 717120.1423 | 1521561.6121 | 385764.7071 | 257.4051 | 5695.3302 | 5782.5578 | 2636181.7546
WeekDay | Thursday | 8 | 14 | 606324.8677 | 1256307.3786 | 322244.5982 | 216.5066 | 4682.4887 | 4680.4687 | 2194456.3083 | 724167.8243 | 1500478.4226 | 384874.8122 | 258.586 | 5592.559 | 5590.1465 | 2620962.3506
WeekDay | Thursday | 8 | 15 | 647327.3917 | 1195965.1782 | 319352.46 | 188.5058 | 4936.8484 | 4661.4428 | 2172431.8269 | 773139.4403 | 1428408.3456 | 381420.5692 | 225.1431 | 5896.3552 | 5567.4228 | 2594657.2762
WeekDay | Thursday | 8 | 16 | 703513.8484 | 1118808.0337 | 314607.3619 | 172.6278 | 4416.782 | 4454.6354 | 2145973.2892 | 840246.0795 | 1336255.2368 | 375753.2322 | 206.179 | 5275.2107 | 5320.4211 | 2563056.3593
WeekDay | Thursday | 8 | 17 | 762187.777 | 1029393.861 | 307053.1861 | 167.2903 | 4204.9732 | 4395.3063 | 2107402.3939 | 910323.6461 | 1229462.8712 | 366730.856 | 199.8043 | 5022.2355 | 5249.561 | 2516988.974
WeekDay | Thursday | 8 | 18 | 871155.2388 | 990928.2834 | 299720.915 | 72899.1751 | 2834.8346 | 4387.5383 | 2241925.9852 | 1040469.6024 | 1183521.2727 | 357973.5131 | 87067.5768 | 3385.8021 | 5240.2833 | 2677658.0503
WeekDay | Thursday | 8 | 19 | 968705.9213 | 967677.822 | 294372.0646 | 73093.921 | 1954.7404 | 4441.2385 | 2310245.7078 | 1156979.8582 | 1155751.9415 | 351585.0807 | 87300.1728 | 2334.6562 | 5304.4204 | 2759256.1299
WeekDay | Thursday | 8 | 20 | 1018502.2419 | 917390.4629 | 289332.3259 | 73235.171 | 1693.5253 | 4360.2942 | 2304514.0212 | 1216454.3991 | 1095690.9258 | 345565.8379 | 87468.8756 | 2022.6723 | 5207.7441 | 2752410.4549
WeekDay | Thursday | 8 | 21 | 1067810.5788 | 868212.0459 | 286504.1099 | 73055.9493 | 1746.4775 | 4076.7079 | 2301405.8693 | 1275346.1138 | 1036954.3818 | 342187.9408 | 87254.8211 | 2085.9161 | 4869.0411 | 2748698.2147
WeekDay | Thursday | 8 | 22 | 1075475.7646 | 818697.2803 | 277384.8381 | 72827.8584 | 1568.7093 | 3836.2393 | 2249790.6901 | 1284501.0755 | 977816.1178 | 331296.2826 | 86982.3994 | 1873.5976 | 4581.836 | 2687051.3089
WeekDay | Thursday | 8 | 23 | 1016435.0392 | 787661.721 | 274160.4658 | 72810.4799 | 1860.8921 | 3711.5019 | 2156640.0999 | 1213985.423 | 940748.6072 | 327445.2338 | 86961.6432 | 2222.5679 | 4432.8551 | 2575796.3301
WeekDay | Friday | 8 | 0 | 966438.712 | 708849.2854 | 272009.151 | 72790.1797 | 2472.0883 | 3639.2262 | 2026198.6426 | 1154272.0029 | 846618.4914 | 324875.7978 | 86937.3975 | 2952.5538 | 4346.5322 | 2420002.7756
WeekDay | Friday | 8 | 1 | 903288.4139 | 693994.5188 | 266309.1928 | 72776.1322 | 2832.1752 | 3582.3739 | 1942782.8067 | 1078848.057 | 828876.6098 | 318068.0177 | 86920.6198 | 3382.6258 | 4278.6302 | 2320374.5603
WeekDay | Friday | 8 | 2 | 851890.5984 | 679121.0851 | 262689.3068 | 72774.3061 | 2646.0741 | 3660.8414 | 1872782.2118 | 1017460.7608 | 811112.4331 | 313744.5846 | 86918.4388 | 3160.3549 | 4372.3484 | 2236768.9205
WeekDay | Friday | 8 | 3 | 821835.6474 | 673267.8238 | 262123.3693 | 72772.5356 | 2270.9172 | 3664.4439 | 1835934.7371 | 981564.4458 | 804121.5546 | 313068.6537 | 86916.3242 | 2712.2838 | 4376.6511 | 2192759.9132
WeekDay | Friday | 8 | 4 | 795570.3492 | 671013.1301 | 264212.3014 | 72770.9935 | 2416.1221 | 3839.7293 | 1809822.6255 | 950194.3259 | 801428.6473 | 315563.5826 | 86914.4824 | 2885.7102 | 4586.0042 | 2161572.7526
WeekDay | Friday | 8 | 5 | 811343.3065 | 695473.6417 | 270288.6377 | 145.3717 | 3178.6694 | 4057.1192 | 1784486.7462 | 969032.8541 | 830643.2094 | 322820.8921 | 173.6256 | 3796.4633 | 4845.6452 | 2131312.6897
WeekDay | Friday | 8 | 6 | 828594.9708 | 735513.3623 | 284984.099 | 141.8559 | 3590.9402 | 4270.6814 | 1857095.9096 | 989637.4852 | 878464.8952 | 340372.5064 | 169.4265 | 4288.8615 | 5100.7145 | 2218033.8893
WeekDay | Friday | 8 | 7 | 711427.7128 | 867463.8496 | 296393.7162 | 128.5287 | 2896.4743 | 4619.9012 | 1882930.1828 | 849698.052 | 1036060.769 | 353999.6528 | 153.509 | 3459.4218 | 5517.8074 | 2248889.2119
WeekDay | Friday | 8 | 8 | 632648.0496 | 1049958.1267 | 305131.8443 | 132.6452 | 2993.8094 | 4680.1309 | 1995544.6061 | 755607.0781 | 1254023.928 | 364436.0896 | 158.4256 | 3575.6747 | 5589.7431 | 2383390.9391
WeekDay | Friday | 8 | 9 | 611048.6065 | 1138936.8604 | 313544.6876 | 141.8485 | 3326.1791 | 4632.5101 | 2071630.6922 | 729809.6507 | 1360296.2244 | 374484.0206 | 169.4176 | 3972.6425 | 5532.8668 | 2474264.8226
WeekDay | Friday | 8 | 10 | 612955.8278 | 1191966.1707 | 317987.6298 | 151.0051 | 3760.9074 | 4507.5475 | 2131329.0882 | 732087.5523 | 1423632.1063 | 379790.4759 | 180.3538 | 4491.8628 | 5383.6169 | 2545565.9681
WeekDay | Friday | 8 | 11 | 613771.8813 | 1190823.0832 | 320230.694 | 192.5749 | 3292.1384 | 4503.9449 | 2132814.3168 | 733062.2107 | 1422266.8528 | 382469.4933 | 230.003 | 3931.9857 | 5379.3142 | 2547339.8599
WeekDay | Friday | 8 | 12 | 618614.2121 | 1192170.0342 | 325762.6991 | 189.5821 | 3650.6888 | 4669.6611 | 2145056.8774 | 738845.6783 | 1423875.592 | 389076.6776 | 226.4285 | 4360.2225 | 5577.2384 | 2561961.8373
WeekDay | Friday | 8 | 13 | 610790.2844 | 1195593.9797 | 325090.8179 | 187.7218 | 4359.4565 | 4633.073 | 2140655.3333 | 729501.1222 | 1427965.0023 | 388274.2122 | 224.2067 | 5206.7436 | 5533.5391 | 2556704.8261
WeekDay | Friday | 8 | 14 | 616013.7661 | 1192577.6165 | 322047.4955 | 188.4932 | 4725.6305 | 4692.1769 | 2140245.1786 | 735739.8195 | 1424362.3904 | 384639.4013 | 225.128 | 5644.0858 | 5604.1302 | 2556214.9554
WeekDay | Friday | 8 | 15 | 654739.2031 | 1138531.4679 | 317061.0942 | 187.0387 | 4668.896 | 4988.372 | 2120176.0719 | 781991.7828 | 1359812.0414 | 378683.8624 | 223.3908 | 5576.3246 | 5957.8927 | 2532245.2947
WeekDay | Friday | 8 | 16 | 710760.2095 | 1073360.3392 | 309398.483 | 176.4914 | 4637.101 | 4496.0644 | 2102828.6886 | 848900.8154 | 1281974.5041 | 369531.9757 | 210.7936 | 5538.3501 | 5369.9021 | 2511526.341
WeekDay | Friday | 8 | 17 | 774528.6413 | 978015.9171 | 299534.0435 | 215.9117 | 3619.6621 | 4445.8542 | 2060360.0299 | 925063.0329 | 1168099.3088 | 357750.3219 | 257.8755 | 4323.1656 | 5309.9332 | 2460803.638
WeekDay | Friday | 8 | 18 | 889037.3908 | 937594.1952 | 294274.3737 | 72977.119 | 1887.3682 | 4334.8514 | 2200105.2983 | 1061827.2602 | 1119821.3773 | 351468.4031 | 87160.6696 | 2254.1898 | 5177.3563 | 2627709.2564
WeekDay | Friday | 8 | 19 | 1007501.4569 | 939262.2724 | 292462.4674 | 72959.0558 | 1696.0665 | 4329.4476 | 2318210.7667 | 1203315.5442 | 1121813.6556 | 349304.3417 | 87139.0958 | 2025.7074 | 5170.9023 | 2768769.2469
WeekDay | Friday | 8 | 20 | 1083308.833 | 888023.8674 | 287228.7087 | 73050.6882 | 1311.6902 | 4195.3661 | 2337119.1535 | 1293856.5487 | 1060616.7523 | 343053.3698 | 87248.5375 | 1566.6252 | 5010.7612 | 2791352.5947
WeekDay | Friday | 8 | 21 | 1139567.0047 | 850087.4789 | 282498.3898 | 72968.7212 | 1688.4428 | 4090.8929 | 2350900.9302 | 1361048.8411 | 1015307.194 | 337403.6844 | 87150.6397 | 2016.602 | 4885.983 | 2807812.9443
WeekDay | Friday | 8 | 22 | 1149912.3662 | 805196.3382 | 277867.1779 | 72869.9883 | 1276.8812 | 3833.8752 | 2310956.6269 | 1373404.887 | 961691.1848 | 331872.3681 | 87032.7174 | 1525.0509 | 4579.0123 | 2760105.2205
WeekDay | Friday | 8 | 23 | 1086117.7735 | 773626.9449 | 273792.6316 | 72825.2973 | 1444.839 | 3685.9465 | 2211493.4328 | 1297211.424 | 923986.0863 | 327005.9088 | 86979.3404 | 1725.6523 | 4402.3328 | 2641310.7446
Saturday | Saturday | 8 | 0 | 997805.7942 | 750801.7914 | 270908.7081 | 72797.6228 | 1618.0566 | 3677.7282 | 2097609.7014 | 1191735.47 | 896724.7243 | 323561.4771 | 86946.2873 | 1932.5358 | 4392.5173 | 2505293.0116
Saturday | Saturday | 8 | 1 | 934043.6401 | 732841.1638 | 269216.9159 | 72793.889 | 1769.3486 | 3571.2286 | 2014236.1859 | 1115580.7501 | 875273.3385 | 321540.8747 | 86941.8278 | 2113.2323 | 4265.3187 | 2405715.3421
Saturday | Saturday | 8 | 2 | 879283.3264 | 711957.0483 | 268318.2192 | 72789.9779 | 1714.9189 | 3672.7747 | 1937736.2655 | 1050177.4336 | 850330.2671 | 320467.5107 | 86937.1565 | 2048.2239 | 4386.601 | 2314347.1929
Saturday | Saturday | 8 | 3 | 839181.323 | 695749.4027 | 267143.0826 | 72787.241 | 1956.2179 | 3747.1894 | 1880564.4566 | 1002281.3599 | 830972.5662 | 319063.9792 | 86933.8876 | 2336.4209 | 4475.4787 | 2246063.6924
Saturday | Saturday | 8 | 4 | 808688.6144 | 695704.0318 | 269685.3536 | 72784.9824 | 2714.9238 | 3836.6897 | 1853414.5958 | 965862.2063 | 830918.3772 | 322100.3561 | 86931.1901 | 3242.5859 | 4582.3738 | 2213637.0896
Saturday | Saturday | 8 | 5 | 822601.5862 | 717159.0738 | 275235.8356 | 159.6224 | 3380.6088 | 4070.9664 | 1822607.6933 | 982479.2496 | 856543.3382 | 328729.6083 | 190.646 | 4037.6509 | 4862.1837 | 2176842.6767
Saturday | Saturday | 8 | 6 | 842129.3295 | 752049.7076 | 283216.4146 | 156.3625 | 3326.1791 | 4160.4666 | 1885038.46 | 1005802.3295 | 898215.1806 | 338261.2618 | 186.7526 | 3972.6425 | 4969.0788 | 2251407.2458
Saturday | Saturday | 8 | 7 | 736376.4768 | 885291.575 | 296127.1399 | 126.5023 | 2793.5839 | 4508.4481 | 1925223.726 | 879495.7613 | 1057353.4222 | 353681.2657 | 151.0888 | 3336.5341 | 5384.6926 | 2299402.7647
Saturday | Saturday | 8 | 8 | 661658.9809 | 1064105.345 | 307615.1498 | 141.6134 | 3472.566 | 4657.2774 | 2041650.9325 | 790256.4619 | 1270920.7451 | 367402.0407 | 169.1368 | 4147.4805 | 5562.4479 | 2438458.3128
Saturday | Saturday | 8 | 9 | 640318.7104 | 1160700.9633 | 306589.8132 | 158.3481 | 3861.1974 | 4931.8574 | 2116560.8899 | 764768.5789 | 1386290.3141 | 366177.4237 | 189.1241 | 4611.6449 | 5890.3941 | 2527927.4798
Saturday | Saturday | 8 | 10 | 640188.437 | 1208712.8771 | 307924.3877 | 163.6596 | 3999.4287 | 4644.3308 | 2165633.121 | 764612.9861 | 1443633.6379 | 367771.381 | 195.4679 | 4776.7422 | 5546.985 | 2586537.2001
Saturday | Saturday | 8 | 11 | 639899.8609 | 1233076.6475 | 310208.5559 | 373.8378 | 3538.9336 | 4607.6301 | 2191705.4659 | 764268.3234 | 1472732.6565 | 370499.4913 | 446.4955 | 4226.747 | 5503.1513 | 2617676.865
Saturday | Saturday | 8 | 12 | 637001.254 | 1235932.008 | 313366.9718 | 260.1459 | 3901.2662 | 4643.3176 | 2195104.9635 | 760806.3545 | 1476142.9737 | 374271.7647 | 310.7068 | 4659.5012 | 5545.7749 | 2621737.0758
Saturday | Saturday | 8 | 13 | 611077.9286 | 1239579.1854 | 309259.1703 | 184.502 | 4473.1619 | 4842.9201 | 2169416.8683 | 729844.6718 | 1480499.0025 | 369365.5867 | 220.3611 | 5342.5484 | 5784.1713 | 2591056.3418
Saturday | Saturday | 8 | 14 | 631107.814 | 1225931.2682 | 302962.4737 | 184.8343 | 4862.0889 | 4578.8099 | 2169627.289 | 753767.4883 | 1464198.5289 | 361845.0886 | 220.758 | 5807.0656 | 5468.7297 | 2591307.6591
Saturday | Saturday | 8 | 15 | 663806.3843 | 1178270.2285 | 306087.3825 | 189.9522 | 5498.6974 | 4812.8615 | 2158665.5064 | 792821.2263 | 1407274.2738 | 365577.3426 | 226.8706 | 6567.403 | 5748.2706 | 2578215.3868
Saturday | Saturday | 8 | 16 | 708904.8737 | 1098962.7015 | 291379.7346 | 186.0737 | 5047.3034 | 4452.8341 | 2108933.521 | 846684.8836 | 1312552.8426 | 348011.1731 | 222.2383 | 6028.2778 | 5318.2697 | 2518817.6851
Saturday | Saturday | 8 | 17 | 764007.2715 | 1006867.0911 | 285649.4582 | 173.3888 | 3961.6057 | 4319.7658 | 2064978.5811 | 912496.7704 | 1202557.8854 | 341167.1822 | 207.088 | 4731.5681 | 5159.3388 | 2466319.8329
Saturday | Saturday | 8 | 18 | 864964.471 | 970230.4076 | 281497.745 | 72923.7127 | 2593.1219 | 4140.7653 | 2196350.2235 | 1033075.6208 | 1158800.6378 | 336208.5581 | 87096.8835 | 3097.1111 | 4945.5485 | 2623224.3598
Saturday | Saturday | 8 | 19 | 918117.249 | 941342.2551 | 278137.1684 | 73052.386 | 1806.4033 | 4190.4126 | 2216645.8744 | 1096558.9672 | 1124297.8956 | 332194.8329 | 87250.5653 | 2157.4889 | 5004.845 | 2647464.5949
Saturday | Saturday | 8 | 20 | 945890.3296 | 899455.0341 | 275446.375 | 73272.4299 | 1448.6213 | 4119.6005 | 2199632.3904 | 1129729.9164 | 1074269.6364 | 328981.0673 | 87513.376 | 1730.1697 | 4920.2701 | 2627144.436
Saturday | Saturday | 8 | 21 | 983830.4276 | 858216.9912 | 274114.3652 | 73372.0581 | 1585.5524 | 3986.9825 | 2195106.377 | 1175043.9051 | 1025016.727 | 327390.1733 | 87632.3676 | 1893.7142 | 4761.877 | 2621738.7641
Saturday | Saturday | 8 | 22 | 1010935.7529 | 815114.7029 | 268409.2533 | 73226.1205 | 1281.4318 | 3814.7368 | 2172781.9981 | 1207417.3166 | 973537.2445 | 320576.2379 | 87458.0661 | 1530.4859 | 4556.1543 | 2595075.5052
Saturday | Saturday | 8 | 23 | 987576.587 | 787409.1335 | 265382.2891 | 72864.3082 | 1393.4233 | 3729.8523 | 2118355.5934 | 1179518.1536 | 940446.9279 | 316960.9646 | 87025.9333 | 1664.2437 | 4454.7719 | 2530070.995
Sunday | Sunday | 8 | 0 | 944838.1144 | 758214.1032 | 263796.2175 | 72804.3332 | 2116.552 | 3744.9378 | 2045514.2582 | 1128473.1967 | 905577.6643 | 315066.6303 | 86954.3019 | 2527.9169 | 4472.7895 | 2443072.4995
Sunday | Sunday | 8 | 1 | 892502.2241 | 729942.8322 | 261691.2609 | 72788.4055 | 2666.5222 | 3674.1257 | 1963265.3706 | 1065965.5051 | 871811.6984 | 312552.5625 | 86935.2785 | 3184.7772 | 4388.2146 | 2344838.0362
Sunday | Sunday | 8 | 2 | 850513.9878 | 715437.058 | 260395.0883 | 72785.9407 | 2829.9294 | 3713.6409 | 1905675.6451 | 1015816.5975 | 854486.6381 | 311004.4707 | 86932.3347 | 3379.9436 | 4435.4098 | 2276055.3944
Sunday | Sunday | 8 | 3 | 810811.6433 | 697502.0467 | 259712.0699 | 72781.9688 | 3068.2144 | 3745.7259 | 1847621.669 | 968397.8589 | 833065.8474 | 310188.7036 | 86927.5908 | 3664.5407 | 4473.7307 | 2206718.272
Sunday | Sunday | 8 | 4 | 775632.3655 | 694963.9389 | 257465.4588 | 72778.1304 | 3283.0373 | 3776.6851 | 1807899.616 | 926381.2728 | 830034.4427 | 307505.4498 | 86923.0064 | 3921.1157 | 4510.707 | 2159275.9943
Sunday | Sunday | 8 | 5 | 757664.8566 | 705206.1787 | 251914.1113 | 152.5367 | 4015.2671 | 3769.2549 | 1722722.2053 | 904921.6683 | 842267.3246 | 300875.1638 | 182.1832 | 4795.6589 | 4501.8327 | 2057543.8314
Sunday | Sunday | 8 | 6 | 756747.2281 | 702472.492 | 247967.7921 | 148.5678 | 3649.9205 | 3739.1963 | 1714725.1968 | 903825.6931 | 839002.3291 | 296161.8533 | 177.4428 | 4359.3049 | 4465.932 | 2047992.5553
Sunday | Sunday | 8 | 7 | 769356.0355 | 739780.7811 | 250569.2445 | 119.2927 | 2622.6712 | 3763.1756 | 1766211.2007 | 918885.0996 | 883561.7131 | 299268.914 | 142.478 | 3132.4034 | 4494.5719 | 2109485.1799
Sunday | Sunday | 8 | 8 | 771245.1255 | 818608.0672 | 251578.2129 | 122.4169 | 2778.9866 | 3746.8517 | 1848079.6607 | 921141.3457 | 977709.5657 | 300473.9815 | 146.2093 | 3319.0997 | 4475.0753 | 2207265.2771
Sunday | Sunday | 8 | 9 | 753512.4586 | 898106.2717 | 253376.7094 | 122.1387 | 2894.2286 | 3693.9396 | 1911705.7466 | 899962.2263 | 1072658.7338 | 302622.0268 | 145.8771 | 3456.7396 | 4411.8794 | 2283257.483
Sunday | Sunday | 8 | 10 | 739804.9676 | 938980.2308 | 255625.6571 | 132.7654 | 2970.6429 | 3711.9522 | 1941226.216 | 883590.6003 | 1121476.7975 | 305308.0713 | 158.5691 | 3548.0055 | 4433.3929 | 2318515.4367
Sunday | Sunday | 8 | 11 | 738802.6523 | 970644.5159 | 255663.39 | 131.7529 | 3468.37 | 3741.3353 | 1972452.0164 | 882393.4789 | 1159295.2305 | 305353.1378 | 157.3599 | 4142.469 | 4468.4868 | 2355810.163
Sunday | Sunday | 8 | 12 | 744518.7011 | 971070.3177 | 256317.572 | 155.0838 | 3460.8054 | 3786.2543 | 1979308.7343 | 889220.4768 | 1159803.7896 | 306134.4641 | 185.2253 | 4133.4342 | 4522.136 | 2363999.526
Sunday | Sunday | 8 | 13 | 739634.9052 | 954475.9024 | 255842.233 | 188.8018 | 4143.1562 | 3868.9998 | 1958153.9983 | 883387.4852 | 1139984.1478 | 305566.7401 | 225.4966 | 4948.404 | 4620.9637 | 2338733.2374
Sunday | Sunday | 8 | 14 | 720381.7852 | 935658.1074 | 252237.6464 | 207.2744 | 4435.1025 | 4008.8228 | 1916928.7388 | 860392.4034 | 1117508.9991 | 301261.58 | 247.5594 | 5297.0919 | 4787.9621 | 2289495.5959
Sunday | Sunday | 8 | 15 | 745328.3389 | 924350.3145 | 249107.4949 | 229.2175 | 5134.5918 | 4119.6005 | 1928269.5582 | 890187.4727 | 1104003.4673 | 297523.0644 | 273.7673 | 6132.5312 | 4920.2701 | 2303040.573
Sunday | Sunday | 8 | 16 | 760722.6874 | 904105.813 | 246748.4237 | 235.8263 | 5210.1787 | 4280.138 | 1921303.0671 | 908573.8072 | 1079824.3227 | 294705.4932 | 281.6605 | 6222.8089 | 5112.0091 | 2294720.1017
Sunday | Sunday | 8 | 17 | 792980.4442 | 867365.5871 | 241886.6404 | 244.8656 | 4789.1614 | 4384.6113 | 1911651.31 | 947101.0569 | 1035943.4086 | 288898.7925 | 292.4568 | 5719.9642 | 5236.7874 | 2283192.4664
Sunday | Sunday | 8 | 18 | 878110.4622 | 879773.5228 | 240814.1482 | 73111.9938 | 2851.0867 | 4300.5148 | 2078961.7285 | 1048776.6161 | 1050762.9027 | 287617.8548 | 87321.7582 | 3405.2129 | 5136.3462 | 2483020.6908
Sunday | Sunday | 8 | 19 | 921635.1929 | 876404.4949 | 240077.4245 | 73536.0292 | 1990.6723 | 4336.4275 | 2117980.2412 | 1100760.6451 | 1046739.0835 | 286737.9443 | 87828.2075 | 2377.5717 | 5179.2388 | 2529622.6908
Sunday | Sunday | 8 | 20 | 934002.1161 | 853233.0156 | 237835.5347 | 73912.9615 | 1627.926 | 4288.9192 | 2104900.4731 | 1115531.1556 | 1019064.0851 | 284060.3295 | 88278.3989 | 1944.3234 | 5122.4969 | 2514000.7896
Sunday | Sunday | 8 | 21 | 954300.0167 | 829730.1789 | 234671.1712 | 73861.6291 | 1787.4918 | 4174.8767 | 2098525.3646 | 1139774.0778 | 990993.328 | 280280.9526 | 88217.0898 | 2134.9018 | 4986.2896 | 2506386.6396
Sunday | Sunday | 8 | 22 | 966966.0639 | 803253.1175 | 226138.7512 | 73641.6839 | 1428.1732 | 3930.5805 | 2075358.3703 | 1154901.8489 | 959370.2873 | 270090.2045 | 87954.3968 | 1705.7474 | 4694.5129 | 2478716.9979
Sunday | Sunday | 8 | 23 | 949263.9901 | 779100.235 | 223153.1919 | 73512.9023 | 1587.7981 | 3833.7626 | 2030451.8801 | 1133759.2685 | 930523.1439 | 266524.3833 | 87800.5857 | 1896.3965 | 4578.8779 | 2425082.6558
WeekDay | Monday | 8 | 0 | 906901.6273 | 749958.2609 | 220701.0046 | 73379.2973 | 2055.6806 | 3770.6058 | 1956766.4766 | 1083163.5206 | 895717.2484 | 263595.5985 | 87641.0138 | 2455.2147 | 4503.4462 | 2337076.0423
WeekDay | Monday | 8 | 1 | 862311.2875 | 720352.5223 | 222428.8138 | 72990.0264 | 2525.6315 | 3706.0981 | 1884314.3796 | 1029906.7748 | 860357.4529 | 265659.2179 | 87176.0857 | 3016.5035 | 4426.401 | 2250542.4359
WeekDay | Monday | 8 | 2 | 827481.318 | 696154.6474 | 221784.6027 | 72809.1566 | 2537.924 | 3754.8448 | 1824522.4935 | 988307.3872 | 831456.5727 | 264889.8004 | 86960.0628 | 3031.1851 | 4484.6219 | 2179129.63
WeekDay | Monday | 8 | 3 | 788891.3944 | 695879.9584 | 221020.3169 | 72805.8745 | 2343.1355 | 3690.6748 | 1784631.3544 | 942217.2752 | 831128.4962 | 263976.971 | 86956.1427 | 2798.5382 | 4407.9801 | 2131485.4034
WeekDay | Monday | 8 | 4 | 753582.6472 | 692923.4281 | 220040.7064 | 72804.7664 | 2411.2169 | 3674.576 | 1745437.341 | 900046.0565 | 827597.3461 | 262806.9672 | 86954.8192 | 2879.8517 | 4388.7524 | 2084673.7932
WeekDay | Monday | 8 | 5 | 733233.52 | 692204.491 | 219814.1816 | 175.5746 | 2753.5151 | 3648.908 | 1651830.1904 | 875741.9515 | 826738.6792 | 262536.416 | 209.6987 | 3288.6777 | 4358.0957 | 1972873.5187
WeekDay | Monday | 8 | 6 | 729054.1645 | 681322.7343 | 219002.7303 | 172.3563 | 2884.9501 | 3519.8926 | 1635956.8281 | 870750.3127 | 813741.9863 | 261567.2541 | 205.8548 | 3445.6578 | 4204.0053 | 1953915.0711
WeekDay | Monday | 8 | 7 | 747215.4767 | 686167.4735 | 222498.6752 | 137.1364 | 2025.4222 | 3532.1637 | 1661576.3477 | 892441.3874 | 819528.3303 | 265742.6573 | 163.7896 | 2419.0754 | 4218.6613 | 1984513.9014
WeekDay | Monday | 8 | 8 | 777691.1396 | 720025.5627 | 227247.5901 | 135.7048 | 2386.2182 | 3426.7898 | 1730913.0053 | 928840.1822 | 859966.9468 | 271414.553 | 162.0799 | 2849.9944 | 4092.8074 | 2067326.5637
WeekDay | Monday | 8 | 9 | 784673.5295 | 759940.4792 | 228932.7122 | 138.7756 | 2547.3797 | 3489.3837 | 1779722.2598 | 937179.6424 | 907639.5721 | 273427.1888 | 165.7474 | 3042.4786 | 4167.5668 | 2125622.1961
WeekDay | Monday | 8 | 10 | 772772.345 | 789922.7417 | 232242.1082 | 138.9803 | 2649.5019 | 3696.6415 | 1801422.3185 | 922965.3897 | 943449.0712 | 277379.7863 | 165.9919 | 3164.4488 | 4415.1064 | 2151539.7944
WeekDay | Monday | 8 | 11 | 759656.2341 | 818355.3836 | 233889.1363 | 140.015 | 2994.6368 | 3472.8346 | 1818508.2404 | 907300.0822 | 977407.7714 | 279346.9244 | 167.2277 | 3576.6629 | 4147.8013 | 2171946.4699
WeekDay | Monday | 8 | 12 | 760789.6647 | 841920.0936 | 235097.3218 | 140.6825 | 3482.5537 | 3451.5572 | 1844881.8734 | 908653.802 | 1005552.4273 | 280789.9281 | 168.025 | 4159.4093 | 4122.3885 | 2203445.9803
WeekDay | Monday | 8 | 13 | 754841.4423 | 841470.9454 | 234714.6499 | 139.2725 | 3913.736 | 3909.866 | 1838989.912 | 901549.506 | 1005015.9845 | 280332.8816 | 166.341 | 4674.3946 | 4669.7724 | 2196408.8801
WeekDay | Monday | 8 | 14 | 739056.5028 | 843208.4703 | 234046.5922 | 146.31 | 4336.94 | 4108.9055 | 1824903.7207 | 882696.6668 | 1007091.2079 | 279534.9828 | 174.7462 | 5179.8509 | 4907.4965 | 2179584.9511
WeekDay | Monday | 8 | 15 | 737236.4821 | 838908.2207 | 232154.8563 | 152.1051 | 4568.074 | 3924.2761 | 1816944.0142 | 880522.9139 | 1001955.1784 | 277275.5764 | 181.6676 | 5455.9073 | 4686.9832 | 2170078.2268
WeekDay | Monday | 8 | 16 | 744707.5519 | 825544.1463 | 229756.4082 | 158.8473 | 4648.4479 | 4069.728 | 1808885.1297 | 889446.0319 | 985993.7143 | 274410.9753 | 189.7203 | 5551.9023 | 4860.7046 | 2160453.0487
WeekDay | Monday | 8 | 17 | 778467.3453 | 821878.6283 | 227804.9729 | 172.9326 | 3632.9001 | 4117.6866 | 1836074.4658 | 929767.2482 | 981615.7803 | 272080.2665 | 206.5431 | 4338.9765 | 4917.9843 | 2192926.799
WeekDay | Monday | 8 | 18 | 867406.3061 | 853047.2017 | 227174.0608 | 72897.4839 | 1893.9872 | 4021.0939 | 2026440.1337 | 1035992.0415 | 1018842.1571 | 271326.7328 | 87065.557 | 2262.0953 | 4802.6182 | 2420291.2019
WeekDay | Monday | 8 | 19 | 969751.7657 | 849569.3306 | 228567.816 | 73221.7295 | 1614.6288 | 4040.6827 | 2126765.9533 | 1158228.969 | 1014688.3405 | 272991.3729 | 87452.8217 | 1928.4419 | 4826.0141 | 2540115.96
WeekDay | Monday | 8 | 20 | 1039759.632 | 824558.6258 | 227620.9679 | 73228.5177 | 1432.5465 | 4000.0417 | 2170600.3315 | 1241843.2934 | 984816.6518 | 271860.499 | 87460.9292 | 1710.9707 | 4777.4743 | 2592469.8184
WeekDay | Monday | 8 | 21 | 1081568.7573 | 796598.1285 | 227593.8499 | 72999.1073 | 1527.104 | 3823.5179 | 2184110.465 | 1291778.2786 | 951421.8604 | 271828.1104 | 87186.9316 | 1823.9061 | 4566.6421 | 2608605.7291
WeekDay | Monday | 8 | 22 | 1079120.6859 | 780512.8069 | 226996.8219 | 72838.0964 | 1299.2204 | 3698.2176 | 2164465.8491 | 1288854.4095 | 932210.2578 | 271115.0465 | 86994.6272 | 1551.7319 | 4416.9889 | 2585143.0617
WeekDay | Monday | 8 | 23 | 1026411.147 | 760192.8971 | 227667.3125 | 72831.0137 | 1582.893 | 3622.2268 | 2092307.4901 | 1225900.4484 | 907941.0489 | 271915.851 | 86986.1679 | 1890.5379 | 4326.2288 | 2498960.2831
WeekDay | Tuesday | 8 | 0 | 955481.5964 | 742358.3919 | 225995.5229 | 72811.1763 | 2260.8704 | 3565.487 | 2002473.0451 | 1141185.3047 | 886640.2983 | 269919.1389 | 86962.475 | 2700.2845 | 4258.4613 | 2391665.9627
WeekDay | Tuesday | 8 | 1 | 894654.275 | 727325.4743 | 226364.9282 | 72795.9495 | 2901.9705 | 3500.1913 | 1927542.7887 | 1068535.8203 | 868685.6409 | 270360.3404 | 86944.2888 | 3465.9862 | 4180.4749 | 2302172.5515
WeekDay | Tuesday | 8 | 2 | 850675.2797 | 707731.1307 | 227925.3492 | 72791.52 | 2765.8076 | 3543.1964 | 1865432.2835 | 1016009.2375 | 845283.0165 | 272224.0387 | 86938.9983 | 3303.3593 | 4231.8384 | 2227990.4886
WeekDay | Tuesday | 8 | 3 | 799653.6732 | 699233.4148 | 230267.9898 | 72793.24 | 2135.1089 | 3629.5444 | 1807712.9711 | 955071.2689 | 835133.7174 | 275021.9859 | 86941.0527 | 2550.0804 | 4334.9687 | 2159053.0739
WeekDay | Tuesday | 8 | 4 | 778023.9736 | 702981.7712 | 235125.12 | 72792.0095 | 2229.6664 | 3723.4353 | 1794875.976 | 929237.7045 | 839610.5899 | 280823.1291 | 86939.583 | 2663.0158 | 4447.1077 | 2143721.1301
WeekDay | Tuesday | 8 | 5 | 789849.3302 | 732793.709 | 241619.2195 | 166.4796 | 2921.8275 | 3938.2358 | 1771288.8018 | 943361.3917 | 875216.6606 | 288579.3967 | 198.836 | 3489.7026 | 4703.6561 | 2115549.6438
WeekDay | Tuesday | 8 | 6 | 804893.792 | 783127.5075 | 252732.2056 | 162.6108 | 2812.1408 | 4085.4891 | 1847813.7458 | 961329.8369 | 935333.1415 | 301852.2598 | 194.2152 | 3358.6976 | 4879.5289 | 2206947.6801
WeekDay | Tuesday | 8 | 7 | 703049.2716 | 911626.3518 | 272028.2378 | 136.2989 | 2237.231 | 4381.0087 | 1893458.3999 | 839691.2094 | 1088806.5243 | 324898.5942 | 162.7895 | 2672.0506 | 5232.4847 | 2261463.6526
WeekDay | Tuesday | 8 | 8 | 638824.3124 | 1081900.4983 | 287824.2519 | 180.0027 | 2643.8284 | 4672.9259 | 2016045.8197 | 762983.7355 | 1292174.4955 | 343764.6605 | 214.9874 | 3157.6727 | 5581.1377 | 2407876.6893
WeekDay | Tuesday | 8 | 9 | 623840.9583 | 1165343.5295 | 300951.5726 | 202.2833 | 2991.8001 | 4770.4192 | 2098100.5631 | 745088.2746 | 1391835.1916 | 359443.3565 | 241.5983 | 3573.2748 | 5697.5795 | 2505879.2753
WeekDay | Tuesday | 8 | 10 | 627979.9533 | 1219089.3635 | 304649.8241 | 211.0883 | 3277.3638 | 4641.9667 | 2159849.5598 | 750031.7087 | 1456026.8581 | 363860.3859 | 252.1146 | 3914.3396 | 5544.1614 | 2579629.5682
WeekDay | Tuesday | 8 | 11 | 637886.9019 | 1238202.0491 | 306994.3591 | 210.8881 | 3139.3098 | 4989.0475 | 2191422.5555 | 761864.1334 | 1478854.2114 | 366660.5957 | 251.8754 | 3749.454 | 5958.6995 | 2617338.9693
WeekDay | Tuesday | 8 | 12 | 640828.9142 | 1235867.9001 | 309475.0735 | 228.8934 | 3460.8054 | 4562.8237 | 2194424.4103 | 765377.9439 | 1476066.4061 | 369623.4521 | 273.3802 | 4133.4342 | 5449.6365 | 2620924.2529
WeekDay | Tuesday | 8 | 13 | 633828.4769 | 1242528.6956 | 311193.7733 | 224.2821 | 4015.8581 | 4449.0064 | 2196240.0924 | 757016.9288 | 1484021.7681 | 371676.1917 | 267.8727 | 4796.3648 | 5313.6981 | 2623092.8241
WeekDay | Tuesday | 8 | 14 | 638793.0097 | 1232914.384 | 306947.1157 | 210.9333 | 4212.5378 | 4920.5995 | 2187998.5799 | 762946.3489 | 1472538.856 | 366604.1702 | 251.9295 | 5031.2703 | 5876.9482 | 2613249.5231
WeekDay | Tuesday | 8 | 15 | 678337.7956 | 1180695.9973 | 299178.724 | 215.463 | 4453.4821 | 4888.9648 | 2167770.4269 | 810176.9065 | 1410171.5057 | 357325.9438 | 257.3396 | 5319.0437 | 5839.1651 | 2589089.9044
WeekDay | Tuesday | 8 | 16 | 733217.8455 | 1124158.2644 | 292484.2125 | 172.8622 | 4729.5901 | 4440.4504 | 2159203.2251 | 875723.2306 | 1342645.3176 | 349330.313 | 206.459 | 5648.815 | 5303.4792 | 2578857.6144
WeekDay | Tuesday | 8 | 17 | 795339.4763 | 1025097.017 | 283023.4628 | 154.1515 | 4031.9329 | 4264.7147 | 2111910.7552 | 949918.5814 | 1224330.9092 | 338030.8086 | 184.1118 | 4815.5638 | 5093.5882 | 2522373.5629
WeekDay | Tuesday | 8 | 18 | 909798.2443 | 983155.9792 | 274828.7367 | 72897.5551 | 2290.7151 | 4224.8618 | 2247196.0922 | 1086623.1129 | 1174238.3735 | 328243.3872 | 87065.6421 | 2735.9297 | 5045.9896 | 2683952.4349
WeekDay | Tuesday | 8 | 19 | 1010396.6853 | 957135.3012 | 270365.1336 | 73182.5101 | 1789.974 | 4227.1134 | 2317096.7175 | 1206773.4779 | 1143160.4171 | 322912.2555 | 87405.9798 | 2137.8664 | 5048.6788 | 2767438.6755
WeekDay | Tuesday | 8 | 20 | 1069809.9681 | 905612.883 | 271850.6852 | 73345.698 | 1487.3899 | 4114.1967 | 2326220.8208 | 1277734.0966 | 1081624.301 | 324686.5331 | 87600.8843 | 1776.4732 | 4913.8161 | 2778336.1042
WeekDay | Tuesday | 8 | 21 | 1110296.3896 | 862356.3249 | 267629.2753 | 73289.3056 | 1614.097 | 3946.5667 | 2319131.959 | 1326089.3025 | 1029960.5655 | 319644.6663 | 87533.5316 | 1927.8066 | 4713.6061 | 2769869.4787
WeekDay | Tuesday | 8 | 22 | 1106056.6451 | 818777.6312 | 262615.3658 | 73060.2468 | 1462.8049 | 3700.6943 | 2265673.3881 | 1321025.5376 | 977912.0854 | 313656.2728 | 87259.9539 | 1747.11 | 4419.947 | 2706020.9066
WeekDay | Tuesday | 8 | 23 | 1015958.7888 | 787453.0507 | 259061.3879 | 72814.5549 | 1554.5257 | 3651.047 | 2140493.355 | 1213416.6103 | 940499.3806 | 309411.5575 | 86966.5102 | 1856.6573 | 4360.6504 | 2556511.3663
WeekDay | Wednesday | 8 | 0 | 954356.861 | 771792.51 | 254943.2478 | 72801.9048 | 2198.4625 | 3630.7828 | 2059723.7689 | 1139841.9701 | 921795.1178 | 304493.0316 | 86951.4015 | 2625.7471 | 4336.4477 | 2460043.7158
WeekDay | Wednesday | 8 | 1 | 892770.1115 | 747444.5573 | 252295.5765 | 72800.4903 | 2595.6041 | 3569.3147 | 1971475.6544 | 1066285.4581 | 892714.9911 | 301330.7691 | 86949.7121 | 3100.0756 | 4263.0329 | 2354644.0391
WeekDay | Wednesday | 8 | 2 | 847983.1316 | 729132.899 | 252223.6574 | 72799.5157 | 2692.0527 | 3637.425 | 1908468.6814 | 1012793.854 | 870844.3497 | 301244.8721 | 86948.5481 | 3215.2697 | 4344.3808 | 2279391.2744
WeekDay | Wednesday | 8 | 3 | 803549.2291 | 711453.2428 | 250762.8169 | 72799.3333 | 2496.3187 | 3711.8396 | 1844772.7804 | 959723.95 | 849728.544 | 299500.1083 | 86948.3302 | 2981.4935 | 4433.2584 | 2203315.6844
WeekDay | Wednesday | 8 | 4 | 767475.3786 | 715222.5605 | 252421.6341 | 72798.9483 | 2674.0868 | 3775.5593 | 1814368.1677 | 916638.9255 | 854230.4516 | 301481.3268 | 86947.8704 | 3193.812 | 4509.3624 | 2167001.7487
WeekDay | Wednesday | 8 | 5 | 807414.631 | 745812.2302 | 258493.476 | 172.8466 | 3386.105 | 4023.2329 | 1819302.5217 | 964340.6165 | 890765.4112 | 308733.2685 | 206.4404 | 4044.2153 | 4805.1729 | 2172895.1247
WeekDay | Wednesday | 8 | 6 | 829979.1197 | 801577.106 | 266207.9091 | 169.7054 | 3225.3572 | 4177.9164 | 1905337.1139 | 991290.652 | 957368.5327 | 317947.0489 | 202.6887 | 3852.2251 | 4989.92 | 2275651.0675
WeekDay | Wednesday | 8 | 7 | 702064.9558 | 925965.3764 | 283015.3674 | 138.1495 | 2290.1833 | 4506.0839 | 1917980.1164 | 838515.5858 | 1105932.4263 | 338021.1398 | 164.9998 | 2735.2944 | 5381.869 | 2290751.3151
WeekDay | Wednesday | 8 | 8 | 617086.6248 | 1104370.2967 | 296889.0496 | 163.0826 | 2836.3121 | 4703.6599 | 2026049.0257 | 737021.195 | 1319011.4371 | 354591.2572 | 194.7786 | 3387.5667 | 5617.8451 | 2419824.0797
WeekDay | Wednesday | 8 | 9 | 595247.6116 | 1202275.56 | 309139.4157 | 201.1255 | 3171.6958 | 4669.2108 | 2114704.6194 | 710937.6356 | 1435945.1887 | 369222.5571 | 240.2155 | 3788.1343 | 5576.7005 | 2525710.4318
WeekDay | Wednesday | 8 | 10 | 597377.5227 | 1260557.5422 | 312727.5749 | 222.4664 | 3602.6417 | 4704.2228 | 2179191.9707 | 713481.508 | 1505554.6316 | 373508.0971 | 265.704 | 4302.8372 | 5618.5174 | 2602731.2953
WeekDay | Wednesday | 8 | 11 | 605021.1052 | 1290857.1356 | 314407.5583 | 219.7806 | 3820.9514 | 4758.0356 | 2219084.5667 | 722610.6676 | 1541743.1369 | 375514.5955 | 262.4963 | 4563.5767 | 5682.7889 | 2650377.262
WeekDay | Wednesday | 8 | 12 | 608954.7443 | 1288234.4602 | 318443.323 | 220.7278 | 4080.9255 | 4852.6019 | 2224786.7826 | 727308.8336 | 1538610.7284 | 380334.7359 | 263.6275 | 4874.0784 | 5795.7348 | 2657187.7386
WeekDay | Wednesday | 8 | 13 | 603922.9941 | 1288296.3982 | 318862.767 | 215.8101 | 4431.202 | 4800.2527 | 2220529.4241 | 721299.1319 | 1538684.7044 | 380835.7014 | 257.7542 | 5292.4333 | 5733.2112 | 2652102.9363
WeekDay | Wednesday | 8 | 14 | 613158.2507 | 1281708.6574 | 316038.2975 | 203.4426 | 4833.367 | 4658.1781 | 2220600.1933 | 732329.3172 | 1530816.5958 | 377462.2789 | 242.983 | 5772.7615 | 5563.5235 | 2652187.46
WeekDay | Wednesday | 8 | 15 | 659061.0222 | 1225039.7321 | 305736.7643 | 193.442 | 5092.1591 | 4494.038 | 2199617.1577 | 787153.5739 | 1463133.7173 | 365158.5795 | 231.0386 | 6081.8515 | 5367.4818 | 2627126.2427
WeekDay | Wednesday | 8 | 16 | 719423.3809 | 1145918.3677 | 299242.1956 | 178.19 | 5179.1521 | 4493.1374 | 2174434.4236 | 859247.7272 | 1368634.6305 | 357401.7516 | 212.8223 | 6185.752 | 5366.4062 | 2597049.0898
WeekDay | Wednesday | 8 | 17 | 783889.7135 | 1039607.1009 | 289785.2349 | 169.8552 | 4065.5599 | 4537.2683 | 2122054.7328 | 936243.487 | 1241661.1169 | 346106.7726 | 202.8676 | 4855.7264 | 5419.1142 | 2534489.0848
WeekDay | Wednesday | 8 | 18 | 903175.7272 | 991581.2738 | 279936.2618 | 72806.08 | 2404.5979 | 4513.7393 | 2254417.68 | 1078713.4691 | 1184301.1758 | 334343.5912 | 86956.3881 | 2871.9462 | 5391.0122 | 2692577.5826
WeekDay | Wednesday | 8 | 19 | 1004640.0389 | 959679.9715 | 277501.988 | 72822.254 | 2125.2395 | 4536.1425 | 2321305.6344 | 1199897.992 | 1146199.6597 | 331436.2013 | 86975.7057 | 2538.2928 | 5417.7696 | 2772465.6211
WeekDay | Wednesday | 8 | 20 | 1063022.2439 | 908267.6056 | 273773.0101 | 73023.0413 | 1710.5456 | 4388.3264 | 2324184.7729 | 1269627.1366 | 1084794.9852 | 326982.4737 | 87215.5172 | 2043.0007 | 5241.2245 | 2775904.3378
WeekDay | Wednesday | 8 | 21 | 1107578.9452 | 861415.2312 | 269073.2426 | 73012.0445 | 1757.8244 | 4201.3328 | 2317038.6206 | 1322843.706 | 1028836.5645 | 321369.2776 | 87202.3831 | 2099.4683 | 5017.8876 | 2767369.2871
WeekDay | Wednesday | 8 | 22 | 1112130.4188 | 818270.5118 | 263172.3514 | 73006.7107 | 1457.1315 | 3943.4145 | 2271980.5387 | 1328279.7864 | 977306.4043 | 314321.5119 | 87196.0127 | 1740.3339 | 4709.8413 | 2713553.8905
WeekDay | Wednesday | 8 | 23 | 1047452.0635 | 784911.3386 | 259876.4791 | 72865.5839 | 1688.7974 | 3856.2784 | 2170650.5409 | 1251030.7962 | 937463.6711 | 310385.0666 | 87027.4571 | 2017.0255 | 4605.7697 | 2592529.7863
WeekDay | Thursday | 8 | 0 | 950730.4445 | 753841.6947 | 255690.9888 | 72829.6289 | 2234.3943 | 3807.982 | 2039135.1333 | 1135510.7372 | 900355.4515 | 305386.1006 | 86984.514 | 2668.6626 | 4548.0867 | 2435453.5526
WeekDay | Thursday | 8 | 1 | 891400.1713 | 729928.0582 | 253289.4128 | 72811.4382 | 2875.4943 | 3737.8454 | 1954042.4203 | 1064649.2616 | 871794.0531 | 302517.7636 | 86962.7877 | 3434.3643 | 4464.3185 | 2333822.5489
WeekDay | Thursday | 8 | 2 | 848333.9152 | 709369.0847 | 253733.196 | 72798.8971 | 2926.5554 | 3687.7477 | 1890849.3961 | 1013212.8146 | 847239.3169 | 303047.7988 | 86947.8093 | 3495.3494 | 4404.4841 | 2258347.573
WeekDay | Thursday | 8 | 3 | 805120.2974 | 699146.1051 | 254287.6249 | 72798.5352 | 2647.6107 | 3770.831 | 1837771.0042 | 961600.365 | 835029.4385 | 303709.9843 | 86947.377 | 3162.1901 | 4503.7151 | 2194953.07
WeekDay | Thursday | 8 | 4 | 781365.6271 | 707730.9142 | 257199.9687 | 72801.1623 | 3004.0926 | 3911.1043 | 1826012.8692 | 933228.8289 | 845282.7579 | 307188.3601 | 86950.5147 | 3587.9564 | 4671.2514 | 2180909.6694
WeekDay | Thursday | 8 | 5 | 796590.1319 | 732851.4541 | 262604.7832 | 174.0037 | 3724.6209 | 4143.1295 | 1800088.1234 | 951412.3096 | 875285.6289 | 313643.6334 | 207.8224 | 4448.5238 | 4948.3721 | 2149946.2902
WeekDay | Thursday | 8 | 6 | 814672.1089 | 769008.9994 | 271064.1597 | 170.2187 | 3955.3413 | 4347.798 | 1863218.6259 | 973008.6297 | 918470.6148 | 323747.1416 | 203.3017 | 4724.0861 | 5192.8192 | 2225346.5931
WeekDay | Thursday | 8 | 7 | 695989.1837 | 902576.025 | 286188.8234 | 152.2163 | 2908.5895 | 4722.348 | 1892537.1859 | 831258.95 | 1077997.2111 | 341811.3764 | 181.8005 | 3473.8917 | 5640.1653 | 2260363.395
WeekDay | Thursday | 8 | 8 | 616211.9104 | 1088152.9894 | 299127.5073 | 168.733 | 3129.8541 | 4375.1546 | 2011166.1488 | 735976.4744 | 1299642.1966 | 357264.7729 | 201.5273 | 3738.1604 | 5225.4928 | 2402048.6244
WeekDay | Thursday | 8 | 9 | 596134.6679 | 1190831.0153 | 307921.2389 | 174.1787 | 3673.5599 | 4574.1942 | 2103308.8548 | 711997.0967 | 1422276.3266 | 367767.6201 | 208.0314 | 4387.5387 | 5463.2169 | 2512099.8305
WeekDay | Thursday | 8 | 10 | 599223.9607 | 1240059.8387 | 312911.264 | 182.0172 | 3804.0492 | 4394.0679 | 2160575.1978 | 715686.8125 | 1481073.0737 | 373727.4873 | 217.3934 | 4543.3895 | 5248.0819 | 2580496.2385
WeekDay | Thursday | 8 | 11 | 605568.2637 | 1264560.1885 | 316273.8635 | 183.1921 | 3827.6886 | 4457.7876 | 2194870.9841 | 723264.1698 | 1510335.2168 | 377743.6287 | 218.7967 | 4571.6234 | 5324.1859 | 2621457.6212
WeekDay | Thursday | 8 | 12 | 605678.4421 | 1262788.0734 | 320216.6837 | 211.6884 | 4090.5585 | 4858.7937 | 2197844.2397 | 723395.7619 | 1508218.6802 | 382452.76 | 252.8313 | 4885.5837 | 5803.13 | 2625008.7472
WeekDay | Thursday | 8 | 13 | 600424.0464 | 1275334.4979 | 321487.8362 | 227.6925 | 4768.536 | 4993.3255 | 2207235.9345 | 717120.1423 | 1523203.5793 | 383970.9688 | 271.946 | 5695.3302 | 5963.8089 | 2636225.7755
WeekDay | Thursday | 8 | 14 | 606324.8677 | 1257310.4727 | 321009.4497 | 221.6512 | 4682.4887 | 4998.8419 | 2194547.7717 | 724167.8243 | 1501676.4742 | 383399.605 | 264.7305 | 5592.559 | 5970.3974 | 2621071.5905
WeekDay | Thursday | 8 | 15 | 647327.3917 | 1196383.8285 | 314414.6526 | 205.699 | 4936.8484 | 5035.3174 | 2168303.7376 | 773139.4403 | 1428908.3631 | 375523.0687 | 245.6778 | 5896.3552 | 6013.9623 | 2589726.8673
WeekDay | Thursday | 8 | 16 | 703513.8484 | 1119046.4399 | 307139.3889 | 188.0712 | 4416.782 | 4696.1171 | 2139000.6475 | 840246.0795 | 1336539.9786 | 366833.8129 | 224.624 | 5275.2107 | 5608.8363 | 2554728.542
WeekDay | Thursday | 8 | 17 | 762187.777 | 1029829.4632 | 300581.6129 | 173.0431 | 4204.9732 | 4628.1195 | 2101604.9889 | 910323.6461 | 1229983.1353 | 359001.4929 | 206.6751 | 5022.2355 | 5527.6229 | 2510064.8078
WeekDay | Thursday | 8 | 18 | 871155.2388 | 991455.9026 | 293641.5042 | 72883.4246 | 2834.8346 | 4553.93 | 2236524.8348 | 1040469.6024 | 1184151.4379 | 350712.5315 | 87048.7651 | 3385.8021 | 5439.0142 | 2671207.1532
WeekDay | Thursday | 8 | 19 | 968705.9213 | 968210.9179 | 288470.938 | 73309.4174 | 1954.7404 | 4551.4532 | 2305203.3883 | 1156979.8582 | 1156388.6479 | 344537.034 | 87557.5523 | 2334.6562 | 5436.0561 | 2753233.8047
WeekDay | Thursday | 8 | 20 | 1018502.2419 | 916289.9325 | 283360.4211 | 73578.5544 | 1693.5253 | 4435.0466 | 2297859.7218 | 1216454.3991 | 1094376.5005 | 338433.2568 | 87878.9977 | 2022.6723 | 5297.0251 | 2744462.8517
WeekDay | Thursday | 8 | 21 | 1067810.5788 | 867534.5676 | 278309.5798 | 73165.5714 | 1746.4775 | 4253.1191 | 2292819.8942 | 1275346.1138 | 1036145.2315 | 332400.7535 | 87385.7489 | 2085.9161 | 5079.7389 | 2738443.5027
WeekDay | Thursday | 8 | 22 | 1075475.7646 | 817686.2352 | 274695.2655 | 72854.3884 | 1568.7093 | 4026.4977 | 2246306.8607 | 1284501.0755 | 976608.5699 | 328083.975 | 87014.0856 | 1873.5976 | 4809.0722 | 2682890.3759
WeekDay | Thursday | 8 | 23 | 1016435.0392 | 787247.3725 | 271341.7325 | 72848.5866 | 1860.8921 | 3903.7867 | 2153637.4096 | 1213985.423 | 940253.7276 | 324078.6623 | 87007.1562 | 2222.5679 | 4662.5116 | 2572210.0486
WeekDay | Friday | 8 | 0 | 966438.712 | 710682.9883 | 267192.8294 | 72831.5767 | 2472.0883 | 3998.6907 | 2023616.8854 | 1154272.0029 | 848808.5857 | 319123.3945 | 86986.8403 | 2952.5538 | 4775.8608 | 2416919.238
WeekDay | Friday | 8 | 1 | 903288.4139 | 695396.4251 | 264019.1919 | 72814.6943 | 2832.1752 | 3951.7453 | 1942302.6456 | 1078848.057 | 830550.9852 | 315332.9411 | 86966.6768 | 3382.6258 | 4719.7913 | 2319801.0771
WeekDay | Friday | 8 | 2 | 851890.5984 | 678730.9857 | 261834.6427 | 72809.3139 | 2646.0741 | 3910.654 | 1871822.2688 | 1017460.7608 | 810646.5155 | 312723.8113 | 86960.2506 | 3160.3549 | 4670.7136 | 2235622.4067
WeekDay | Friday | 8 | 3 | 821835.6474 | 673019.4727 | 263589.5417 | 72807.5337 | 2270.9172 | 3976.5127 | 1837499.6253 | 981564.4458 | 803824.9349 | 314819.7857 | 86958.1245 | 2712.2838 | 4749.3723 | 2194628.947
WeekDay | Friday | 8 | 4 | 795570.3492 | 672864.7598 | 264544.7435 | 72808.4446 | 2416.1221 | 4034.3782 | 1812238.7974 | 950194.3259 | 803640.1525 | 315960.6369 | 86959.2123 | 2885.7102 | 4818.4844 | 2164458.5223
WeekDay | Friday | 8 | 5 | 811343.3065 | 697675.1875 | 266107.5435 | 182.7464 | 3178.6694 | 4323.1432 | 1782810.5964 | 969032.8541 | 833272.6391 | 317827.1766 | 218.2642 | 3796.4633 | 5163.3726 | 2129310.77
WeekDay | Friday | 8 | 6 | 828594.9708 | 738082.1619 | 273084.3456 | 179.9011 | 3590.9402 | 4453.0593 | 1847985.3789 | 989637.4852 | 881532.9568 | 326159.963 | 214.866 | 4288.8615 | 5318.5386 | 2207152.6711
WeekDay | Friday | 8 | 7 | 711427.7128 | 868256.7021 | 287782.0435 | 152.5226 | 2896.4743 | 4821.6426 | 1875337.098 | 849698.052 | 1037007.7173 | 343714.2486 | 182.1664 | 3459.4218 | 5758.7585 | 2239820.3646
WeekDay | Friday | 8 | 8 | 632648.0496 | 1050716.8496 | 301666.0157 | 176.5352 | 2993.8094 | 4789.2199 | 1992990.4794 | 755607.0781 | 1254930.1134 | 360296.656 | 210.8459 | 3575.6747 | 5720.0342 | 2380340.4022
WeekDay | Friday | 8 | 9 | 611048.6065 | 1140157.276 | 310275.3826 | 177.9578 | 3326.1791 | 4688.0115 | 2069673.4134 | 729809.6507 | 1361753.8352 | 370579.3061 | 212.545 | 3972.6425 | 5599.1552 | 2471927.1348
WeekDay | Friday | 8 | 10 | 612955.8278 | 1194615.48 | 316346.7921 | 176.5641 | 3760.9074 | 4491.7864 | 2132347.3579 | 732087.5523 | 1426796.3252 | 377830.7314 | 210.8804 | 4491.8628 | 5364.7926 | 2546782.1447
WeekDay | Friday | 8 | 11 | 613771.8813 | 1192838.5712 | 323404.0009 | 180.714 | 3292.1384 | 4479.1776 | 2137966.4834 | 733062.2107 | 1424674.0632 | 386259.552 | 215.8369 | 3931.9857 | 5349.7332 | 2553493.3818
WeekDay | Friday | 8 | 12 | 618614.2121 | 1192566.1063 | 324492.75 | 180.4263 | 3650.6888 | 4416.0208 | 2143920.2042 | 738845.6783 | 1424348.6431 | 387559.9061 | 215.4932 | 4360.2225 | 5274.3015 | 2560604.2447
WeekDay | Friday | 8 | 13 | 610790.2844 | 1196279.9876 | 321912.4519 | 185.6331 | 4359.4565 | 4435.6095 | 2137963.423 | 729501.1222 | 1428784.34 | 384478.1112 | 221.7121 | 5206.7436 | 5297.6974 | 2553489.7266
WeekDay | Friday | 8 | 14 | 616013.7661 | 1193975.0169 | 323931.9143 | 182.2605 | 4725.6305 | 4657.1648 | 2143485.7532 | 735739.8195 | 1426031.3842 | 386890.0686 | 217.684 | 5644.0858 | 5562.3134 | 2560085.3555
WeekDay | Friday | 8 | 15 | 654739.2031 | 1139253.3711 | 321119.2445 | 182.8925 | 4668.896 | 5004.8086 | 2124968.4157 | 781991.7828 | 1360674.2509 | 383530.7391 | 218.4388 | 5576.3246 | 5977.5238 | 2537969.0599
WeekDay | Friday | 8 | 16 | 710760.2095 | 1073441.568 | 313484.4971 | 176.1057 | 4637.101 | 4975.2003 | 2107474.6816 | 848900.8154 | 1282071.5202 | 374412.1317 | 210.3329 | 5538.3501 | 5942.161 | 2517075.3113
WeekDay | Friday | 8 | 17 | 774528.6413 | 977948.2975 | 304817.3104 | 418.7477 | 3619.6621 | 4800.9281 | 2066133.587 | 925063.0329 | 1168018.547 | 364060.4241 | 500.1338 | 4323.1656 | 5734.018 | 2467699.3214
WeekDay | Friday | 8 | 18 | 889037.3908 | 939045.2136 | 299590.7346 | 73076.2561 | 1887.3682 | 4653.3372 | 2207290.3005 | 1061827.2602 | 1121554.4101 | 357818.0312 | 87279.0747 | 2254.1898 | 5557.7418 | 2636290.7079
WeekDay | Friday | 8 | 19 | 1007501.4569 | 940939.8838 | 295708.2191 | 73380.2445 | 1696.0665 | 4676.4158 | 2323902.2867 | 1203315.5442 | 1123817.3211 | 353180.9251 | 87642.145 | 2025.7074 | 5585.3059 | 2775566.9488
WeekDay | Friday | 8 | 20 | 1083308.833 | 890625.8232 | 291311.6267 | 73507.2378 | 1311.6902 | 4532.54 | 2344597.7507 | 1293856.5487 | 1063724.4142 | 347929.8279 | 87793.8203 | 1566.6252 | 5413.4669 | 2800284.7032
WeekDay | Friday | 8 | 21 | 1139567.0047 | 852794.0063 | 285819.3338 | 73267.8972 | 1688.4428 | 4327.6463 | 2357464.3313 | 1361048.8411 | 1018539.7517 | 341370.0743 | 87507.9624 | 2016.602 | 5168.7509 | 2815651.9826
WeekDay | Friday | 8 | 22 | 1149912.3662 | 806930.6958 | 281511.7503 | 72927.9791 | 1276.8812 | 4043.4971 | 2316603.1697 | 1373404.887 | 963762.6255 | 336225.2855 | 87101.9791 | 1525.0509 | 4829.3756 | 2766849.2036
WeekDay | Friday | 8 | 23 | 1086117.7735 | 774751.8523 | 278848.8537 | 72851.6336 | 1444.839 | 3888.1382 | 2217903.0903 | 1297211.424 | 925329.6263 | 333044.8386 | 87010.7954 | 1725.6523 | 4643.8217 | 2648966.1584
Saturday | Saturday | 8 | 0 | 997805.7942 | 752702.3136 | 278259.9592 | 72825.0747 | 1618.0566 | 3977.3007 | 2107188.4991 | 1191735.47 | 898994.6246 | 332341.4889 | 86979.0747 | 1932.5358 | 4750.3135 | 2516733.5074
Saturday | Saturday | 8 | 1 | 934043.6401 | 734293.3988 | 272833.5358 | 72812.2956 | 1769.3486 | 3902.098 | 2019654.3169 | 1115580.7501 | 877007.8243 | 325860.4068 | 86963.8118 | 2113.2323 | 4660.4947 | 2412186.5201
Saturday | Saturday | 8 | 2 | 879283.3264 | 712677.6098 | 270481.2316 | 72811.4486 | 1714.9189 | 3856.2784 | 1940824.8136 | 1050177.4336 | 851190.8742 | 323050.9178 | 86962.8001 | 2048.2239 | 4605.7697 | 2318036.0193
Saturday | Saturday | 8 | 3 | 839181.323 | 696222.5679 | 269663.0319 | 72811.3247 | 1956.2179 | 3907.727 | 1883742.1924 | 1002281.3599 | 831537.694 | 322073.696 | 86962.6522 | 2336.4209 | 4667.2177 | 2249859.0406
Saturday | Saturday | 8 | 4 | 808688.6144 | 696764.5438 | 264210.1246 | 72808.5699 | 2714.9238 | 3918.1968 | 1849104.9734 | 965862.2063 | 832185.0062 | 315560.9827 | 86959.362 | 3242.5859 | 4679.7224 | 2208489.8656
Saturday | Saturday | 8 | 5 | 822601.5862 | 717399.619 | 269038.5572 | 181.4402 | 3380.6088 | 4176.5654 | 1816778.3768 | 982479.2496 | 856830.6348 | 321327.8508 | 216.7042 | 4037.6509 | 4988.3065 | 2169880.3968
Saturday | Saturday | 8 | 6 | 842129.3295 | 752941.5757 | 278049.3316 | 179.0874 | 3326.1791 | 4389.5647 | 1881015.0681 | 1005802.3295 | 899280.3888 | 332089.9245 | 213.8942 | 3972.6425 | 5242.7036 | 2246601.883
Saturday | Saturday | 8 | 7 | 736376.4768 | 886208.4153 | 289222.0858 | 158.6129 | 2793.5839 | 4485.9323 | 1919245.107 | 879495.7613 | 1058448.4559 | 345434.172 | 189.4403 | 3336.5341 | 5357.8008 | 2292262.1644
Saturday | Saturday | 8 | 8 | 661658.9809 | 1063466.2476 | 303125.7269 | 172.3852 | 3472.566 | 4496.5147 | 2036392.4213 | 790256.4619 | 1270157.4351 | 362040.071 | 205.8894 | 4147.4805 | 5370.4399 | 2432177.7777
Saturday | Saturday | 8 | 9 | 640318.7104 | 1159333.0413 | 314051.7938 | 182.7241 | 3861.1974 | 4537.3809 | 2122284.8479 | 764768.5789 | 1384656.5282 | 375089.686 | 218.2377 | 4611.6449 | 5419.2487 | 2534763.9242
Saturday | Saturday | 8 | 10 | 640188.437 | 1207197.4207 | 317899.4274 | 188.5273 | 3999.4287 | 4120.0508 | 2173593.292 | 764612.9861 | 1441823.6432 | 379685.1308 | 225.1688 | 4776.7422 | 4920.8079 | 2596044.479
Saturday | Saturday | 8 | 11 | 639899.8609 | 1231193.545 | 322780.8712 | 244.2886 | 3538.9336 | 5160.28 | 2202817.7793 | 764268.3234 | 1470483.5614 | 385515.3132 | 291.7676 | 4226.747 | 6163.2121 | 2630948.9248
Saturday | Saturday | 8 | 12 | 637001.254 | 1233366.3574 | 327377.323 | 210.5802 | 3901.2662 | 4171.7245 | 2206028.5054 | 760806.3545 | 1473078.6733 | 391005.1136 | 251.5078 | 4659.5012 | 4982.5248 | 2634783.6751
Saturday | Saturday | 8 | 13 | 611077.9286 | 1236747.6385 | 330117.1291 | 219.8755 | 4473.1619 | 4634.9868 | 2187270.7204 | 729844.6718 | 1477117.1271 | 394277.4178 | 262.6097 | 5342.5484 | 5535.8249 | 2612380.1996
Saturday | Saturday | 8 | 14 | 631107.814 | 1223109.2441 | 320644.0392 | 226.373 | 4862.0889 | 5094.534 | 2185044.0932 | 753767.4883 | 1460828.0271 | 382963.1748 | 270.37 | 5807.0656 | 6084.6879 | 2609720.8137
Saturday | Saturday | 8 | 15 | 663806.3843 | 1173738.0085 | 306819.8019 | 211.6817 | 5498.6974 | 4802.2791 | 2154876.8528 | 792821.2263 | 1401861.1891 | 366452.1121 | 252.8233 | 6567.403 | 5735.6315 | 2573690.3852
Saturday | Saturday | 8 | 16 | 708904.8737 | 1095755.0349 | 299489.0063 | 200.5759 | 5047.3034 | 4569.9162 | 2113966.7104 | 846684.8836 | 1308721.7463 | 357696.5315 | 239.559 | 6028.2778 | 5458.1074 | 2524829.1056
Saturday | Saturday | 8 | 17 | 764007.2715 | 1004206.5761 | 295318.6818 | 227.5731 | 3961.6057 | 4215.5177 | 2071937.2259 | 912496.7704 | 1199380.283 | 352715.6788 | 271.8033 | 4731.5681 | 5034.8295 | 2474630.9331
Saturday | Saturday | 8 | 18 | 864964.471 | 967943.4229 | 289136.9178 | 72967.2711 | 2593.1219 | 4156.8641 | 2201762.0689 | 1033075.6208 | 1156069.1636 | 345332.4511 | 87148.9078 | 3097.1111 | 4964.7761 | 2629688.0305
Saturday | Saturday | 8 | 19 | 918117.249 | 940113.1924 | 291997.4477 | 73331.6001 | 1806.4033 | 4191.0881 | 2229556.9806 | 1096558.9672 | 1122829.9571 | 348748.9425 | 87584.0463 | 2157.4889 | 5005.6518 | 2662885.0538
Saturday | Saturday | 8 | 20 | 945890.3296 | 897684.6831 | 285628.2245 | 73457.8064 | 1448.6213 | 4083.4627 | 2208193.1276 | 1129729.9164 | 1072155.2068 | 341141.8218 | 87734.7816 | 1730.1697 | 4877.1087 | 2637369.005
Saturday | Saturday | 8 | 21 | 983830.4276 | 857565.618 | 280008.7854 | 73240.0463 | 1585.5524 | 3925.8522 | 2200156.2818 | 1175043.9051 | 1024238.7553 | 334430.2101 | 87474.6985 | 1893.7142 | 4688.8656 | 2627770.1488
Saturday | Saturday | 8 | 22 | 1010935.7529 | 815087.3214 | 274391.6341 | 73188.9505 | 1281.4318 | 3703.0585 | 2178588.1492 | 1207417.3166 | 973504.5413 | 327721.3311 | 87413.6719 | 1530.4859 | 4422.7706 | 2602010.1174
Saturday | Saturday | 8 | 23 | 987576.587 | 787139.2063 | 270134.0091 | 73189.9741 | 1393.4233 | 3640.9149 | 2123074.1148 | 1179518.1536 | 940124.5386 | 322636.2105 | 87414.8944 | 1664.2437 | 4348.5491 | 2535706.5899
Sunday | Sunday | 8 | 0 | 944838.1144 | 757339.5035 | 266128.6344 | 73158.1542 | 2116.552 | 3582.7116 | 2047163.6701 | 1128473.1967 | 904533.0808 | 317852.3666 | 87376.8901 | 2527.9169 | 4279.0336 | 2445042.4848
Sunday | Sunday | 8 | 1 | 892502.2241 | 730128.8538 | 263321.9164 | 72861.6661 | 2666.5222 | 3569.3147 | 1965050.4973 | 1065965.5051 | 872033.8744 | 314500.1458 | 87022.7778 | 3184.7772 | 4263.0329 | 2346970.1132
Sunday | Sunday | 8 | 2 | 850513.9878 | 715640.2902 | 261501.5859 | 72799.716 | 2829.9294 | 3608.7173 | 1906894.2266 | 1015816.5975 | 854729.3696 | 312326.0229 | 86948.7873 | 3379.9436 | 4310.0937 | 2277510.8146
Sunday | Sunday | 8 | 3 | 810811.6433 | 697867.9365 | 259324.6642 | 72796.3404 | 3068.2144 | 3599.711 | 1847468.5098 | 968397.8589 | 833502.85 | 309726.0031 | 86944.7556 | 3664.5407 | 4299.3369 | 2206535.3453
Sunday | Sunday | 8 | 4 | 775632.3655 | 694352.2261 | 258400.2173 | 72796.445 | 3283.0373 | 3640.0143 | 1808104.3054 | 926381.2728 | 829303.8397 | 308621.8843 | 86944.8805 | 3921.1157 | 4347.4734 | 2159520.4664
Sunday | Sunday | 8 | 5 | 757664.8566 | 705659.7274 | 258759.9729 | 174.1112 | 4015.2671 | 3652.2854 | 1729926.2206 | 904921.6683 | 842809.0232 | 309051.5606 | 207.9508 | 4795.6589 | 4362.1294 | 2066147.9913
Sunday | Sunday | 8 | 6 | 756747.2281 | 704678.4477 | 257056.4731 | 170.9767 | 3649.9205 | 3552.2027 | 1725855.2488 | 903825.6931 | 841637.0258 | 307016.9752 | 204.2071 | 4359.3049 | 4242.5951 | 2061285.8012
Sunday | Sunday | 8 | 7 | 769356.0355 | 742044.6549 | 258461.1181 | 136.8078 | 2622.6712 | 3468.8943 | 1776090.1818 | 918885.0996 | 886265.5846 | 308694.6216 | 163.3972 | 3132.4034 | 4143.0952 | 2121284.2015
Sunday | Sunday | 8 | 8 | 771245.1255 | 820757.1465 | 261225.8304 | 149.6388 | 2778.9866 | 3335.4883 | 1859492.2161 | 921141.3457 | 980276.3317 | 311996.6726 | 178.7221 | 3319.0997 | 3983.7609 | 2220895.9326
Sunday | Sunday | 8 | 9 | 753512.4586 | 899588.9018 | 265255.685 | 163.6188 | 2894.2286 | 3282.0133 | 1924696.9061 | 899962.2263 | 1074429.5221 | 316809.7542 | 195.4191 | 3456.7396 | 3919.8927 | 2298773.5541
Sunday | Sunday | 8 | 10 | 739804.9676 | 941471.7103 | 267769.1119 | 169.945 | 2970.6429 | 3283.3643 | 1955469.7419 | 883590.6003 | 1124452.5113 | 319811.681 | 202.9748 | 3548.0055 | 3921.5062 | 2335527.2792
Sunday | Sunday | 8 | 11 | 738802.6523 | 973026.192 | 267924.7182 | 171.8393 | 3468.37 | 3292.9335 | 1986686.7054 | 882393.4789 | 1162139.8001 | 319997.5304 | 205.2374 | 4142.469 | 3932.9353 | 2372811.4511
Sunday | Sunday | 8 | 12 | 744518.7011 | 973727.0376 | 268600.9684 | 168.1915 | 3460.8054 | 3992.3863 | 1994468.0904 | 889220.4768 | 1162976.8593 | 320805.214 | 200.8806 | 4133.4342 | 4768.3311 | 2382105.1959
Sunday | Sunday | 8 | 13 | 739634.9052 | 958014.2709 | 268770.4499 | 164.3895 | 4143.1562 | 3590.367 | 1974317.5387 | 883387.4852 | 1144210.2201 | 321007.6353 | 196.3396 | 4948.404 | 4288.1768 | 2358038.2609
Sunday | Sunday | 8 | 14 | 720381.7852 | 937033.4134 | 265833.7775 | 172.7858 | 4435.1025 | 3782.4266 | 1931639.291 | 860392.4034 | 1119151.6041 | 317500.2025 | 206.3677 | 5297.0919 | 4517.5644 | 2307065.2341
Sunday | Sunday | 8 | 15 | 745328.3389 | 923197.9531 | 263172.2404 | 174.0482 | 5134.5918 | 3965.2548 | 1940972.4271 | 890187.4727 | 1102627.1373 | 314321.3794 | 207.8755 | 6132.5312 | 4735.9264 | 2318212.3224
Sunday | Sunday | 8 | 16 | 760722.6874 | 902549.9706 | 263981.1798 | 187.9822 | 5210.1787 | 4000.9423 | 1936652.941 | 908573.8072 | 1077966.0928 | 315287.5411 | 224.5177 | 6222.8089 | 4778.55 | 2313053.3177
Sunday | Sunday | 8 | 17 | 792980.4442 | 866265.5871 | 258963.3642 | 205.3941 | 4789.1614 | 4250.7549 | 1927454.7059 | 947101.0569 | 1034629.6168 | 309294.4823 | 245.3137 | 5719.9642 | 5076.9152 | 2302067.3492
Sunday | Sunday | 8 | 18 | 878110.4622 | 879490.1468 | 254776.7616 | 72858.0376 | 2851.0867 | 4358.6055 | 2092445.1005 | 1048776.6161 | 1050424.4508 | 304294.1878 | 87018.4441 | 3405.2129 | 5205.7273 | 2499124.6389
Sunday | Sunday | 8 | 19 | 921635.1929 | 881314.1178 | 253273.0724 | 73178.7993 | 1990.6723 | 4470.3964 | 2135862.2511 | 1100760.6451 | 1052602.9218 | 302498.2474 | 87401.5478 | 2377.5717 | 5339.2454 | 2550980.179
Sunday | Sunday | 8 | 20 | 934002.1161 | 857530.2713 | 250812.6714 | 73476.9273 | 1627.926 | 4277.8865 | 2121727.7985 | 1115531.1556 | 1024196.5388 | 299559.6523 | 87757.6187 | 1944.3234 | 5109.3199 | 2534098.6088
Sunday | Sunday | 8 | 21 | 954300.0167 | 831784.0918 | 248125.9145 | 73423.4165 | 1787.4918 | 4123.7659 | 2113544.6973 | 1139774.0778 | 993446.4315 | 296350.7078 | 87693.7077 | 2134.9018 | 4925.2451 | 2524325.0717
Sunday | Sunday | 8 | 22 | 966966.0639 | 805810.9038 | 245181.7051 | 73258.8542 | 1428.1732 | 3913.2433 | 2096558.9435 | 1154901.8489 | 962425.195 | 292834.2731 | 87497.1618 | 1705.7474 | 4673.8062 | 2504038.0325
Sunday | Sunday | 8 | 23 | 949263.9901 | 781547.3623 | 241302.1674 | 73036.3196 | 1587.7981 | 3799.6512 | 2050537.2887 | 1133759.2685 | 933445.8854 | 288200.7236 | 87231.3762 | 1896.3965 | 4538.1367 | 2449071.7868
WeekDay | Monday | 8 | 0 | 906901.6273 | 751029.7699 | 237473.3877 | 72875.5675 | 2055.6806 | 3775.6719 | 1974111.705 | 1083163.5206 | 896997.0118 | 283627.7971 | 87039.381 | 2455.2147 | 4509.4969 | 2357792.4222
WeekDay | Monday | 8 | 1 | 862311.2875 | 719498.4786 | 238857.3076 | 72822.6463 | 2525.6315 | 3680.5427 | 1899695.8943 | 1029906.7748 | 859337.4207 | 285280.6903 | 86976.1743 | 3016.5035 | 4395.8787 | 2268913.4423
WeekDay | Monday | 8 | 2 | 827481.318 | 696089.6063 | 241629.5892 | 72791.7862 | 2537.924 | 3780.9631 | 1844311.1868 | 988307.3872 | 831378.8905 | 288591.7817 | 86939.3163 | 3031.1851 | 4515.8165 | 2202764.3772
WeekDay | Monday | 8 | 3 | 788891.3944 | 697312.994 | 239525.0158 | 72789.9571 | 2343.1355 | 3761.7121 | 1804624.2089 | 942217.2752 | 832840.051 | 286078.1716 | 86937.1317 | 2798.5382 | 4492.8239 | 2155363.9918
WeekDay | Monday | 8 | 4 | 753582.6472 | 694272.8048 | 235551.6215 | 72789.9571 | 2411.2169 | 3735.0309 | 1762343.2784 | 900046.0565 | 829208.9824 | 281332.5238 | 86937.1317 | 2879.8517 | 4460.9571 | 2104865.5032
WeekDay | Monday | 8 | 5 | 733233.52 | 694931.5558 | 235576.8577 | 163.828 | 2753.5151 | 3779.0493 | 1670438.3259 | 875741.9515 | 829995.7657 | 281362.6649 | 195.669 | 3288.6777 | 4513.5307 | 1995098.2594
WeekDay | Monday | 8 | 6 | 729054.1645 | 684392.4885 | 236116.965 | 159.4963 | 2884.9501 | 3614.4589 | 1656222.5233 | 870750.3127 | 817408.3661 | 282007.7452 | 190.4954 | 3445.6578 | 4316.9511 | 1978119.5284
WeekDay | Monday | 8 | 7 | 747215.4767 | 688127.6834 | 236068.9688 | 125.142 | 2025.4222 | 3293.2712 | 1676855.9643 | 892441.3874 | 821869.519 | 281950.4207 | 149.4641 | 2419.0754 | 3933.3387 | 2002763.2052
WeekDay | Monday | 8 | 8 | 777691.1396 | 721988.2882 | 238133.1435 | 120.0078 | 2386.2182 | 3203.0955 | 1743521.8927 | 928840.1822 | 862311.14 | 284415.7804 | 143.332 | 2849.9944 | 3825.6367 | 2082386.0657
WeekDay | Monday | 8 | 9 | 784673.5295 | 760670.9905 | 242466.0264 | 124.1911 | 2547.3797 | 3097.7216 | 1793579.8388 | 937179.6424 | 908512.0628 | 289590.7857 | 148.3284 | 3042.4786 | 3699.7828 | 2142173.0806
WeekDay | Monday | 8 | 10 | 772772.345 | 790764.8498 | 243531.9968 | 133.4085 | 2649.5019 | 2972.6464 | 1812824.7483 | 922965.3897 | 944454.8481 | 290863.9339 | 159.3372 | 3164.4488 | 3550.3985 | 2165158.3563
WeekDay | Monday | 8 | 11 | 759656.2341 | 820940.2175 | 250822.9709 | 153.8815 | 2994.6368 | 3073.4046 | 1837641.3454 | 907300.0822 | 980494.9837 | 299571.9536 | 183.7893 | 3576.6629 | 3670.7396 | 2194798.2112
WeekDay | Monday | 8 | 12 | 760789.6647 | 844066.8334 | 247779.4035 | 145.8197 | 3482.5537 | 3271.2057 | 1859535.4807 | 908653.802 | 1008116.3992 | 295936.8502 | 174.1607 | 4159.4093 | 3906.9846 | 2220947.606
WeekDay | Monday | 8 | 13 | 754841.4423 | 844180.8368 | 245796.2832 | 147.1392 | 3913.736 | 3357.216 | 1852236.6535 | 901549.506 | 1008252.5599 | 293568.2983 | 175.7366 | 4674.3946 | 4009.7116 | 2212230.207
WeekDay | Monday | 8 | 14 | 739056.5028 | 845211.7599 | 245015.1763 | 146.4442 | 4336.94 | 4179.7176 | 1837946.5408 | 882696.6668 | 1009483.8492 | 292635.3784 | 174.9066 | 5179.8509 | 4992.0714 | 2195162.7232
WeekDay | Monday | 8 | 15 | 737236.4821 | 840269.1494 | 248123.4823 | 152.8416 | 4568.074 | 4020.7562 | 1834370.7857 | 880522.9139 | 1003580.6121 | 296347.8029 | 182.5473 | 5455.9073 | 4802.2148 | 2190891.9982
WeekDay | Monday | 8 | 16 | 744707.5519 | 826216.7148 | 247029.16 | 175.2157 | 4648.4479 | 4037.8682 | 1826814.9585 | 889446.0319 | 986797.0006 | 295040.7923 | 209.2699 | 5551.9023 | 4822.6526 | 2181867.6497
WeekDay | Monday | 8 | 17 | 778467.3453 | 823368.5312 | 245681.5587 | 188.8114 | 3632.9001 | 3985.1813 | 1855324.3281 | 929767.2482 | 983395.2551 | 293431.2764 | 225.5081 | 4338.9765 | 4759.7257 | 2215917.99
WeekDay | Monday | 8 | 18 | 867406.3061 | 855135.4334 | 247086.7531 | 73182.6199 | 1893.9872 | 4028.0738 | 2048733.1736 | 1035992.0415 | 1021336.2494 | 295109.579 | 87406.1109 | 2262.0953 | 4810.9547 | 2446917.0309
WeekDay | Monday | 8 | 19 | 969751.7657 | 850958.1781 | 247996.8317 | 73564.5284 | 1614.6288 | 4126.5804 | 2148012.5131 | 1158228.969 | 1016347.119 | 296196.5369 | 87862.2457 | 1928.4419 | 4928.6066 | 2565491.919
WeekDay | Monday | 8 | 20 | 1039759.632 | 825405.6284 | 244145.7678 | 73581.4464 | 1432.5465 | 4029.1996 | 2188354.2206 | 1241843.2934 | 985828.2745 | 291596.9951 | 87882.4518 | 1710.9707 | 4812.2993 | 2613674.2847
WeekDay | Monday | 8 | 21 | 1081568.7573 | 798508.4508 | 246233.3167 | 73273.9727 | 1527.104 | 3987.8832 | 2205099.4847 | 1291778.2786 | 953703.4656 | 294090.272 | 87515.2187 | 1823.9061 | 4762.9527 | 2633674.0936
WeekDay | Monday | 8 | 22 | 1079120.6859 | 781153.2926 | 244025.1158 | 72974.7321 | 1299.2204 | 3821.8292 | 2182394.8761 | 1288854.4095 | 932975.2259 | 291452.8937 | 87157.8189 | 1551.7319 | 4564.6252 | 2606556.705
WeekDay | Monday | 8 | 23 | 1026411.147 | 760328.6314 | 245155.8289 | 72804.4905 | 1582.893 | 3813.7236 | 2110096.7143 | 1225900.4484 | 908103.1641 | 292803.3678 | 86954.4897 | 1890.5379 | 4554.9441 | 2520206.9521
WeekDay | Tuesday | 8 | 0 | 955481.5964 | 742381.1339 | 244239.9321 | 72800.2181 | 2260.8704 | 3807.4191 | 2020971.1702 | 1141185.3047 | 886667.4604 | 291709.4609 | 86949.387 | 2700.2845 | 4547.4144 | 2413759.3119
WeekDay | Tuesday | 8 | 1 | 894654.275 | 726987.212 | 244128.8791 | 72791.9123 | 2901.9705 | 3706.7736 | 1945171.0224 | 1068535.8203 | 868281.6353 | 291576.824 | 86939.4669 | 3465.9862 | 4427.2078 | 2323226.9404
WeekDay | Tuesday | 8 | 2 | 850675.2797 | 707959.8278 | 243899.3678 | 72792.3507 | 2765.8076 | 3659.0401 | 1881751.6737 | 1016009.2375 | 845556.1623 | 291302.7058 | 86939.9905 | 3303.3593 | 4370.197 | 2247481.6524
WeekDay | Tuesday | 8 | 3 | 799653.6732 | 698969.6215 | 239024.804 | 72790.8138 | 2135.1089 | 3758.1096 | 1816332.1309 | 955071.2689 | 834818.6542 | 285480.7406 | 86938.1549 | 2550.0804 | 4488.5212 | 2169347.4203
WeekDay | Tuesday | 8 | 4 | 778023.9736 | 701516.464 | 247699.1869 | 72793.7177 | 2229.6664 | 3890.5024 | 1806153.5109 | 929237.7045 | 837860.4912 | 295841.043 | 86941.6232 | 2663.0158 | 4646.6454 | 2157190.523
WeekDay | Tuesday | 8 | 5 | 789849.3302 | 732580.6755 | 255263.0342 | 170.6978 | 2921.8275 | 4111.72 | 1784897.2853 | 943361.3917 | 874962.2228 | 304874.9704 | 203.874 | 3489.7026 | 4910.858 | 2131803.0195
WeekDay | Tuesday | 8 | 6 | 804893.792 | 783786.2541 | 262952.8855 | 166.6458 | 2812.1408 | 4278.5619 | 1858890.2801 | 961329.8369 | 936119.9196 | 314059.3914 | 199.0344 | 3358.6976 | 5110.1267 | 2220177.0067
WeekDay | Tuesday | 8 | 7 | 703049.2716 | 912648.0701 | 283513.7309 | 146.5592 | 2237.231 | 4430.6561 | 1906025.5188 | 839691.2094 | 1090026.8198 | 338616.3633 | 175.0439 | 2672.0506 | 5291.7812 | 2276473.2682
WeekDay | Tuesday | 8 | 8 | 638824.3124 | 1081269.187 | 300807.9482 | 145.9332 | 2643.8284 | 4586.3527 | 2028277.5619 | 762983.7355 | 1291420.485 | 359271.8178 | 174.2962 | 3157.6727 | 5477.7385 | 2422485.7456
WeekDay | Tuesday | 8 | 9 | 623840.9583 | 1165363.7251 | 311373.692 | 172.7272 | 2991.8001 | 4712.7788 | 2108455.6815 | 745088.2746 | 1391859.3123 | 371891.0787 | 206.2978 | 3573.2748 | 5628.7363 | 2518246.9744
WeekDay | Tuesday | 8 | 10 | 627979.9533 | 1219881.8804 | 315198.3079 | 184.7772 | 3277.3638 | 4165.5327 | 2170687.8153 | 750031.7087 | 1456973.4055 | 376459.0322 | 220.6898 | 3914.3396 | 4975.1295 | 2592574.3052
WeekDay | Tuesday | 8 | 11 | 637886.9019 | 1239203.8112 | 319694.6163 | 182.3228 | 3139.3098 | 4147.0697 | 2204254.0319 | 761864.1334 | 1480050.6721 | 381829.2257 | 217.7584 | 3749.454 | 4953.0782 | 2632664.3218
WeekDay | Tuesday | 8 | 12 | 640828.9142 | 1235806.7871 | 324977.4379 | 185.0568 | 3460.8054 | 4623.6163 | 2209882.6178 | 765377.9439 | 1475993.4154 | 388138.7961 | 221.0238 | 4133.4342 | 5522.2445 | 2639386.8579
WeekDay | Tuesday | 8 | 13 | 633828.4769 | 1242570.069 | 326540.0213 | 183.6246 | 4015.8581 | 5008.0733 | 2212146.1233 | 757016.9288 | 1484071.1827 | 390005.0772 | 219.3131 | 4796.3648 | 5981.4231 | 2642090.2896
WeekDay | Tuesday | 8 | 14 | 638793.0097 | 1233439.0018 | 324417.0325 | 174.2685 | 4212.5378 | 5177.0543 | 2206212.9046 | 762946.3489 | 1473165.4366 | 387469.4725 | 208.1386 | 5031.2703 | 6183.2466 | 2635003.9134
WeekDay | Tuesday | 8 | 15 | 678337.7956 | 1180606.4956 | 318522.5202 | 164.2678 | 4453.4821 | 4963.8298 | 2187048.3911 | 810176.9065 | 1410064.6087 | 380429.3255 | 196.1943 | 5319.0437 | 5928.5806 | 2612114.6592
WeekDay | Tuesday | 8 | 16 | 733217.8455 | 1122484.6131 | 310620.0717 | 155.4851 | 4729.5901 | 4657.7277 | 2175865.3332 | 875723.2306 | 1340646.3819 | 370990.9877 | 185.7046 | 5648.815 | 5562.9857 | 2598758.1054
WeekDay | Tuesday | 8 | 17 | 795339.4763 | 1023953.789 | 303471.8601 | 154.3458 | 4031.9329 | 4392.2666 | 2131343.6707 | 949918.5814 | 1222965.4878 | 362453.4773 | 184.3439 | 4815.5638 | 5245.9306 | 2545583.3848
WeekDay | Tuesday | 8 | 18 | 909798.2443 | 983379.1749 | 295330.1474 | 72848.4123 | 2290.7151 | 4271.4695 | 2267918.1634 | 1086623.1129 | 1174504.9486 | 352729.3728 | 87006.948 | 2735.9297 | 5101.6557 | 2708701.9678
WeekDay | Tuesday | 8 | 19 | 1010396.6853 | 956562.7887 | 284057.3296 | 72983.7344 | 1789.974 | 4325.3948 | 2330115.9067 | 1206773.4779 | 1142476.6333 | 339265.6138 | 87168.5708 | 2137.8664 | 5166.0618 | 2782988.2239
WeekDay | Tuesday | 8 | 20 | 1069809.9681 | 905681.5597 | 279330.8871 | 72993.2069 | 1487.3899 | 4161.9302 | 2333464.9419 | 1277734.0966 | 1081706.3254 | 333620.5582 | 87179.8844 | 1776.4732 | 4970.8268 | 2786988.1646
WeekDay | Tuesday | 8 | 21 | 1110296.3896 | 862477.1917 | 271741.4449 | 72993.4643 | 1614.097 | 4024.6965 | 2323147.284 | 1326089.3025 | 1030104.9235 | 324556.0613 | 87180.1918 | 1927.8066 | 4806.9209 | 2774665.2066
WeekDay | Tuesday | 8 | 22 | 1106056.6451 | 818697.3097 | 271102.4896 | 72937.9182 | 1462.8049 | 3843.8947 | 2274101.0622 | 1321025.5376 | 977816.153 | 323792.9211 | 87113.8499 | 1747.11 | 4590.9792 | 2716086.5509
WeekDay | Tuesday | 8 | 23 | 1015958.7888 | 786293.7608 | 275494.1366 | 72805.9546 | 1554.5257 | 3743.3617 | 2155850.5282 | 1213416.6103 | 939114.7756 | 329038.1116 | 86956.2384 | 1856.6573 | 4470.907 | 2574853.3004
WeekDay | Wednesday | 8 | 0 | 954356.861 | 770426.1699 | 271855.9461 | 72802.0316 | 2198.4625 | 3809.5581 | 2075449.0293 | 1139841.9701 | 920163.2211 | 324692.8166 | 86951.553 | 2625.7471 | 4549.9691 | 2478825.2769
WeekDay | Wednesday | 8 | 1 | 892770.1115 | 745564.3633 | 270922.5447 | 72800.4073 | 2595.6041 | 3780.6254 | 1988433.6562 | 1066285.4581 | 890469.3698 | 323578.0028 | 86949.6129 | 3100.0756 | 4515.4131 | 2374897.9324
WeekDay | Wednesday | 8 | 2 | 847983.1316 | 727789.9272 | 272127.6819 | 72797.0569 | 2692.0527 | 3709.8132 | 1927099.6636 | 1012793.854 | 869240.3631 | 325017.3659 | 86945.6114 | 3215.2697 | 4430.8382 | 2301643.3022
WeekDay | Wednesday | 8 | 3 | 803549.2291 | 711364.0659 | 269020.6246 | 72799.0707 | 2496.3187 | 3819.1273 | 1863048.4362 | 959723.95 | 849622.0349 | 321306.4329 | 86948.0166 | 2981.4935 | 4561.3982 | 2225143.326
WeekDay | Wednesday | 8 | 4 | 767475.3786 | 715311.9878 | 270340.1274 | 72799.7427 | 2674.0868 | 3983.38 | 1832584.7033 | 916638.9255 | 854337.2596 | 322882.3891 | 86948.8192 | 3193.812 | 4757.5743 | 2188758.7797
WeekDay | Wednesday | 8 | 5 | 807414.631 | 745545.1855 | 277343.3068 | 174.3612 | 3386.105 | 4240.3977 | 1838103.9872 | 964340.6165 | 890446.4648 | 331246.6795 | 208.2494 | 4044.2153 | 5064.545 | 2195350.7703
WeekDay | Wednesday | 8 | 6 | 829979.1197 | 801209.1126 | 282830.6766 | 176.2355 | 3225.3572 | 4456.324 | 1921876.8257 | 991290.652 | 956929.0175 | 337800.5532 | 210.488 | 3852.2251 | 5322.438 | 2295405.3738
WeekDay | Wednesday | 8 | 7 | 702064.9558 | 926262.0891 | 298684.0444 | 152.7889 | 2290.1833 | 4829.7483 | 1934283.8098 | 838515.5858 | 1106286.8069 | 356735.1203 | 182.4844 | 2735.2944 | 5768.4395 | 2310223.7314
WeekDay | Wednesday | 8 | 8 | 617086.6248 | 1105743.1011 | 311389.5852 | 163.1975 | 2836.3121 | 4796.9879 | 2042015.8086 | 737021.195 | 1320651.0544 | 371910.0609 | 194.916 | 3387.5667 | 5729.3119 | 2438894.1048
WeekDay | Wednesday | 8 | 9 | 595247.6116 | 1203758.5925 | 322150.1521 | 170.7757 | 3171.6958 | 4736.1952 | 2129235.023 | 710937.6356 | 1437716.4577 | 384762.0099 | 203.967 | 3788.1343 | 5656.7038 | 2543064.9084
WeekDay | Wednesday | 8 | 10 | 597377.5227 | 1263109.6112 | 322858.6194 | 177.044 | 3602.6417 | 3817.889 | 2190943.3281 | 713481.508 | 1508602.7108 | 385608.1722 | 211.4536 | 4302.8372 | 4559.9191 | 2616766.6011
WeekDay | Wednesday | 8 | 11 | 605021.1052 | 1293586.6646 | 322897.6198 | 176.9965 | 3820.9514 | 3843.1067 | 2229346.4442 | 722610.6676 | 1545003.1665 | 385654.7525 | 211.3969 | 4563.5767 | 4590.038 | 2662633.5984
WeekDay | Wednesday | 8 | 12 | 608954.7443 | 1291155.747 | 327361.968 | 187.328 | 4080.9255 | 3759.2354 | 2235499.9481 | 727308.8336 | 1542099.7852 | 390986.7742 | 223.7363 | 4874.0784 | 4489.8658 | 2669983.0735
WeekDay | Wednesday | 8 | 13 | 603922.9941 | 1291131.3253 | 325815.6478 | 219.4171 | 4431.202 | 4718.2952 | 2230238.8815 | 721299.1319 | 1542070.617 | 389139.9172 | 262.0622 | 5292.4333 | 5635.3248 | 2663699.4864
WeekDay | Wednesday | 8 | 14 | 613158.2507 | 1284447.4744 | 323929.7119 | 213.1006 | 4833.367 | 4890.7661 | 2231472.6707 | 732329.3172 | 1534087.7186 | 386887.4381 | 254.518 | 5772.7615 | 5841.3165 | 2665173.07
WeekDay | Wednesday | 8 | 15 | 659061.0222 | 1229322.525 | 321131.5885 | 207.5058 | 5092.1591 | 4999.1796 | 2219813.9802 | 787153.5739 | 1468248.8973 | 383545.4822 | 247.8358 | 6081.8515 | 5970.8008 | 2651248.4415
WeekDay | Wednesday | 8 | 16 | 719423.3809 | 1151659.9951 | 314786.5821 | 191.716 | 5179.1521 | 4604.7031 | 2195845.5292 | 859247.7272 | 1375492.1783 | 375967.2849 | 228.9772 | 6185.752 | 5499.6553 | 2622621.575
WeekDay | Wednesday | 8 | 17 | 783889.7135 | 1043179.3119 | 306396.3407 | 190.616 | 4065.5599 | 4403.412 | 2142124.954 | 936243.487 | 1245927.609 | 365946.3487 | 227.6634 | 4855.7264 | 5259.2421 | 2558460.0766
WeekDay | Wednesday | 8 | 18 | 903175.7272 | 995737.511 | 298481.2794 | 72797.9596 | 2404.5979 | 4374.4792 | 2276971.5543 | 1078713.4691 | 1189265.2032 | 356492.9467 | 86946.6895 | 2871.9462 | 5224.686 | 2719514.9407
WeekDay | Wednesday | 8 | 19 | 1004640.0389 | 964063.652 | 294909.1001 | 73146.8236 | 2125.2395 | 4323.2558 | 2343208.1099 | 1199897.992 | 1151435.3355 | 352226.4923 | 87363.3574 | 2538.2928 | 5163.507 | 2798624.9771
WeekDay | Wednesday | 8 | 20 | 1063022.2439 | 913137.753 | 293350.2981 | 73399.6502 | 1710.5456 | 4200.7699 | 2348821.2608 | 1269627.1366 | 1090611.6757 | 350364.7277 | 87665.3224 | 2043.0007 | 5017.2153 | 2805329.0783
WeekDay | Wednesday | 8 | 21 | 1107578.9452 | 865324.4966 | 283896.2384 | 73422.7726 | 1757.8244 | 4041.2456 | 2336021.5228 | 1322843.706 | 1033505.6196 | 339073.2135 | 87692.9388 | 2099.4683 | 4826.6864 | 2790041.6327
WeekDay | Wednesday | 8 | 22 | 1112130.4188 | 820932.1222 | 275347.8494 | 73164.8171 | 1457.1315 | 3813.4984 | 2286845.8374 | 1328279.7864 | 980485.315 | 328863.3927 | 87384.848 | 1740.3339 | 4554.6752 | 2731308.3512
WeekDay | Wednesday | 8 | 23 | 1047452.0635 | 786363.7098 | 272805.1466 | 72847.5163 | 1688.7974 | 3709.0252 | 2184866.2588 | 1251030.7962 | 939198.3197 | 325826.5 | 87005.8779 | 2017.0255 | 4429.8969 | 2609508.4162
WeekDay | Thursday | 8 | 0 | 950730.4445 | 755827.7062 | 268716.5232 | 72833.4911 | 2234.3943 | 3788.5059 | 2054131.0651 | 1135510.7372 | 902727.4565 | 320943.2275 | 86989.1268 | 2668.6626 | 4524.8252 | 2453364.0357
WeekDay | Thursday | 8 | 1 | 891400.1713 | 731289.058 | 265475.9354 | 72823.6492 | 2875.4943 | 3711.3893 | 1967575.6975 | 1064649.2616 | 873419.5714 | 317072.8116 | 86977.372 | 3434.3643 | 4432.7206 | 2349986.1015
WeekDay | Thursday | 8 | 2 | 848333.9152 | 710086.2061 | 265902.031 | 72803.7102 | 2926.5554 | 3690.1119 | 1903742.5298 | 1013212.8146 | 848095.8152 | 317581.7215 | 86953.5577 | 3495.3494 | 4407.3078 | 2273746.5662
WeekDay | Thursday | 8 | 3 | 805120.2974 | 700996.8479 | 266312.1848 | 72801.3359 | 2647.6107 | 3691.4629 | 1851569.7396 | 961600.365 | 837239.8846 | 318071.5913 | 86950.722 | 3162.1901 | 4408.9213 | 2211433.6743
WeekDay | Thursday | 8 | 4 | 781365.6271 | 709869.6943 | 268293.2159 | 72799.7434 | 3004.0926 | 3796.9493 | 1839129.3225 | 933228.8289 | 847837.223 | 320437.6478 | 86948.8201 | 3587.9564 | 4534.9097 | 2196575.3859
WeekDay | Thursday | 8 | 5 | 796590.1319 | 735654.3879 | 269340.3262 | 177.1397 | 3724.6209 | 4088.979 | 1809575.5857 | 951412.3096 | 878633.33 | 321688.2705 | 211.5679 | 4448.5238 | 4883.6972 | 2161277.699
WeekDay | Thursday | 8 | 6 | 814672.1089 | 772849.7794 | 273099.4386 | 176.1569 | 3955.3413 | 4305.9186 | 1869058.7437 | 973008.6297 | 923057.874 | 326177.9894 | 210.3941 | 4724.0861 | 5142.8003 | 2232321.7736
WeekDay | Thursday | 8 | 7 | 695989.1837 | 906045.9029 | 286577.0817 | 146.1194 | 2908.5895 | 4603.915 | 1896270.7921 | 831258.95 | 1082141.481 | 342275.0951 | 174.5186 | 3473.8917 | 5498.7141 | 2264822.6505
WeekDay | Thursday | 8 | 8 | 616211.9104 | 1092370.6066 | 299708.992 | 181.6568 | 3129.8541 | 4360.2942 | 2015963.314 | 735976.4744 | 1304679.5335 | 357959.2727 | 216.9629 | 3738.1604 | 5207.7441 | 2407778.1481
WeekDay | Thursday | 8 | 9 | 596134.6679 | 1194880.1403 | 310689.5742 | 204.0553 | 3673.5599 | 4315.4878 | 2109897.4853 | 711997.0967 | 1427112.4238 | 371073.9984 | 243.7147 | 4387.5387 | 5154.2293 | 2519969.0018
WeekDay | Thursday | 8 | 10 | 599223.9607 | 1244685.9788 | 315935.9783 | 233.6003 | 3804.0492 | 4256.2713 | 2168139.8387 | 715686.8125 | 1486598.3326 | 377340.0734 | 279.002 | 4543.3895 | 5083.5037 | 2589531.1137
WeekDay | Thursday | 8 | 11 | 605568.2637 | 1266094.9598 | 319242.5611 | 242.007 | 3827.6886 | 3951.5202 | 2198927.0005 | 723264.1698 | 1512168.2802 | 381289.3108 | 289.0426 | 4571.6234 | 4719.5223 | 2626301.9492
WeekDay | Thursday | 8 | 12 | 605678.4421 | 1265907.8907 | 323084.5741 | 244.5927 | 4090.5585 | 4091.4558 | 2203097.5138 | 723395.7619 | 1511944.8531 | 385878.0425 | 292.1308 | 4885.5837 | 4886.6553 | 2631283.0273
WeekDay | Thursday | 8 | 13 | 600424.0464 | 1278751.842 | 322072.5595 | 239.4748 | 4768.536 | 4101.4753 | 2210357.934 | 717120.1423 | 1527285.1052 | 384669.3367 | 286.0182 | 5695.3302 | 4898.6222 | 2639954.5548
WeekDay | Thursday | 8 | 14 | 606324.8677 | 1260198.4894 | 321817.4555 | 251.1844 | 4682.4887 | 4030.7757 | 2197305.2613 | 724167.8243 | 1505125.7947 | 384364.6518 | 300.0036 | 5592.559 | 4814.1817 | 2624365.0151
WeekDay | Thursday | 8 | 15 | 647327.3917 | 1197989.3745 | 315705.9502 | 248.6588 | 4936.8484 | 4385.9622 | 2170594.1858 | 773139.4403 | 1430825.9568 | 377065.3379 | 296.9872 | 5896.3552 | 5238.4009 | 2592462.4782
WeekDay | Thursday | 8 | 16 | 703513.8484 | 1120838.951 | 307942.1753 | 223.1962 | 4416.782 | 4439.212 | 2141374.1649 | 840246.0795 | 1338680.8753 | 367792.6257 | 266.5758 | 5275.2107 | 5302.0001 | 2557563.367
WeekDay | Thursday | 8 | 17 | 762187.777 | 1032194.7227 | 299203.3442 | 201.5527 | 4204.9732 | 4507.4349 | 2102499.8047 | 910323.6461 | 1232808.0976 | 357355.3491 | 240.7257 | 5022.2355 | 5383.4825 | 2511133.5365
WeekDay | Thursday | 8 | 18 | 871155.2388 | 993346.5547 | 284201.8032 | 72881.9908 | 2834.8346 | 4398.7962 | 2228819.2183 | 1040469.6024 | 1186409.5498 | 339438.1666 | 87047.0527 | 3385.8021 | 5253.7292 | 2662003.9029
WeekDay | Thursday | 8 | 19 | 968705.9213 | 971315.659 | 277295.7573 | 73378.5704 | 1954.7404 | 4436.0598 | 2297086.7083 | 1156979.8582 | 1160096.8145 | 331189.8884 | 87640.1456 | 2334.6562 | 5298.2353 | 2743539.5982
WeekDay | Thursday | 8 | 20 | 1018502.2419 | 919668.5455 | 271720.318 | 73765.8231 | 1693.5253 | 4348.586 | 2289699.0397 | 1216454.3991 | 1098411.7677 | 324530.8283 | 88102.6632 | 2022.6723 | 5193.7604 | 2734716.091
WeekDay | Thursday | 8 | 21 | 1067810.5788 | 870658.0735 | 268781.0599 | 73751.7912 | 1746.4775 | 4180.5057 | 2286928.4866 | 1275346.1138 | 1039875.8099 | 321020.3073 | 88085.9041 | 2085.9161 | 4993.0126 | 2731407.0638
WeekDay | Thursday | 8 | 22 | 1075475.7646 | 820028.8964 | 266541.0561 | 73319.8097 | 1568.7093 | 3922.5874 | 2240856.8235 | 1284501.0755 | 979406.5417 | 318344.9451 | 87569.9644 | 1873.5976 | 4684.9663 | 2676381.0904
WeekDay | Thursday | 8 | 23 | 1016435.0392 | 789322.1554 | 265124.5547 | 72991.5403 | 1860.8921 | 3811.3594 | 2149545.5412 | 1213985.423 | 942731.7573 | 316653.1379 | 87177.8938 | 2222.5679 | 4552.1205 | 2567322.9004
WeekDay | Friday | 8 | 0 | 966438.712 | 711853.0817 | 261855.5744 | 72853.8944 | 2472.0883 | 3827.233 | 2019300.5838 | 1154272.0029 | 850206.094 | 312748.8113 | 87013.4956 | 2952.5538 | 4571.0792 | 2411764.0368
WeekDay | Friday | 8 | 1 | 903288.4139 | 696223.7341 | 258963.6329 | 72839.6978 | 2832.1752 | 3744.1498 | 1937891.8036 | 1078848.057 | 831539.0868 | 309294.8032 | 86996.5398 | 3382.6258 | 4471.8483 | 2314532.9608
WeekDay | Friday | 8 | 2 | 851890.5984 | 680167.708 | 258401.646 | 72833.3895 | 2646.0741 | 3607.9293 | 1869547.3452 | 1017460.7608 | 812362.4735 | 308623.5907 | 86989.0054 | 3160.3549 | 4309.1525 | 2232905.3378
WeekDay | Friday | 8 | 3 | 821835.6474 | 674255.4088 | 257252.3874 | 72831.4855 | 2270.9172 | 3720.3956 | 1832166.2418 | 981564.4458 | 805301.0827 | 307250.9666 | 86986.7313 | 2712.2838 | 4443.4773 | 2188258.9877
WeekDay | Friday | 8 | 4 | 795570.3492 | 673125.717 | 253939.0725 | 72832.0017 | 2416.1221 | 3851.5501 | 1801734.8126 | 950194.3259 | 803951.8284 | 303293.6887 | 86987.3479 | 2885.7102 | 4600.1225 | 2151913.0235
WeekDay | Friday | 8 | 5 | 811343.3065 | 697693.0957 | 258849.841 | 204.4202 | 3178.6694 | 4046.0865 | 1775315.4193 | 969032.8541 | 833294.0278 | 309158.8951 | 244.1506 | 3796.4633 | 4832.4682 | 2120358.8591
WeekDay | Friday | 8 | 6 | 828594.9708 | 737565.1862 | 267340.9023 | 200.4988 | 3590.9402 | 4258.5229 | 1841551.0211 | 989637.4852 | 880915.5036 | 319300.2462 | 239.4669 | 4288.8615 | 5086.1929 | 2199467.7564
WeekDay | Friday | 8 | 7 | 711427.7128 | 869192.3986 | 281628.7158 | 196.9541 | 2896.4743 | 4449.0064 | 1869791.262 | 849698.052 | 1038125.2721 | 336364.984 | 235.2333 | 3459.4218 | 5313.6981 | 2233196.6613
WeekDay | Friday | 8 | 8 | 632648.0496 | 1051824.2963 | 298085.7319 | 208.068 | 2993.8094 | 4616.8616 | 1990376.8168 | 755607.0781 | 1256252.7991 | 356020.5221 | 248.5073 | 3575.6747 | 5514.177 | 2377218.7582
WeekDay | Friday | 8 | 9 | 611048.6065 | 1141169.0355 | 304873.4237 | 196.038 | 3326.1791 | 4734.0562 | 2065347.3391 | 729809.6507 | 1362962.2364 | 364127.4434 | 234.1392 | 3972.6425 | 5654.1491 | 2466760.2613
WeekDay | Friday | 8 | 10 | 612955.8278 | 1195520.6724 | 306238.7287 | 206.4704 | 3760.9074 | 4943.7908 | 2123626.3974 | 732087.5523 | 1427877.4473 | 365758.1038 | 246.5991 | 4491.8628 | 5904.6468 | 2536366.2121
WeekDay | Friday | 8 | 11 | 613771.8813 | 1194392.4675 | 312031.1126 | 206.3702 | 3292.1384 | 5047.3634 | 2128741.3335 | 733062.2107 | 1426529.9688 | 372676.2731 | 246.4795 | 3931.9857 | 6028.3494 | 2542475.2673
WeekDay | Friday | 8 | 12 | 618614.2121 | 1195482.4936 | 317172.2674 | 213.6732 | 3650.6888 | 4723.9241 | 2139857.2593 | 738845.6783 | 1427831.8482 | 378816.6428 | 255.2019 | 4360.2225 | 5642.0478 | 2555751.6415
WeekDay | Friday | 8 | 13 | 610790.2844 | 1200410.2979 | 314422.9937 | 213.8876 | 4359.4565 | 4507.8852 | 2134704.8052 | 729501.1222 | 1433717.4015 | 375533.0308 | 255.458 | 5206.7436 | 5384.0203 | 2549597.7764
WeekDay | Friday | 8 | 14 | 616013.7661 | 1197692.8585 | 304987.0259 | 209.4832 | 4725.6305 | 4889.4152 | 2128518.1794 | 735739.8195 | 1430471.8111 | 364263.1249 | 250.1976 | 5644.0858 | 5839.703 | 2542208.7419
WeekDay | Friday | 8 | 15 | 654739.2031 | 1141580.6133 | 301223.7421 | 188.6831 | 4668.896 | 4612.5836 | 2107013.7212 | 781991.7828 | 1363453.8069 | 359768.4238 | 225.3548 | 5576.3246 | 5509.0675 | 2516524.7604
WeekDay | Friday | 8 | 16 | 710760.2095 | 1075436.9428 | 297806.5217 | 184.6823 | 4637.101 | 4258.6355 | 2093084.0928 | 848900.8154 | 1284454.7083 | 355687.0457 | 220.5764 | 5538.3501 | 5086.3274 | 2499887.8232
WeekDay | Friday | 8 | 17 | 774528.6413 | 980607.7935 | 291342.4049 | 299.4883 | 3619.6621 | 3938.9113 | 2054336.9014 | 925063.0329 | 1171194.9323 | 347966.5882 | 357.6957 | 4323.1656 | 4704.4629 | 2453609.8776
WeekDay | Friday | 8 | 18 | 889037.3908 | 941580.8703 | 284583.2925 | 73043.9319 | 1887.3682 | 4073.6683 | 2194206.5219 | 1061827.2602 | 1124582.8872 | 339893.8007 | 87240.468 | 2254.1898 | 4865.4107 | 2620664.0166
WeekDay | Friday | 8 | 19 | 1007501.4569 | 943565.3284 | 279392.3711 | 73445.433 | 1696.0665 | 4156.9767 | 2309757.6326 | 1203315.5442 | 1126953.0369 | 333693.992 | 87720.0034 | 2025.7074 | 4964.9106 | 2758673.1944
WeekDay | Friday | 8 | 20 | 1083308.833 | 892129.9394 | 274927.7975 | 73795.081 | 1311.6902 | 3991.5983 | 2329464.9393 | 1293856.5487 | 1065520.8646 | 328361.701 | 88137.6076 | 1566.6252 | 4767.3899 | 2782210.737
WeekDay | Friday | 8 | 21 | 1139567.0047 | 853800.2257 | 269774.9104 | 73867.0333 | 1688.4428 | 3832.0739 | 2342529.6908 | 1361048.8411 | 1019741.536 | 322207.3187 | 88223.5443 | 2016.602 | 4576.861 | 2797814.7031
WeekDay | Friday | 8 | 22 | 1149912.3662 | 808045.4516 | 265828.1852 | 73684.2692 | 1276.8812 | 3612.2073 | 2302359.3606 | 1373404.887 | 965094.0409 | 317493.5234 | 88005.2588 | 1525.0509 | 4314.2619 | 2749837.0229
WeekDay | Friday | 8 | 23 | 1086117.7735 | 775856.4249 | 263239.7043 | 73157.9769 | 1444.839 | 3536.5543 | 2203353.2729 | 1297211.424 | 926648.8795 | 314401.9553 | 87376.6784 | 1725.6523 | 4223.9053 | 2631588.4948
Saturday | Saturday | 8 | 0 | 997805.7942 | 752927.2808 | 259844.4645 | 72850.0916 | 1618.0566 | 3612.8828 | 2088658.5704 | 1191735.47 | 899263.3156 | 310346.8298 | 87008.9537 | 1932.5358 | 4315.0687 | 2494602.1735
Saturday | Saturday | 8 | 1 | 934043.6401 | 734418.1829 | 257374.0165 | 72844.9626 | 1769.3486 | 3579.3342 | 2004029.4849 | 1115580.7501 | 877156.861 | 307396.2351 | 87002.8278 | 2113.2323 | 4274.9998 | 2393524.9061
Saturday | Saturday | 8 | 2 | 879283.3264 | 713246.8704 | 258339.6255 | 72823.3547 | 1714.9189 | 3544.2096 | 1928952.3056 | 1050177.4336 | 851870.774 | 308549.5162 | 86977.0203 | 2048.2239 | 4233.0485 | 2303856.0165
Saturday | Saturday | 8 | 3 | 839181.323 | 696035.1027 | 259735.7253 | 72823.0432 | 1956.2179 | 3679.7546 | 1873411.1667 | 1002281.3599 | 831313.7937 | 310216.9565 | 86976.6482 | 2336.4209 | 4394.9375 | 2237520.1167
Saturday | Saturday | 8 | 4 | 808688.6144 | 695272.1925 | 260822.4642 | 72820.3618 | 2714.9238 | 3764.1888 | 1844082.7455 | 965862.2063 | 830402.6073 | 311514.9097 | 86973.4458 | 3242.5859 | 4495.782 | 2202491.537
Saturday | Saturday | 8 | 5 | 822601.5862 | 717443.3595 | 263407.5975 | 193.2588 | 3380.6088 | 4076.3702 | 1811102.7811 | 982479.2496 | 856882.8766 | 314602.4796 | 230.8198 | 4037.6509 | 4868.6377 | 2163101.7142
Saturday | Saturday | 8 | 6 | 842129.3295 | 753794.3791 | 272254.1618 | 189.2439 | 3326.1791 | 4331.8118 | 1876025.1051 | 1005802.3295 | 900298.9397 | 325168.4279 | 226.0246 | 3972.6425 | 5173.7259 | 2240642.0901
Saturday | Saturday | 8 | 7 | 736376.4768 | 886607.3282 | 285220.0724 | 180.5583 | 2793.5839 | 4570.1413 | 1915748.161 | 879495.7613 | 1058924.9001 | 340654.3428 | 215.6509 | 3336.5341 | 5458.3763 | 2288085.5655
Saturday | Saturday | 8 | 8 | 661658.9809 | 1064813.9044 | 296512.4267 | 191.5276 | 3472.566 | 4778.5249 | 2031427.9306 | 790256.4619 | 1271767.0173 | 354141.4354 | 228.7522 | 4147.4805 | 5707.2605 | 2426248.4078
Saturday | Saturday | 8 | 9 | 640318.7104 | 1161491.2032 | 309374.0626 | 191.1034 | 3861.1974 | 4572.9558 | 2119809.2329 | 764768.5789 | 1387234.1421 | 369502.8091 | 228.2455 | 4611.6449 | 5461.7378 | 2531807.1582
Saturday | Saturday | 8 | 10 | 640188.437 | 1209511.5251 | 314362.425 | 229.7315 | 3999.4287 | 5093.183 | 2173384.7303 | 764612.9861 | 1444587.508 | 375460.6903 | 274.3813 | 4776.7422 | 6083.0744 | 2595795.3822
Saturday | Saturday | 8 | 11 | 639899.8609 | 1235503.8829 | 314834.8471 | 265.1139 | 3538.9336 | 4726.2883 | 2198768.9267 | 764268.3234 | 1475631.6399 | 376024.9305 | 316.6404 | 4226.747 | 5644.8714 | 2626113.1528
Saturday | Saturday | 8 | 12 | 637001.254 | 1238754.9159 | 319757.4333 | 260.3394 | 3901.2662 | 4852.7144 | 2204527.9233 | 760806.3545 | 1479514.5312 | 381904.2516 | 310.938 | 4659.5012 | 5795.8692 | 2632991.4457
Saturday | Saturday | 8 | 13 | 611077.9286 | 1241149.0654 | 320891.974 | 237.8148 | 4473.1619 | 5021.808 | 2182851.7527 | 729844.6718 | 1482373.9983 | 383259.2972 | 284.0356 | 5342.5484 | 5997.8271 | 2607102.3784
Saturday | Saturday | 8 | 14 | 631107.814 | 1226565.5288 | 317117.5999 | 188.8559 | 4862.0889 | 4013.2134 | 2183855.101 | 753767.4883 | 1464956.0619 | 378751.3504 | 225.5612 | 5807.0656 | 4793.206 | 2608300.7335
Saturday | Saturday | 8 | 15 | 663806.3843 | 1177322.5516 | 313621.492 | 177.9667 | 5498.6974 | 4186.8101 | 2164613.9021 | 792821.2263 | 1406142.4101 | 374575.7525 | 212.5556 | 6567.403 | 5000.5423 | 2585319.8897
Saturday | Saturday | 8 | 16 | 708904.8737 | 1100079.9986 | 305597.7017 | 173.9636 | 5047.3034 | 4135.5867 | 2123939.4277 | 846684.8836 | 1313887.2932 | 364992.4893 | 207.7745 | 6028.2778 | 4939.3633 | 2536740.0817
Saturday | Saturday | 8 | 17 | 764007.2715 | 1007416.5604 | 296323.8856 | 168.4704 | 3961.6057 | 4055.0928 | 2075932.8865 | 912496.7704 | 1203214.1475 | 353916.2502 | 201.2137 | 4731.5681 | 4843.2249 | 2479403.1748
Saturday | Saturday | 8 | 18 | 864964.471 | 971059.6586 | 286429.516 | 72792.2409 | 2593.1219 | 4058.9205 | 2201897.9289 | 1033075.6208 | 1159791.0588 | 342098.8491 | 86939.8594 | 3097.1111 | 4847.7965 | 2629850.2957
Saturday | Saturday | 8 | 19 | 918117.249 | 943276.8921 | 283479.8138 | 72808.1138 | 1806.4033 | 4195.3661 | 2223683.8381 | 1096558.9672 | 1126608.5412 | 338575.8543 | 86958.8172 | 2157.4889 | 5010.7612 | 2655870.43
Saturday | Saturday | 8 | 20 | 945890.3296 | 901111.664 | 282178.9182 | 73115.7877 | 1448.6213 | 4117.1238 | 2207862.4446 | 1129729.9164 | 1076248.2425 | 337022.1215 | 87326.2895 | 1730.1697 | 4917.312 | 2636974.0517
Saturday | Saturday | 8 | 21 | 983830.4276 | 861010.3141 | 276069.1925 | 73126.2334 | 1585.5524 | 4006.2335 | 2199627.9536 | 1175043.9051 | 1028352.9493 | 329724.9333 | 87338.7654 | 1893.7142 | 4784.8696 | 2627139.1368
Saturday | Saturday | 8 | 22 | 1010935.7529 | 817770.0445 | 269190.2718 | 73076.5603 | 1281.4318 | 3788.2807 | 2176042.342 | 1207417.3166 | 976708.6681 | 321509.0521 | 87279.4379 | 1530.4859 | 4524.5563 | 2598969.517
Saturday | Saturday | 8 | 23 | 987576.587 | 788826.9765 | 263781.9478 | 72848.258 | 1393.4233 | 3665.4571 | 2118092.6498 | 1179518.1536 | 942140.3373 | 315049.5871 | 87006.7638 | 1664.2437 | 4377.8612 | 2529756.9467
Sunday | Sunday | 8 | 0 | 944838.1144 | 759433.5579 | 259209.1095 | 72841.3533 | 2116.552 | 3602.1878 | 2042040.875 | 1128473.1967 | 907034.1275 | 309587.9897 | 86998.5171 | 2527.9169 | 4302.295 | 2438924.043
Sunday | Sunday | 8 | 1 | 892502.2241 | 731801.1958 | 254441.6865 | 72816.1073 | 2666.5222 | 3541.7329 | 1957769.4688 | 1065965.5051 | 874031.2464 | 303893.9887 | 86968.3644 | 3184.7772 | 4230.0904 | 2338273.9722
Sunday | Sunday | 8 | 2 | 850513.9878 | 717734.0143 | 252670.1631 | 72814.9992 | 2829.9294 | 3585.4135 | 1900148.5073 | 1015816.5975 | 857230.0219 | 301778.1589 | 86967.0409 | 3379.9436 | 4282.2606 | 2269454.0235
Sunday | Sunday | 8 | 3 | 810811.6433 | 698962.1847 | 249958.9477 | 72814.6417 | 3068.2144 | 3606.4658 | 1839222.0975 | 968397.8589 | 834809.7721 | 298540.0022 | 86966.6139 | 3664.5407 | 4307.4045 | 2196686.1922
Sunday | Sunday | 8 | 4 | 775632.3655 | 695963.2046 | 248510.4893 | 72814.9487 | 3283.0373 | 3621.101 | 1799825.1465 | 926381.2728 | 831227.9218 | 296810.0271 | 86966.9806 | 3921.1157 | 4324.8842 | 2149632.2022
Sunday | Sunday | 8 | 5 | 757664.8566 | 706193.1456 | 248404.4209 | 189.433 | 4015.2671 | 3632.6967 | 1720099.8199 | 904921.6683 | 843446.1146 | 296683.3435 | 226.2505 | 4795.6589 | 4338.7335 | 2054411.7693
Sunday | Sunday | 8 | 6 | 756747.2281 | 705981.2391 | 250997.1847 | 185.4129 | 3649.9205 | 3552.3153 | 1721113.3006 | 903825.6931 | 843193.0227 | 299780.027 | 221.449 | 4359.3049 | 4242.7296 | 2055622.2262
Sunday | Sunday | 8 | 7 | 769356.0355 | 744592.3708 | 252439.2688 | 160.0845 | 2622.6712 | 3443.4515 | 1772613.8823 | 918885.0996 | 889308.4647 | 301502.3889 | 191.1979 | 3132.4034 | 4112.7074 | 2117132.2619
Sunday | Sunday | 8 | 8 | 771245.1255 | 823167.0482 | 255211.8318 | 156.3655 | 2778.9866 | 3076.219 | 1855635.5765 | 921141.3457 | 983154.6125 | 304813.8165 | 186.7561 | 3319.0997 | 3674.1011 | 2216289.7316
Sunday | Sunday | 8 | 9 | 753512.4586 | 902488.7668 | 257248.5638 | 157.4128 | 2894.2286 | 3039.6309 | 1919341.0614 | 899962.2263 | 1077892.9936 | 307246.3998 | 188.007 | 3456.7396 | 3630.4018 | 2292376.7681
Sunday | Sunday | 8 | 10 | 739804.9676 | 942720.2687 | 257929.6535 | 161.3707 | 2970.6429 | 3040.9818 | 1946627.8852 | 883590.6003 | 1125943.7347 | 308059.8636 | 192.734 | 3548.0055 | 3632.0153 | 2324966.9534
Sunday | Sunday | 8 | 11 | 738802.6523 | 975631.1803 | 258708.148 | 164.1647 | 3468.37 | 2947.9916 | 1979722.507 | 882393.4789 | 1165251.0838 | 308989.6632 | 196.0711 | 4142.469 | 3520.9519 | 2364493.718
Sunday | Sunday | 8 | 12 | 744518.7011 | 976463.81 | 259524.7128 | 169.2885 | 3460.8054 | 2828.4328 | 1986965.7507 | 889220.4768 | 1166245.5402 | 309964.9324 | 202.1908 | 4133.4342 | 3378.1561 | 2373144.7305
Sunday | Sunday | 8 | 13 | 739634.9052 | 960457.8456 | 261201.8512 | 174.1112 | 4143.1562 | 2950.4684 | 1968562.3378 | 883387.4852 | 1147128.7184 | 311968.033 | 207.9508 | 4948.404 | 3523.91 | 2351164.5014
Sunday | Sunday | 8 | 14 | 720381.7852 | 941195.0486 | 258025.1841 | 173.3658 | 4435.1025 | 3131.2701 | 1927341.7564 | 860392.4034 | 1124122.0787 | 308173.9611 | 207.0605 | 5297.0919 | 3739.8517 | 2301932.4472
Sunday | Sunday | 8 | 15 | 745328.3389 | 927247.4466 | 258130.2403 | 168.5987 | 5134.5918 | 3486.3441 | 1939495.5604 | 890187.4727 | 1107463.6747 | 308299.4357 | 201.3669 | 6132.5312 | 4163.9364 | 2316448.4177
Sunday | Sunday | 8 | 16 | 760722.6874 | 906098.7281 | 252498.3236 | 168.4623 | 5210.1787 | 4035.0537 | 1928733.4338 | 908573.8072 | 1082204.5731 | 301572.9214 | 201.2039 | 6222.8089 | 4819.2912 | 2303594.6057
Sunday | Sunday | 8 | 17 | 792980.4442 | 866205.7523 | 250134.4677 | 164.7336 | 4789.1614 | 4257.96 | 1918532.5192 | 947101.0569 | 1034558.1527 | 298749.6356 | 196.7506 | 5719.9642 | 5085.5206 | 2291411.0807
Sunday | Sunday | 8 | 18 | 878110.4622 | 882925.9003 | 246258.7175 | 72796.0793 | 2851.0867 | 4318.1897 | 2087260.4358 | 1048776.6161 | 1054527.964 | 294120.6096 | 86944.4438 | 3405.2129 | 5157.4564 | 2492932.3027
Sunday | Sunday | 8 | 19 | 921635.1929 | 883009.958 | 244034.2434 | 73086.5809 | 1990.6723 | 4405.7761 | 2128162.4236 | 1100760.6451 | 1054628.3589 | 291463.7953 | 87291.4062 | 2377.5717 | 5262.0657 | 2541783.8427
Sunday | Sunday | 8 | 20 | 934002.1161 | 858264.69 | 241666.8793 | 73503.6745 | 1627.926 | 4248.3908 | 2113313.6768 | 1115531.1556 | 1025073.6963 | 288636.3195 | 87789.5645 | 1944.3234 | 5074.0916 | 2524049.1509
Sunday | Sunday | 8 | 21 | 954300.0167 | 830947.839 | 237986.126 | 73403.0258 | 1787.4918 | 4142.454 | 2102566.9533 | 1139774.0778 | 992447.6478 | 284240.1892 | 87669.354 | 2134.9018 | 4947.5654 | 2511213.7359
Sunday | Sunday | 8 | 22 | 966966.0639 | 805065.005 | 235878.1633 | 73230.5463 | 1428.1732 | 3939.812 | 2086507.7637 | 1154901.8489 | 961534.3263 | 281722.531 | 87463.3521 | 1705.7474 | 4705.5386 | 2492033.3443
Sunday | Sunday | 8 | 23 | 949263.9901 | 780633.533 | 234293.3356 | 73223.7358 | 1587.7981 | 3810.5713 | 2042812.9641 | 1133759.2685 | 932354.4479 | 279829.6823 | 87455.218 | 1896.3965 | 4551.1793 | 2439846.1923
WeekDay | Monday | 8 | 0 | 906901.6273 | 750291.2984 | 231924.8538 | 72887.1362 | 2055.6806 | 3792.7839 | 1967853.3802 | 1083163.5206 | 896115.0138 | 277000.8716 | 87053.1981 | 2455.2147 | 4529.9347 | 2350317.7536
WeekDay | Monday | 8 | 1 | 862311.2875 | 720273.3768 | 231001.751 | 72818.8391 | 2525.6315 | 3770.7184 | 1892701.6042 | 1029906.7748 | 860262.925 | 275898.358 | 86971.6271 | 3016.5035 | 4503.5807 | 2260559.769
WeekDay | Monday | 8 | 2 | 827481.318 | 697115.489 | 234903.1806 | 72815.1045 | 2537.924 | 3793.2342 | 1838646.2503 | 988307.3872 | 832604.1597 | 280558.0545 | 86967.1667 | 3031.1851 | 4530.4725 | 2195998.4256
WeekDay | Monday | 8 | 3 | 788891.3944 | 697332.5742 | 233422.4081 | 72815.2885 | 2343.1355 | 3765.5398 | 1798570.3405 | 942217.2752 | 832863.4368 | 278789.4848 | 86967.3863 | 2798.5382 | 4497.3955 | 2148133.5169
WeekDay | Monday | 8 | 4 | 753582.6472 | 693869.0301 | 233231.5548 | 72813.4801 | 2411.2169 | 3819.4651 | 1759727.3942 | 900046.0565 | 828726.7316 | 278561.5379 | 86965.2266 | 2879.8517 | 4561.8015 | 2101741.2058
WeekDay | Monday | 8 | 5 | 733233.52 | 694501.0003 | 233913.3568 | 188.6653 | 2753.5151 | 3859.5432 | 1668449.6006 | 875741.9515 | 829481.5291 | 279375.8523 | 225.3336 | 3288.6777 | 4609.6691 | 1992723.0132
WeekDay | Monday | 8 | 6 | 729054.1645 | 683921.915 | 234081.2027 | 184.9775 | 2884.9501 | 3734.0177 | 1653861.2274 | 870750.3127 | 816846.3337 | 279576.3201 | 220.929 | 3445.6578 | 4459.7469 | 1975299.3002
WeekDay | Monday | 8 | 7 | 747215.4767 | 688882.5213 | 235487.1818 | 155.3115 | 2025.4222 | 3610.0683 | 1677375.9818 | 892441.3874 | 822771.0642 | 281255.5598 | 185.4973 | 2419.0754 | 4311.7072 | 2003384.2913
WeekDay | Monday | 8 | 8 | 777691.1396 | 722515.866 | 237927.8292 | 147.8542 | 2386.2182 | 3446.0408 | 1744114.9481 | 928840.1822 | 862941.2557 | 284170.5621 | 176.5906 | 2849.9944 | 4115.8 | 2083094.385
WeekDay | Monday | 8 | 9 | 784673.5295 | 758913.655 | 241303.6326 | 148.2704 | 2547.3797 | 3507.8466 | 1791094.3137 | 937179.6424 | 906413.1783 | 288202.4735 | 177.0876 | 3042.4786 | 4189.6181 | 2139204.4785
WeekDay | Monday | 8 | 10 | 772772.345 | 789767.1615 | 241608.1923 | 153.5774 | 2649.5019 | 3627.518 | 1810578.2962 | 922965.3897 | 943263.2531 | 288566.2263 | 183.4261 | 3164.4488 | 4332.5484 | 2162475.2924
WeekDay | Monday | 8 | 11 | 759656.2341 | 817420.1971 | 239805.8332 | 154.6343 | 2994.6368 | 3421.0483 | 1823452.5838 | 907300.0822 | 976290.8257 | 286413.5676 | 184.6885 | 3576.6629 | 4085.95 | 2177851.7768
WeekDay | Monday | 8 | 12 | 760789.6647 | 840676.0316 | 237214.9001 | 155.4087 | 3482.5537 | 3371.9639 | 1845690.5226 | 908653.802 | 1004066.5743 | 283319.0708 | 185.6133 | 4159.4093 | 4027.3257 | 2204411.7954
WeekDay | Monday | 8 | 13 | 754841.4423 | 841264.3535 | 239466.7137 | 158.2962 | 3913.736 | 3190.3741 | 1842834.9156 | 901549.506 | 1004769.2401 | 286008.5381 | 189.0621 | 4674.3946 | 3810.4428 | 2201001.1837
WeekDay | Monday | 8 | 14 | 739056.5028 | 842965.3712 | 241953.6613 | 157.4447 | 4336.94 | 3542.1832 | 1832012.1032 | 882696.6668 | 1006800.861 | 288978.8393 | 188.0451 | 5179.8509 | 4230.6282 | 2188074.8913
WeekDay | Monday | 8 | 15 | 737236.4821 | 836942.1516 | 238977.3904 | 155.7261 | 4568.074 | 3850.4243 | 1821730.2486 | 880522.9139 | 999606.9918 | 285424.1119 | 185.9925 | 5455.9073 | 4598.7779 | 2175794.6952
WeekDay | Monday | 8 | 16 | 744707.5519 | 822703.2811 | 237803.2483 | 153.5232 | 4648.4479 | 4129.7326 | 1814145.7849 | 889446.0319 | 982600.7094 | 284021.768 | 183.3614 | 5551.9023 | 4932.3715 | 2166736.1445
WeekDay | Monday | 8 | 17 | 778467.3453 | 819749.0859 | 236511.3039 | 154.3243 | 3632.9001 | 4160.3541 | 1842675.3135 | 929767.2482 | 979072.3483 | 282478.7263 | 184.3182 | 4338.9765 | 4968.9444 | 2200810.562
WeekDay | Monday | 8 | 18 | 867406.3061 | 850997.1145 | 237434.0359 | 72784.6256 | 1893.9872 | 4122.8653 | 2034638.9347 | 1035992.0415 | 1016393.6229 | 283580.797 | 86930.764 | 2262.0953 | 4924.1694 | 2430083.4902
WeekDay | Monday | 8 | 19 | 969751.7657 | 846316.5324 | 237173.329 | 73035.1922 | 1614.6288 | 4080.9859 | 2131972.434 | 1158228.969 | 1010803.341 | 283269.4201 | 87230.0297 | 1928.4419 | 4874.1506 | 2546334.3521
WeekDay | Monday | 8 | 20 | 1039759.632 | 820969.9326 | 237548.955 | 73130.9285 | 1432.5465 | 3962.4403 | 2176804.4349 | 1241843.2934 | 980530.4741 | 283718.0513 | 87344.373 | 1710.9707 | 4732.5649 | 2599879.7273
WeekDay | Monday | 8 | 21 | 1081568.7573 | 794040.3368 | 237930.3757 | 73125.4042 | 1527.104 | 3873.503 | 2192065.4809 | 1291778.2786 | 948366.9461 | 284173.6035 | 87337.775 | 1823.9061 | 4626.342 | 2618106.8512
WeekDay | Monday | 8 | 22 | 1079120.6859 | 779192.1422 | 237584.6448 | 73042.7436 | 1299.2204 | 3737.2825 | 2173976.7194 | 1288854.4095 | 930632.9139 | 283760.6776 | 87239.0488 | 1551.7319 | 4463.6462 | 2596502.4279
WeekDay | Monday | 8 | 23 | 1026411.147 | 758977.4981 | 240831.0852 | 72849.4196 | 1582.893 | 3666.02 | 2104318.0628 | 1225900.4484 | 906489.4297 | 287638.0837 | 87008.151 | 1890.5379 | 4378.5335 | 2513305.1842
WeekDay | Tuesday | 8 | 0 | 955481.5964 | 739983.7653 | 239476.1809 | 72827.8911 | 2260.8704 | 3676.9402 | 2013707.2443 | 1141185.3047 | 883804.1484 | 286019.8454 | 86982.4384 | 2700.2845 | 4391.576 | 2405083.5975
WeekDay | Tuesday | 8 | 1 | 894654.275 | 723885.0978 | 239174.3511 | 72815.7305 | 2901.9705 | 3710.0384 | 1937141.4632 | 1068535.8203 | 864576.6062 | 285659.3531 | 86967.9143 | 3465.9862 | 4431.1071 | 2313636.7872
WeekDay | Tuesday | 8 | 2 | 850675.2797 | 705914.7463 | 241896.9491 | 72813.6485 | 2765.8076 | 3624.2532 | 1877690.6844 | 1016009.2375 | 843113.6066 | 288911.1048 | 86965.4277 | 3303.3593 | 4328.6491 | 2242631.385
WeekDay | Tuesday | 8 | 3 | 799653.6732 | 697938.1442 | 240630.672 | 72814.0869 | 2135.1089 | 3768.2417 | 1816939.9269 | 955071.2689 | 833586.703 | 287398.719 | 86965.9512 | 2550.0804 | 4500.6226 | 2170073.345
WeekDay | Tuesday | 8 | 4 | 778023.9736 | 701380.596 | 244607.2978 | 72813.6485 | 2229.6664 | 3856.0532 | 1802911.2356 | 929237.7045 | 837698.2165 | 292148.2264 | 86965.4277 | 2663.0158 | 4605.5008 | 2153318.0917
WeekDay | Tuesday | 8 | 5 | 789849.3302 | 732001.9578 | 251043.9623 | 189.5843 | 2921.8275 | 4130.5206 | 1780137.1828 | 943361.3917 | 874271.0277 | 299835.896 | 226.4312 | 3489.7026 | 4933.3127 | 2126117.7619
WeekDay | Tuesday | 8 | 6 | 804893.792 | 783098.9755 | 262291.3876 | 189.4916 | 2812.1408 | 4202.346 | 1857488.1335 | 961329.8369 | 935299.0642 | 313269.3274 | 226.3204 | 3358.6976 | 5019.0977 | 2218502.3443
WeekDay | Tuesday | 8 | 7 | 703049.2716 | 914003.2484 | 280852.6692 | 167.636 | 2237.231 | 4458.2379 | 1904768.2941 | 839691.2094 | 1091645.3853 | 335438.1079 | 200.2171 | 2672.0506 | 5324.7238 | 2274971.6941
WeekDay | Tuesday | 8 | 8 | 638824.3124 | 1082924.0958 | 297840.8614 | 477.1546 | 2643.8284 | 4669.7737 | 2027380.0263 | 762983.7355 | 1293397.0354 | 355728.0595 | 569.8925 | 3157.6727 | 5577.3728 | 2421413.7685
WeekDay | Tuesday | 8 | 9 | 623840.9583 | 1165854.9299 | 308343.0512 | 357.4984 | 2991.8001 | 4737.2085 | 2106125.4463 | 745088.2746 | 1392445.9857 | 368271.4142 | 426.9805 | 3573.2748 | 5657.914 | 2515463.8438
WeekDay | Tuesday | 8 | 10 | 627979.9533 | 1222361.807 | 311148.5193 | 205.406 | 3277.3638 | 4654.4629 | 2169627.5123 | 750031.7087 | 1459935.321 | 371622.1423 | 245.3279 | 3914.3396 | 5559.0864 | 2591307.9258
WeekDay | Tuesday | 8 | 11 | 637886.9019 | 1241593.7943 | 313828.3002 | 203.594 | 3139.3098 | 4671.012 | 2201322.9122 | 761864.1334 | 1482905.163 | 374822.755 | 243.1637 | 3749.454 | 5578.8519 | 2629163.521
WeekDay | Tuesday | 8 | 12 | 640828.9142 | 1238693.8403 | 316736.4523 | 221.7587 | 3460.8054 | 4500.9053 | 2204442.6762 | 765377.9439 | 1479441.5851 | 378296.1244 | 264.8589 | 4133.4342 | 5375.6838 | 2632889.6303
WeekDay | Tuesday | 8 | 13 | 633828.4769 | 1245171.1701 | 315927.4792 | 228.4706 | 4015.8581 | 5064.1376 | 2204235.5926 | 757016.9288 | 1487177.8237 | 377329.9224 | 272.8753 | 4796.3648 | 6048.3839 | 2632642.2987
WeekDay | Tuesday | 8 | 14 | 638793.0097 | 1234990.1625 | 315092.2718 | 223.8133 | 4212.5378 | 5410.543 | 2198722.3381 | 762946.3489 | 1475018.0748 | 376332.3874 | 267.3128 | 5031.2703 | 6462.1152 | 2626057.5094
WeekDay | Tuesday | 8 | 15 | 678337.7956 | 1182926.5917 | 309446.7287 | 213.786 | 4453.4821 | 5035.9929 | 2180414.3771 | 810176.9065 | 1412835.6298 | 369589.5983 | 255.3366 | 5319.0437 | 6014.769 | 2604191.2839
WeekDay | Tuesday | 8 | 16 | 733217.8455 | 1124078.2799 | 298138.0394 | 192.8597 | 4729.5901 | 4726.626 | 2165083.2407 | 875723.2306 | 1342549.7876 | 356082.9959 | 230.3432 | 5648.815 | 5645.2748 | 2585880.4471
WeekDay | Tuesday | 8 | 17 | 795339.4763 | 1023717.6812 | 288743.9702 | 185.2259 | 4031.9329 | 4460.9398 | 2116479.2264 | 949918.5814 | 1222683.4911 | 344863.1317 | 221.2257 | 4815.5638 | 5327.9508 | 2527829.9445
WeekDay | Tuesday | 8 | 18 | 909798.2443 | 982081.7414 | 280616.0032 | 72835.9247 | 2290.7151 | 4407.4648 | 2252030.0935 | 1086623.1129 | 1172955.351 | 335155.4445 | 86992.0333 | 2735.9297 | 5264.0826 | 2689725.954
WeekDay | Tuesday | 8 | 19 | 1010396.6853 | 956345.6364 | 276831.2674 | 73156.1849 | 1789.974 | 4394.0679 | 2322913.8158 | 1206773.4779 | 1142217.2761 | 330635.1221 | 87374.5381 | 2137.8664 | 5248.0819 | 2774386.3625
WeekDay | Tuesday | 8 | 20 | 1069809.9681 | 905393.9894 | 269847.3531 | 73439.0067 | 1487.3899 | 4258.8606 | 2324236.5678 | 1277734.0966 | 1081362.8641 | 322293.8412 | 87712.3281 | 1776.4732 | 5086.5963 | 2775966.1995
WeekDay | Tuesday | 8 | 21 | 1110296.3896 | 862937.9312 | 265546.1101 | 73265.434 | 1614.097 | 4122.415 | 2317782.3769 | 1326089.3025 | 1030655.2106 | 317156.6253 | 87505.0204 | 1927.8066 | 4923.6316 | 2768257.5969
WeekDay | Tuesday | 8 | 22 | 1106056.6451 | 818451.0726 | 261201.9248 | 72960.1936 | 1462.8049 | 3911.5546 | 2264044.1957 | 1321025.5376 | 977522.0581 | 311968.1209 | 87140.4547 | 1747.11 | 4671.7893 | 2704075.0706
WeekDay | Tuesday | 8 | 23 | 1015958.7888 | 786867.1775 | 260874.1224 | 72856.2812 | 1554.5257 | 3805.1676 | 2141916.0632 | 1213416.6103 | 939799.6393 | 311576.6081 | 87016.3463 | 1856.6573 | 4544.7252 | 2558210.5866
WeekDay | Wednesday | 8 | 0 | 954356.861 | 771537.6364 | 261545.6159 | 72852.6765 | 2198.4625 | 3832.1865 | 2066323.4387 | 1139841.9701 | 921490.7079 | 312378.6104 | 87012.041 | 2625.7471 | 4576.9955 | 2467926.0719
WeekDay | Wednesday | 8 | 1 | 892770.1115 | 745227.6185 | 258363.0594 | 72851.1344 | 2595.6041 | 3778.4864 | 1975586.0143 | 1066285.4581 | 890067.1767 | 308577.5046 | 87010.1992 | 3100.0756 | 4512.8584 | 2359553.2726
WeekDay | Wednesday | 8 | 2 | 847983.1316 | 727188.1132 | 255961.2312 | 72851.1426 | 2692.0527 | 3697.8798 | 1910373.5512 | 1012793.854 | 868521.5829 | 305708.8663 | 87010.2089 | 3215.2697 | 4416.5855 | 2281666.3673
WeekDay | Wednesday | 8 | 3 | 803549.2291 | 711997.1188 | 257352.1774 | 72849.8023 | 2496.3187 | 3845.1331 | 1852089.7793 | 959723.95 | 850378.1256 | 307370.1514 | 87008.6082 | 2981.4935 | 4592.4583 | 2212054.7869
WeekDay | Wednesday | 8 | 4 | 767475.3786 | 712751.6568 | 259068.7007 | 72849.5182 | 2674.0868 | 3984.6184 | 1818803.9595 | 916638.9255 | 851279.3126 | 309420.2915 | 87008.2689 | 3193.812 | 4759.0534 | 2172299.6638
WeekDay | Wednesday | 8 | 5 | 807414.631 | 745005.8661 | 265947.595 | 223.6961 | 3386.105 | 4241.0731 | 1826218.9664 | 964340.6165 | 889802.3254 | 317636.1412 | 267.1728 | 4044.2153 | 5065.3517 | 2181155.8228
WeekDay | Wednesday | 8 | 6 | 829979.1197 | 800751.7833 | 269537.6207 | 228.3579 | 3225.3572 | 4398.3459 | 1908120.5847 | 991290.652 | 956382.8035 | 321923.9104 | 272.7406 | 3852.2251 | 5253.1914 | 2278975.523
WeekDay | Wednesday | 8 | 7 | 702064.9558 | 927384.2739 | 286712.5737 | 206.618 | 2290.1833 | 4830.1986 | 1923488.8033 | 838515.5858 | 1107627.0953 | 342436.9209 | 246.7754 | 2735.2944 | 5768.9774 | 2297330.6491
WeekDay | Wednesday | 8 | 8 | 617086.6248 | 1106700.0344 | 301915.2996 | 187.2783 | 2836.3121 | 4740.6984 | 2033466.2475 | 737021.195 | 1321793.9735 | 360594.3897 | 223.677 | 3387.5667 | 5662.0822 | 2428682.8841
WeekDay | Wednesday | 8 | 9 | 595247.6116 | 1206754.0077 | 310283.8527 | 183.7803 | 3171.6958 | 4727.3015 | 2120368.2496 | 710937.6356 | 1441294.0502 | 370589.4225 | 219.4992 | 3788.1343 | 5646.0816 | 2532474.8233
WeekDay | Wednesday | 8 | 10 | 597377.5227 | 1264259.5114 | 314750.8137 | 190.6843 | 3602.6417 | 4410.2793 | 2184591.4531 | 713481.508 | 1509976.1012 | 375924.5648 | 227.7449 | 4302.8372 | 5267.4441 | 2609180.2003
WeekDay | Wednesday | 8 | 11 | 605021.1052 | 1294271.4135 | 319472.4417 | 205.4965 | 3820.9514 | 4563.7243 | 2227355.1325 | 722610.6676 | 1545821.0005 | 381563.87 | 245.436 | 4563.5767 | 5450.7122 | 2660255.2631
WeekDay | Wednesday | 8 | 12 | 608954.7443 | 1292404.275 | 322027.7447 | 216.0252 | 4080.9255 | 5150.2605 | 2232833.9752 | 727308.8336 | 1543590.9722 | 384615.8119 | 258.0111 | 4874.0784 | 6151.2452 | 2666798.9524
WeekDay | Wednesday | 8 | 13 | 603922.9941 | 1293850.5698 | 324848.3022 | 233.1857 | 4431.202 | 5344.1214 | 2232630.3752 | 721299.1319 | 1545318.3633 | 387984.562 | 278.5068 | 5292.4333 | 6382.7842 | 2666555.7815
WeekDay | Wednesday | 8 | 14 | 613158.2507 | 1288170.3143 | 322718.3525 | 333.902 | 4833.367 | 4543.9104 | 2233758.0969 | 732329.3172 | 1538534.1153 | 385440.6436 | 398.7979 | 5772.7615 | 5427.0473 | 2667902.6829
WeekDay | Wednesday | 8 | 15 | 659061.0222 | 1230887.53 | 317825.1882 | 260.7036 | 5092.1591 | 4612.2459 | 2217738.849 | 787153.5739 | 1470118.0705 | 379596.4627 | 311.373 | 6081.8515 | 5508.6641 | 2648769.9958
WeekDay | Wednesday | 8 | 16 | 719423.3809 | 1152551.0296 | 312343.5156 | 251.4358 | 5179.1521 | 4742.7248 | 2194491.2387 | 859247.7272 | 1376556.3909 | 373049.3934 | 300.3039 | 6185.752 | 5664.5025 | 2621004.0699
WeekDay | Wednesday | 8 | 17 | 783889.7135 | 1044182.9081 | 301933.5564 | 316.4856 | 4065.5599 | 4719.3084 | 2139107.532 | 936243.487 | 1247126.2603 | 360616.1949 | 377.9965 | 4855.7264 | 5636.5349 | 2554856.2001
WeekDay | Wednesday | 8 | 18 | 903175.7272 | 996292.3729 | 292548.8755 | 73217.3296 | 2404.5979 | 4558.208 | 2272197.1111 | 1078713.4691 | 1189927.9059 | 349407.5437 | 87447.5666 | 2871.9462 | 5444.1236 | 2713812.5551
WeekDay | Wednesday | 8 | 19 | 1004640.0389 | 965312.2519 | 286231.393 | 73545.7488 | 2125.2395 | 4475.3499 | 2336330.0219 | 1199897.992 | 1152926.6083 | 341862.2197 | 87839.8161 | 2538.2928 | 5345.1616 | 2790410.0905
WeekDay | Wednesday | 8 | 20 | 1063022.2439 | 914413.3605 | 280434.7217 | 73882.9982 | 1710.5456 | 4301.7532 | 2337765.6231 | 1269627.1366 | 1092135.2052 | 334938.9298 | 88242.612 | 2043.0007 | 5137.8253 | 2792124.7097
WeekDay | Wednesday | 8 | 21 | 1107578.9452 | 865985.52 | 275040.2578 | 73781.9778 | 1757.8244 | 4086.9526 | 2328231.4777 | 1322843.706 | 1034295.1169 | 328496.0188 | 88121.9577 | 2099.4683 | 4881.2769 | 2780737.5446
WeekDay | Wednesday | 8 | 22 | 1112130.4188 | 821349.4174 | 272961.3414 | 73317.0089 | 1457.1315 | 3827.1205 | 2285042.4385 | 1328279.7864 | 980983.7141 | 326013.0522 | 87566.6193 | 1740.3339 | 4570.9448 | 2729154.4507
WeekDay | Wednesday | 8 | 23 | 1047452.0635 | 787021.8529 | 273954.7683 | 72891.1103 | 1688.7974 | 3691.2377 | 2186699.8302 | 1251030.7962 | 939984.3769 | 327199.5577 | 87057.9446 | 2017.0255 | 4408.6524 | 2611698.3534
WeekDay | Thursday | 8 | 0 | 950730.4445 | 754384.1546 | 270532.9602 | 72851.1626 | 2234.3943 | 3756.1957 | 2054489.3119 | 1135510.7372 | 901003.3417 | 323112.7002 | 87010.2329 | 2668.6626 | 4486.2354 | 2453791.91
WeekDay | Thursday | 8 | 1 | 891400.1713 | 731305.571 | 267877.0925 | 72820.7342 | 2875.4943 | 3687.2974 | 1969966.3608 | 1064649.2616 | 873439.2939 | 319940.6483 | 86973.8905 | 3434.3643 | 4403.9463 | 2352841.4049
WeekDay | Thursday | 8 | 2 | 848333.9152 | 710796.5791 | 267517.0269 | 72819.0468 | 2926.5554 | 3665.6823 | 1906058.8057 | 1013212.8146 | 848944.2536 | 319510.6017 | 86971.8751 | 3495.3494 | 4378.1301 | 2276513.0245
WeekDay | Thursday | 8 | 3 | 805120.2974 | 700922.5499 | 264777.9784 | 72819.2515 | 2647.6107 | 3704.1843 | 1849991.8722 | 961600.365 | 837151.1463 | 316239.2024 | 86972.1196 | 3162.1901 | 4424.1152 | 2209549.1386
WeekDay | Thursday | 8 | 4 | 781365.6271 | 708209.2945 | 267476.0805 | 72817.7873 | 3004.0926 | 3847.9476 | 1836720.8295 | 933228.8289 | 845854.1144 | 319461.6972 | 86970.3709 | 3587.9564 | 4595.8198 | 2193698.7875
WeekDay | Thursday | 8 | 5 | 796590.1319 | 733722.5357 | 273332.4496 | 192.8301 | 3724.6209 | 4056.2186 | 1811618.7867 | 951412.3096 | 876326.0104 | 326456.2875 | 230.3078 | 4448.5238 | 4844.5695 | 2163718.0087
WeekDay | Thursday | 8 | 6 | 814672.1089 | 771731.1801 | 279868.4441 | 197.0023 | 3955.3413 | 4171.8371 | 1874595.9138 | 973008.6297 | 921721.8681 | 334262.5927 | 235.2909 | 4724.0861 | 4982.6592 | 2238935.1267
WeekDay | Thursday | 8 | 7 | 695989.1837 | 906343.7455 | 295129.8129 | 193.534 | 2908.5895 | 4518.355 | 1905083.2205 | 831258.95 | 1082497.2111 | 352490.102 | 231.1485 | 3473.8917 | 5396.525 | 2275347.8284
WeekDay | Thursday | 8 | 8 | 616211.9104 | 1092283.1197 | 308457.3912 | 211.115 | 3129.8541 | 4350.725 | 2024644.1154 | 735976.4744 | 1304575.0431 | 368407.9769 | 252.1465 | 3738.1604 | 5196.3151 | 2418146.1165
WeekDay | Thursday | 8 | 9 | 596134.6679 | 1194626.3467 | 315935.8965 | 230.939 | 3673.5599 | 4177.0157 | 2114778.4257 | 711997.0967 | 1426809.3039 | 377339.9756 | 275.8235 | 4387.5387 | 4988.8444 | 2525798.5828
WeekDay | Thursday | 8 | 10 | 599223.9607 | 1243302.2906 | 322217.3787 | 228.8585 | 3804.0492 | 4361.9829 | 2173138.5207 | 715686.8125 | 1484945.7161 | 384842.3024 | 273.3386 | 4543.3895 | 5209.761 | 2595501.3202
WeekDay | Thursday | 8 | 11 | 605568.2637 | 1267350.178 | 323806.3516 | 231.0829 | 3827.6886 | 4354.6653 | 2205138.2302 | 723264.1698 | 1513667.4578 | 386740.102 | 275.9953 | 4571.6234 | 5201.0212 | 2633720.3695
WeekDay | Thursday | 8 | 12 | 605678.4421 | 1266615.9522 | 328695.1305 | 229.5046 | 4090.5585 | 4233.9807 | 2209543.5685 | 723395.7619 | 1512790.5307 | 392579.045 | 274.1102 | 4885.5837 | 5056.8808 | 2638981.9123
WeekDay | Thursday | 8 | 13 | 600424.0464 | 1277035.5786 | 330150.2031 | 230.7647 | 4768.536 | 4417.9346 | 2217027.0635 | 717120.1423 | 1525235.2754 | 394316.9199 | 275.6153 | 5695.3302 | 5276.5873 | 2647919.8705
WeekDay | Thursday | 8 | 14 | 606324.8677 | 1258390.0074 | 320737.4174 | 235.0816 | 4682.4887 | 4740.4732 | 2195110.3359 | 724167.8243 | 1502965.8231 | 383074.7016 | 280.7711 | 5592.559 | 5661.8133 | 2621743.4924
WeekDay | Thursday | 8 | 15 | 647327.3917 | 1195466.9163 | 313761.1509 | 235.089 | 4936.8484 | 4689.1373 | 2166416.5335 | 773139.4403 | 1427813.2433 | 374742.5549 | 280.78 | 5896.3552 | 5600.4998 | 2587472.8736
WeekDay | Thursday | 8 | 16 | 703513.8484 | 1118301.3384 | 306066.2263 | 220.4644 | 4416.782 | 4494.2631 | 2137012.9227 | 840246.0795 | 1335650.0622 | 365552.0745 | 263.3131 | 5275.2107 | 5367.7507 | 2552354.4906
WeekDay | Thursday | 8 | 17 | 762187.777 | 1029926.8368 | 300743.4918 | 321.5612 | 4204.9732 | 4282.1645 | 2101666.8045 | 910323.6461 | 1230099.4341 | 359194.8339 | 384.0586 | 5022.2355 | 5114.4294 | 2510138.6376
WeekDay | Thursday | 8 | 18 | 871155.2388 | 991838.2074 | 297340.8231 | 73268.0908 | 2834.8346 | 4220.6964 | 2240657.8911 | 1040469.6024 | 1184608.046 | 355130.8357 | 87508.1936 | 3385.8021 | 5041.0146 | 2676143.4944
WeekDay | Thursday | 8 | 19 | 968705.9213 | 968830.5199 | 295202.3709 | 73653.9661 | 1954.7404 | 4163.1685 | 2312510.6871 | 1156979.8582 | 1157128.6734 | 352576.7621 | 87969.0661 | 2334.6562 | 4972.3059 | 2761961.322
WeekDay | Thursday | 8 | 20 | 1018502.2419 | 917376.6416 | 291486.3583 | 73898.0077 | 1693.5253 | 4010.9618 | 2306967.7365 | 1216454.3991 | 1095674.4182 | 348138.5198 | 88260.5387 | 2022.6723 | 4790.5169 | 2755341.0649
WeekDay | Thursday | 8 | 21 | 1067810.5788 | 867683.9028 | 286824.7798 | 73587.6895 | 1746.4775 | 3840.5173 | 2301493.9456 | 1275346.1138 | 1036323.5908 | 342570.9348 | 87889.9082 | 2085.9161 | 4586.9454 | 2748803.4092
WeekDay | Thursday | 8 | 22 | 1075475.7646 | 818741.3702 | 280536.3659 | 73282.7146 | 1568.7093 | 3583.6122 | 2253188.537 | 1284501.0755 | 977868.7769 | 335060.3291 | 87525.6597 | 1873.5976 | 4280.1093 | 2691109.5481
WeekDay | Thursday | 8 | 23 | 1016435.0392 | 789116.0283 | 277271.6267 | 72875.4896 | 1860.8921 | 3465.517 | 2161024.5929 | 1213985.423 | 942485.5681 | 331161.0678 | 87039.288 | 2222.5679 | 4139.0614 | 2581032.9762
WeekDay | Friday | 8 | 0 | 966438.712 | 711185.0237 | 273264.3653 | 72856.3465 | 2472.0883 | 3501.2045 | 2029717.7403 | 1154272.0029 | 849408.1949 | 326374.9706 | 87016.4243 | 2952.5538 | 4181.685 | 2424205.8315
WeekDay | Friday | 8 | 1 | 903288.4139 | 694355.534 | 270789.1477 | 72838.833 | 2832.1752 | 3399.996 | 1947504.0997 | 1078848.057 | 829307.7906 | 323418.6793 | 86995.5069 | 3382.6258 | 4060.8061 | 2326013.4657
WeekDay | Friday | 8 | 2 | 851890.5984 | 677939.7161 | 270948.4524 | 72835.8676 | 2646.0741 | 3299.9134 | 1879560.6219 | 1017460.7608 | 809701.4578 | 323608.9458 | 86991.9651 | 3160.3549 | 3941.2718 | 2244864.7562
WeekDay | Friday | 8 | 3 | 821835.6474 | 671733.3427 | 267238.4663 | 72832.8569 | 2270.9172 | 3393.8042 | 1839305.0345 | 981564.4458 | 802288.8376 | 319177.9012 | 86988.3693 | 2712.2838 | 4053.4108 | 2196785.2486
WeekDay | Friday | 8 | 4 | 795570.3492 | 671359.5306 | 269344.1658 | 72834.0407 | 2416.1221 | 3577.533 | 1815101.7413 | 950194.3259 | 801842.3728 | 321692.8563 | 86989.7832 | 2885.7102 | 4272.8485 | 2167877.8968
WeekDay | Friday | 8 | 5 | 811343.3065 | 697573.5299 | 274381.1785 | 211.5853 | 3178.6694 | 3791.2078 | 1790479.4773 | 969032.8541 | 833151.2236 | 327708.8433 | 252.7082 | 3796.4633 | 4528.0523 | 2138470.1448
WeekDay | Friday | 8 | 6 | 828594.9708 | 737171.0477 | 280326.0333 | 206.8865 | 3590.9402 | 3946.1164 | 1853835.9948 | 989637.4852 | 880444.7619 | 334809.1171 | 247.0961 | 4288.8615 | 4713.0683 | 2214140.3901
WeekDay | Friday | 8 | 7 | 711427.7128 | 867701.2938 | 297819.2341 | 193.1186 | 2896.4743 | 4343.52 | 1884381.3535 | 849698.052 | 1036344.3619 | 355702.2288 | 230.6524 | 3459.4218 | 5187.7097 | 2250622.4266
WeekDay | Friday | 8 | 8 | 632648.0496 | 1051135.6033 | 310543.4582 | 223.7844 | 2993.8094 | 4624.2918 | 2002168.9967 | 755607.0781 | 1255430.2545 | 370899.4839 | 267.2783 | 3575.6747 | 5523.0513 | 2391302.8206
WeekDay | Friday | 8 | 9 | 611048.6065 | 1141635.3469 | 319129.3221 | 231.7015 | 3326.1791 | 4566.764 | 2079937.9201 | 729809.6507 | 1363519.1783 | 381154.063 | 276.7342 | 3972.6425 | 5454.3426 | 2484186.6112
WeekDay | Friday | 8 | 10 | 612955.8278 | 1196078.6639 | 322388.7423 | 228.0671 | 3760.9074 | 4334.6262 | 2139746.8347 | 732087.5523 | 1428543.8878 | 385046.9716 | 272.3933 | 4491.8628 | 5177.0874 | 2555619.7552
WeekDay | Friday | 8 | 11 | 613771.8813 | 1194603.5323 | 326729.9556 | 231.1541 | 3292.1384 | 4043.6097 | 2142672.2716 | 733062.2107 | 1426782.0554 | 390231.9264 | 276.0804 | 3931.9857 | 4829.5101 | 2559113.7687
WeekDay | Friday | 8 | 12 | 618614.2121 | 1193536.486 | 331621.4414 | 237.7021 | 3650.6888 | 4259.8738 | 2151920.4043 | 738845.6783 | 1425507.6221 | 396074.1024 | 283.9009 | 4360.2225 | 5087.8064 | 2570159.3327
WeekDay | Friday | 8 | 13 | 610790.2844 | 1197768.3925 | 332386.3301 | 238.3889 | 4359.4565 | 5009.0866 | 2150551.9391 | 729501.1222 | 1430562.0256 | 396987.6519 | 284.7213 | 5206.7436 | 5982.6332 | 2568524.8979
WeekDay | Friday | 8 | 14 | 616013.7661 | 1195979.0478 | 320122.3221 | 236.585 | 4725.6305 | 4696.2297 | 2141773.5813 | 735739.8195 | 1428424.9108 | 382340.0587 | 282.5668 | 5644.0858 | 5608.9708 | 2558040.4124
WeekDay | Friday | 8 | 15 | 654739.2031 | 1140894.9855 | 320835.1893 | 236.0362 | 4668.896 | 4169.0226 | 2125543.3327 | 781991.7828 | 1362634.9231 | 383191.476 | 281.9112 | 5576.3246 | 4979.2978 | 2538655.7155
WeekDay | Friday | 8 | 16 | 710760.2095 | 1075675.8481 | 310957.5941 | 224.7917 | 4637.101 | 3921.349 | 2106176.8934 | 848900.8154 | 1284740.0463 | 371394.1096 | 268.4813 | 5538.3501 | 4683.4872 | 2515525.2899
WeekDay | Friday | 8 | 17 | 774528.6413 | 978286.5837 | 305440.9506 | 387.404 | 3619.6621 | 3932.3817 | 2066195.6234 | 925063.0329 | 1168422.5812 | 364805.2726 | 462.6983 | 4323.1656 | 4696.6643 | 2467773.4149
WeekDay | Friday | 8 | 18 | 889037.3908 | 938996.3155 | 299084.0737 | 73150.9328 | 1887.3682 | 3852.0004 | 2206008.0814 | 1061827.2602 | 1121496.0083 | 357212.8978 | 87368.2652 | 2254.1898 | 4600.6603 | 2634759.2816
WeekDay | Friday | 8 | 19 | 1007501.4569 | 940620.6148 | 292547.067 | 73352.4447 | 1696.0665 | 3770.7184 | 2319488.3683 | 1203315.5442 | 1123436.0001 | 349405.3836 | 87608.9422 | 2025.7074 | 4503.5807 | 2770295.1583
WeekDay | Friday | 8 | 20 | 1083308.833 | 889467.8881 | 286106.9761 | 73772.5186 | 1311.6902 | 3680.0924 | 2337647.9983 | 1293856.5487 | 1062341.4274 | 341713.6216 | 88110.66 | 1566.6252 | 4395.3409 | 2791984.2237
WeekDay | Friday | 8 | 21 | 1139567.0047 | 850957.8609 | 276311.1213 | 73182.0458 | 1688.4428 | 3521.3561 | 2345227.8317 | 1361048.8411 | 1016346.7402 | 330013.8824 | 87405.4253 | 2016.602 | 4205.7533 | 2801037.2442
WeekDay | Friday | 8 | 22 | 1149912.3662 | 803624.09 | 271994.2927 | 73133.9177 | 1276.8812 | 3260.8485 | 2303202.3962 | 1373404.887 | 959813.3606 | 324858.0516 | 87347.9431 | 1525.0509 | 3894.6144 | 2750843.9076
WeekDay | Friday | 8 | 23 | 1086117.7735 | 771448.628 | 268765.742 | 72870.0083 | 1444.839 | 3167.9709 | 2203814.9616 | 1297211.424 | 921384.4002 | 321002.0123 | 87032.7413 | 1725.6523 | 3783.6854 | 2632139.9155
Saturday | Saturday | 8 | 0 | 997805.7942 | 749026.317 | 265035.9398 | 72863.4403 | 1618.0566 | 3221.1081 | 2089570.656 | 1191735.47 | 894604.1755 | 316547.3002 | 87024.8969 | 1932.5358 | 3847.1502 | 2495691.5285
Saturday | Saturday | 8 | 1 | 934043.6401 | 731997.55 | 263487.7785 | 72835.5197 | 1769.3486 | 3157.0507 | 2007290.8876 | 1115580.7501 | 874265.7632 | 314698.2443 | 86991.5496 | 2113.2323 | 3770.6429 | 2397420.1824
Saturday | Saturday | 8 | 2 | 879283.3264 | 710306.4094 | 263928.8627 | 72813.6671 | 1714.9189 | 3111.6814 | 1931158.8659 | 1050177.4336 | 848358.8164 | 315225.0559 | 86965.4498 | 2048.2239 | 3716.4558 | 2306491.4354
Saturday | Saturday | 8 | 3 | 839181.323 | 694630.5007 | 265137.6757 | 72813.65 | 1956.2179 | 3165.8319 | 1876885.1991 | 1002281.3599 | 829636.1987 | 316668.8091 | 86965.4294 | 2336.4209 | 3781.1307 | 2241669.3486
Saturday | Saturday | 8 | 4 | 808688.6144 | 695132.5769 | 269719.9913 | 72812.5641 | 2714.9238 | 3354.8519 | 1852423.5225 | 965862.2063 | 830235.8565 | 322141.7259 | 86964.1325 | 3242.5859 | 4006.8879 | 2212453.3951
Saturday | Saturday | 8 | 5 | 822601.5862 | 716346.1349 | 274713.9328 | 188.0786 | 3380.6088 | 3601.2871 | 1820831.6286 | 982479.2496 | 855572.3997 | 328106.2705 | 224.6328 | 4037.6509 | 4301.2194 | 2174721.4229
Saturday | Saturday | 8 | 6 | 842129.3295 | 752250.5208 | 282374.6206 | 197.3234 | 3326.1791 | 3732.7793 | 1884010.7529 | 1005802.3295 | 898455.0232 | 337255.86 | 235.6745 | 3972.6425 | 4458.2679 | 2250179.7974
Saturday | Saturday | 8 | 7 | 736376.4768 | 888492.4075 | 292394.5259 | 185.4247 | 2793.5839 | 4134.2357 | 1924376.6546 | 879495.7613 | 1061176.3561 | 349223.1953 | 221.4632 | 3336.5341 | 4937.7498 | 2298391.0597
Saturday | Saturday | 8 | 8 | 661658.9809 | 1066856.8388 | 305165.2924 | 216.7929 | 3472.566 | 4223.0605 | 2041593.5315 | 790256.4619 | 1274207.0085 | 364476.0385 | 258.9279 | 4147.4805 | 5043.8382 | 2438389.7556
Saturday | Saturday | 8 | 9 | 640318.7104 | 1162922.8219 | 311324.7434 | 230.0571 | 3861.1974 | 4468.8203 | 2123126.3505 | 764768.5789 | 1388944.0046 | 371832.6166 | 274.7702 | 4611.6449 | 5337.3629 | 2535768.978
Saturday | Saturday | 8 | 10 | 640188.437 | 1211491.3926 | 313742.388 | 239.8115 | 3999.4287 | 4523.7588 | 2174185.2166 | 764612.9861 | 1446952.1749 | 374720.1453 | 286.4204 | 4776.7422 | 5402.9791 | 2596751.4479
Saturday | Saturday | 8 | 11 | 639899.8609 | 1236605.1134 | 315969.782 | 240.4828 | 3538.9336 | 4259.0858 | 2200513.2585 | 764268.3234 | 1476946.9014 | 377380.4469 | 287.2221 | 4226.747 | 5086.8652 | 2628196.5061
Saturday | Saturday | 8 | 12 | 637001.254 | 1239551.6708 | 319996.3921 | 251.0301 | 3901.2662 | 4343.0697 | 2205044.6828 | 760806.3545 | 1480466.1402 | 382189.6535 | 299.8193 | 4659.5012 | 5187.1719 | 2633608.6406
Saturday | Saturday | 8 | 13 | 611077.9286 | 1242434.3613 | 320613.4815 | 254.4583 | 4473.1619 | 4218.2196 | 2183071.6112 | 729844.6718 | 1483909.0993 | 382926.6779 | 303.9139 | 5342.5484 | 5038.0565 | 2607364.9677
Saturday | Saturday | 8 | 14 | 631107.814 | 1228180.3842 | 318608.9683 | 248.0817 | 4862.0889 | 4368.8502 | 2187376.1874 | 753767.4883 | 1466884.7744 | 380532.5754 | 296.2979 | 5807.0656 | 5217.9631 | 2612506.1647
Saturday | Saturday | 8 | 15 | 663806.3843 | 1178088.2107 | 310367.7162 | 229.6536 | 5498.6974 | 4547.0627 | 2162537.7249 | 792821.2263 | 1407056.8798 | 370689.5853 | 274.2882 | 6567.403 | 5430.8122 | 2582840.1947
Saturday | Saturday | 8 | 16 | 708904.8737 | 1100130.3306 | 307031.9082 | 230.2834 | 5047.3034 | 4320.4413 | 2125665.1405 | 846684.8836 | 1313947.4075 | 366705.4426 | 275.0403 | 6028.2778 | 5160.1455 | 2538801.1974
Saturday | Saturday | 8 | 17 | 764007.2715 | 1008662.3631 | 299878.1636 | 226.7261 | 3961.6057 | 4081.2111 | 2080817.3411 | 912496.7704 | 1204702.0795 | 358161.3239 | 270.7917 | 4731.5681 | 4874.4195 | 2485236.9531
Saturday | Saturday | 8 | 18 | 864964.471 | 972859.1879 | 293040.6368 | 72858.1029 | 2593.1219 | 4027.2858 | 2210342.8063 | 1033075.6208 | 1161940.3376 | 349994.8818 | 87018.5221 | 3097.1111 | 4810.0135 | 2639936.4869
Saturday | Saturday | 8 | 19 | 918117.249 | 944082.7848 | 288305.8624 | 73398.9277 | 1806.4033 | 4010.6241 | 2229721.8513 | 1096558.9672 | 1127571.0641 | 344339.8749 | 87664.4595 | 2157.4889 | 4790.1135 | 2663081.9681
Saturday | Saturday | 8 | 20 | 945890.3296 | 900122.9657 | 282213.6226 | 73711.4548 | 1448.6213 | 3870.5759 | 2207257.5699 | 1129729.9164 | 1075067.3846 | 337063.571 | 88037.7281 | 1730.1697 | 4622.8461 | 2636251.6158
Saturday | Saturday | 8 | 21 | 983830.4276 | 859736.7317 | 274484.472 | 73489.8488 | 1585.5524 | 3760.136 | 2196887.1685 | 1175043.9051 | 1026831.8384 | 327832.2125 | 87773.0517 | 1893.7142 | 4490.9415 | 2623865.6634
Saturday | Saturday | 8 | 22 | 1010935.7529 | 816079.129 | 267809.0404 | 73215.0599 | 1281.4318 | 3514.3762 | 2172834.7902 | 1207417.3166 | 974689.1128 | 319859.3699 | 87444.8558 | 1530.4859 | 4197.4168 | 2595138.5578
Saturday | Saturday | 8 | 23 | 987576.587 | 788313.5896 | 265221.9616 | 73201.2268 | 1393.4233 | 3434.8955 | 2119141.6838 | 1179518.1536 | 941527.1705 | 316769.4765 | 87428.3341 | 1664.2437 | 4102.4885 | 2531009.8669
Sunday | Sunday | 8 | 0 | 944838.1144 | 759138.2938 | 260779.6761 | 73200.2521 | 2116.552 | 3416.7703 | 2043489.6588 | 1128473.1967 | 906681.4771 | 311463.8056 | 87427.1701 | 2527.9169 | 4080.8405 | 2440654.4069
Sunday | Sunday | 8 | 1 | 892502.2241 | 731052.9204 | 256703.844 | 72914.5614 | 2666.5222 | 3345.5078 | 1959185.5799 | 1065965.5051 | 873137.5391 | 306595.8105 | 87085.9535 | 3184.7772 | 3995.7278 | 2339965.3132
Sunday | Sunday | 8 | 2 | 850513.9878 | 716079.8193 | 254889.7873 | 72827.535 | 2829.9294 | 3401.0092 | 1900542.0681 | 1015816.5975 | 855254.324 | 304429.1807 | 86982.0131 | 3379.9436 | 4062.0162 | 2269924.0752
Sunday | Sunday | 8 | 3 | 810811.6433 | 697560.7593 | 257054.8485 | 72815.0674 | 3068.2144 | 3356.8783 | 1844667.4112 | 968397.8589 | 833135.971 | 307015.0348 | 86967.1224 | 3664.5407 | 4009.3082 | 2203189.836
Sunday | Sunday | 8 | 4 | 775632.3655 | 694149.3659 | 269496.7396 | 72812.2289 | 3283.0373 | 3348.7726 | 1818722.5098 | 926381.2728 | 829061.5524 | 321875.0838 | 86963.7321 | 3921.1157 | 3999.6271 | 2172202.3839
Sunday | Sunday | 8 | 5 | 757664.8566 | 705592.9463 | 264616.3371 | 187.0565 | 4015.2671 | 3349.8984 | 1735426.362 | 904921.6683 | 842729.2628 | 316046.1451 | 223.4121 | 4795.6589 | 4000.9717 | 2072717.1189
Sunday | Sunday | 8 | 6 | 756747.2281 | 703584.9732 | 262278.8035 | 185.4729 | 3649.9205 | 3228.2006 | 1729674.5988 | 903825.6931 | 840331.0278 | 313254.2976 | 221.5207 | 4359.3049 | 3855.6212 | 2065847.4653
Sunday | Sunday | 8 | 7 | 769356.0355 | 743242.6179 | 266971.0301 | 164.0676 | 2622.6712 | 3109.0921 | 1785465.5143 | 918885.0996 | 887696.379 | 318858.4871 | 195.9551 | 3132.4034 | 3713.3632 | 2132481.6874
Sunday | Sunday | 8 | 8 | 771245.1255 | 822746.0705 | 271619.6385 | 179.192 | 2778.9866 | 3133.0714 | 1871702.0844 | 921141.3457 | 982651.8153 | 324410.581 | 214.0191 | 3319.0997 | 3742.003 | 2235478.8638
Sunday | Sunday | 8 | 9 | 753512.4586 | 902196.5574 | 274526.5765 | 186.9927 | 2894.2286 | 2942.5879 | 1936259.4016 | 899962.2263 | 1077543.9915 | 327882.5003 | 223.3359 | 3456.7396 | 3514.4979 | 2312583.2915
Sunday | Sunday | 8 | 10 | 739804.9676 | 943231.6487 | 276614.8818 | 192.6706 | 2970.6429 | 2975.0106 | 1965789.8221 | 883590.6003 | 1126554.5045 | 330376.6805 | 230.1173 | 3548.0055 | 3553.2221 | 2347853.1303
Sunday | Sunday | 8 | 11 | 738802.6523 | 974998.7599 | 277102.669 | 204.2511 | 3468.37 | 3190.8244 | 1997767.5268 | 882393.4789 | 1164495.7486 | 330959.2722 | 243.9486 | 4142.469 | 3810.9807 | 2386045.898
Sunday | Sunday | 8 | 12 | 744518.7011 | 975230.6202 | 279191.2788 | 205.9756 | 3460.8054 | 2936.6212 | 2005544.0023 | 889220.4768 | 1164772.6724 | 333453.8161 | 246.0083 | 4133.4342 | 3507.3715 | 2395333.7792
Sunday | Sunday | 8 | 13 | 739634.9052 | 959057.274 | 280705.5577 | 204.5434 | 4143.1562 | 3538.5807 | 1987284.0172 | 883387.4852 | 1145455.9372 | 335262.4044 | 244.2976 | 4948.404 | 4226.3255 | 2373524.854
Sunday | Sunday | 8 | 14 | 720381.7852 | 939819.0649 | 278113.1129 | 313.6189 | 4435.1025 | 3597.3469 | 1946660.0314 | 860392.4034 | 1122478.6641 | 332166.1021 | 374.5726 | 5297.0919 | 4296.5133 | 2325005.3474
Sunday | Sunday | 8 | 15 | 745328.3389 | 927779.4247 | 276324.1528 | 251.3238 | 5134.5918 | 3530.8127 | 1958348.6448 | 890187.4727 | 1108099.0461 | 330029.4466 | 300.1701 | 6132.5312 | 4217.0478 | 2338965.7146
Sunday | Sunday | 8 | 16 | 760722.6874 | 906866.3331 | 270395.7394 | 262.1582 | 5210.1787 | 3941.2755 | 1947398.3722 | 908573.8072 | 1083121.3668 | 322948.8097 | 313.1102 | 6222.8089 | 4707.2865 | 2325887.1893
Sunday | Sunday | 8 | 17 | 792980.4442 | 869638.2885 | 266802.3194 | 459.5291 | 4789.1614 | 3958.0497 | 1938627.7922 | 947101.0569 | 1038657.8234 | 318656.9865 | 548.8414 | 5719.9642 | 4727.321 | 2315411.9934
Sunday | Sunday | 8 | 18 | 878110.4622 | 882603.306 | 267202.0643 | 73228.8099 | 2851.0867 | 3918.5345 | 2107914.2637 | 1048776.6161 | 1054142.6716 | 319134.4242 | 87461.2783 | 3405.2129 | 4680.1258 | 2517600.3288
Sunday | Sunday | 8 | 19 | 921635.1929 | 882546.4698 | 265749.6209 | 73632.0326 | 1990.6723 | 3975.612 | 2149529.6006 | 1100760.6451 | 1054074.789 | 317399.6895 | 87942.8697 | 2377.5717 | 4748.2966 | 2567303.8616
Sunday | Sunday | 8 | 20 | 934002.1161 | 858559.8644 | 263991.2637 | 73975.6527 | 1627.926 | 3734.5806 | 2135891.4034 | 1115531.1556 | 1025426.2396 | 315299.5849 | 88353.2745 | 1944.3234 | 4460.4192 | 2551014.9972
Sunday | Sunday | 8 | 21 | 954300.0167 | 832022.4563 | 258620.7448 | 73966.0993 | 1787.4918 | 3616.7104 | 2124313.5194 | 1139774.0778 | 993731.1235 | 308885.2727 | 88341.8643 | 2134.9018 | 4319.6403 | 2537186.8804
Sunday | Sunday | 8 | 22 | 966966.0639 | 806351.4139 | 255640.3234 | 73959.9979 | 1428.1732 | 3407.0885 | 2107753.0608 | 1154901.8489 | 963070.7566 | 305325.5881 | 88334.5771 | 1705.7474 | 4069.277 | 2517407.7951
Sunday | Sunday | 8 | 23 | 949263.9901 | 781903.58 | 253943.5507 | 73782.9079 | 1587.7981 | 3364.3085 | 2063846.1354 | 1133759.2685 | 933871.3362 | 303299.0373 | 88123.0686 | 1896.3965 | 4018.1825 | 2464967.2895
WeekDay | Monday | 8 | 0 | 906901.6273 | 751341.8976 | 258033.4879 | 73247.827 | 2055.6806 | 3361.3815 | 1994941.9018 | 1083163.5206 | 897369.8034 | 308183.8788 | 87483.9914 | 2455.2147 | 4014.6866 | 2382671.0955
WeekDay | Monday | 8 | 1 | 862311.2875 | 720858.4612 | 257604.0369 | 72855.1746 | 2525.6315 | 3334.9254 | 1919489.5171 | 1029906.7748 | 860961.7242 | 307670.9614 | 87015.0246 | 3016.5035 | 3983.0886 | 2292554.0771
WeekDay | Monday | 8 | 2 | 827481.318 | 697403.7216 | 256869.0103 | 72819.8819 | 2537.924 | 3387.8375 | 1860499.6933 | 988307.3872 | 832948.4121 | 306793.0778 | 86972.8726 | 3031.1851 | 4046.2845 | 2222099.2192
WeekDay | Monday | 8 | 3 | 788891.3944 | 698932.5574 | 257367.3029 | 72818.5958 | 2343.1355 | 3384.7979 | 1823737.7838 | 942217.2752 | 834774.3865 | 307388.2167 | 86971.3365 | 2798.5382 | 4042.6541 | 2178192.4072
WeekDay | Monday | 8 | 4 | 753582.6472 | 694617.4764 | 256246.4172 | 72820.5146 | 2411.2169 | 3369.8249 | 1783048.0973 | 900046.0565 | 829620.6431 | 306049.48 | 86973.6283 | 2879.8517 | 4024.771 | 2129594.4305
WeekDay | Monday | 8 | 5 | 733233.52 | 695657.8525 | 255981.5441 | 193.1253 | 2753.5151 | 3334.0248 | 1691153.5818 | 875741.9515 | 830863.2227 | 305733.1272 | 230.6604 | 3288.6777 | 3982.0129 | 2019839.6524
WeekDay | Monday | 8 | 6 | 729054.1645 | 686455.9362 | 254852.6461 | 185.6302 | 2884.9501 | 3159.3023 | 1676592.6294 | 870750.3127 | 819872.8575 | 304384.8209 | 221.7085 | 3445.6578 | 3773.3321 | 2002448.6896
WeekDay | Monday | 8 | 7 | 747215.4767 | 690652.6921 | 257232.3867 | 149.8272 | 2025.4222 | 3084.8876 | 1700360.6926 | 892441.3874 | 824885.2786 | 307227.0787 | 178.9471 | 2419.0754 | 3684.4544 | 2030836.2216
WeekDay | Monday | 8 | 8 | 777691.1396 | 725094.6258 | 263373.8859 | 142.1875 | 2386.2182 | 2811.6586 | 1771499.7156 | 928840.1822 | 866021.2134 | 314562.2159 | 169.8225 | 2849.9944 | 3358.1217 | 2115801.55
WeekDay | Monday | 8 | 9 | 784673.5295 | 761507.3011 | 265092.3139 | 152.1599 | 2547.3797 | 2940.2237 | 1816912.9079 | 937179.6424 | 909510.9155 | 316614.631 | 181.7332 | 3042.4786 | 3511.6742 | 2170041.0748
WeekDay | Monday | 8 | 10 | 772772.345 | 791985.0369 | 265500.8941 | 149.9029 | 2649.5019 | 2727.337 | 1835785.0177 | 922965.3897 | 945912.1861 | 317102.6212 | 179.0374 | 3164.4488 | 3257.4116 | 2192581.0949
WeekDay | Monday | 8 | 11 | 759656.2341 | 820169.3685 | 266730.8878 | 150.4414 | 2994.6368 | 2794.8843 | 1852496.4529 | 907300.0822 | 979574.3154 | 318571.6717 | 179.6806 | 3576.6629 | 3338.0872 | 2212540.5
WeekDay | Monday | 8 | 12 | 760789.6647 | 844532.9742 | 266936.2727 | 148.2229 | 3482.5537 | 2787.5667 | 1878677.2547 | 908653.802 | 1008673.1373 | 318816.9744 | 177.0309 | 4159.4093 | 3329.3474 | 2243809.7012
WeekDay | Monday | 8 | 13 | 754841.4423 | 845059.2306 | 266552.6353 | 168.9377 | 3913.736 | 3227.6377 | 1873763.6195 | 901549.506 | 1009301.6749 | 318358.7747 | 201.7718 | 4674.3946 | 3854.9489 | 2237941.0709
WeekDay | Monday | 8 | 14 | 739056.5028 | 845559.6364 | 263331.2412 | 180.2238 | 4336.94 | 3200.281 | 1855664.8252 | 882696.6668 | 1009899.3376 | 314511.283 | 215.2514 | 5179.8509 | 3822.2753 | 2216324.6648
WeekDay | Monday | 8 | 15 | 737236.4821 | 840479.2393 | 263404.6547 | 190.0546 | 4568.074 | 3234.3924 | 1849112.8971 | 880522.9139 | 1003831.5341 | 314598.9648 | 226.9928 | 5455.9073 | 3863.0164 | 2208499.3294
WeekDay | Monday | 8 | 16 | 744707.5519 | 826851.9062 | 261664.9356 | 213.1407 | 4648.4479 | 3515.2768 | 1841601.2591 | 889446.0319 | 987555.6454 | 312521.1206 | 254.5659 | 5551.9023 | 4198.4924 | 2199527.7585
WeekDay | Monday | 8 | 17 | 778467.3453 | 824329.5326 | 259861.6186 | 219.7665 | 3632.9001 | 3707.8994 | 1870219.0624 | 929767.2482 | 984543.0329 | 310367.3179 | 262.4794 | 4338.9765 | 4428.5524 | 2233707.6074
WeekDay | Monday | 8 | 18 | 867406.3061 | 856155.982 | 259096.6271 | 73301.6249 | 1893.9872 | 3798.638 | 2061653.1653 | 1035992.0415 | 1022555.148 | 309453.6456 | 87548.2452 | 2262.0953 | 4536.9266 | 2462348.1022
WeekDay | Monday | 8 | 19 | 969751.7657 | 851751.3946 | 260442.3832 | 73622.4525 | 1614.6288 | 3827.3456 | 2161009.9704 | 1158228.969 | 1017294.5019 | 311060.9576 | 87931.4277 | 1928.4419 | 4571.2137 | 2581015.5118
WeekDay | Monday | 8 | 20 | 1039759.632 | 826097.0464 | 260555.6615 | 73639.975 | 1432.5465 | 3729.6271 | 2205214.4885 | 1241843.2934 | 986654.0738 | 311196.2524 | 87952.3558 | 1710.9707 | 4454.503 | 2633811.449
WeekDay | Monday | 8 | 21 | 1081568.7573 | 799069.5724 | 260210.0768 | 73472.0712 | 1527.104 | 3585.6387 | 2219433.2204 | 1291778.2786 | 954373.6445 | 310783.5012 | 87751.8189 | 1823.9061 | 4282.5295 | 2650793.6788
WeekDay | Monday | 8 | 22 | 1079120.6859 | 782429.9461 | 256876.6741 | 72869.6055 | 1299.2204 | 3435.1206 | 2196031.2527 | 1288854.4095 | 934500.0049 | 306802.2312 | 87032.2603 | 1551.7319 | 4102.7574 | 2622843.3951
WeekDay | Monday | 8 | 23 | 1026411.147 | 762518.7613 | 253982.6097 | 72859.5812 | 1582.893 | 3380.2947 | 2120735.2868 | 1225900.4484 | 910718.9591 | 303345.6876 | 87020.2876 | 1890.5379 | 4037.2757 | 2532913.1964
WeekDay | Tuesday | 8 | 0 | 955481.5964 | 742675.3958 | 238869.3683 | 72848.5176 | 2260.8704 | 3435.0081 | 2015570.7566 | 1141185.3047 | 887018.9138 | 285295.095 | 87007.0738 | 2700.2845 | 4102.623 | 2407309.2948
WeekDay | Tuesday | 8 | 1 | 894654.275 | 727269.7286 | 236335.2874 | 72832.7286 | 2901.9705 | 3364.0833 | 1937358.0734 | 1068535.8203 | 868619.0608 | 282268.5 | 86988.2161 | 3465.9862 | 4017.9136 | 2313895.4969
WeekDay | Tuesday | 8 | 2 | 850675.2797 | 708021.5212 | 231421.7269 | 72824.9768 | 2765.8076 | 3318.1511 | 1869027.4633 | 1016009.2375 | 845629.8461 | 276399.9588 | 86978.9577 | 3303.3593 | 3963.0542 | 2232284.4136
WeekDay | Tuesday | 8 | 3 | 799653.6732 | 699879.2445 | 229019.1617 | 72825.9047 | 2135.1089 | 3378.2683 | 1806891.3613 | 955071.2689 | 835905.068 | 273530.4404 | 86980.066 | 2550.0804 | 4034.8555 | 2158071.7791
WeekDay | Tuesday | 8 | 4 | 778023.9736 | 702609.2448 | 229941.7557 | 72823.7181 | 2229.6664 | 3446.9414 | 1789075.3001 | 929237.7045 | 839165.6607 | 274632.3462 | 86977.4544 | 2663.0158 | 4116.8756 | 2136793.0572
WeekDay | Tuesday | 8 | 5 | 789849.3302 | 732073.4538 | 234786.0426 | 203.4367 | 2921.8275 | 3525.8593 | 1763359.9501 | 943361.3917 | 874356.4194 | 280418.15 | 242.9759 | 3489.7026 | 4211.1316 | 2106079.7712
WeekDay | Tuesday | 8 | 6 | 804893.792 | 782387.1187 | 243303.5309 | 208.5709 | 2812.1408 | 3460.4509 | 1837065.6042 | 961329.8369 | 934448.8537 | 290591.0643 | 249.108 | 3358.6976 | 4133.0108 | 2194110.5712
WeekDay | Tuesday | 8 | 7 | 703049.2716 | 908019.1194 | 251065.1228 | 183.3612 | 2237.231 | 3460.9012 | 1868015.0073 | 839691.2094 | 1084498.2041 | 299861.1692 | 218.9986 | 2672.0506 | 4133.5486 | 2231075.1806
WeekDay | Tuesday | 8 | 8 | 638824.3124 | 1073188.8557 | 254274.0093 | 209.053 | 2643.8284 | 2960.4879 | 1972100.5468 | 762983.7355 | 1281769.6917 | 303693.7225 | 249.6838 | 3157.6727 | 3535.8769 | 2355390.383
WeekDay | Tuesday | 8 | 9 | 623840.9583 | 1155562.0015 | 261074.615 | 222.967 | 2991.8001 | 3415.0816 | 2047107.4235 | 745088.2746 | 1380152.5636 | 311816.0677 | 266.302 | 3573.2748 | 4078.8236 | 2444975.3064
WeekDay | Tuesday | 8 | 10 | 627979.9533 | 1205773.4747 | 264180.2817 | 243.199 | 3277.3638 | 3277.3976 | 2104731.6701 | 750031.7087 | 1440122.9446 | 315525.3397 | 290.4662 | 3914.3396 | 3914.3799 | 2513799.1786
WeekDay | Tuesday | 8 | 11 | 637886.9019 | 1219972.4936 | 265917.1301 | 255.4381 | 3139.3098 | 2816.3869 | 2129987.6604 | 761864.1334 | 1457081.6299 | 317599.7552 | 305.0841 | 3749.454 | 3363.769 | 2543963.8255
WeekDay | Tuesday | 8 | 12 | 640828.9142 | 1214079.2877 | 268189.919 | 247.3445 | 3460.8054 | 3196.4533 | 2130002.7241 | 765377.9439 | 1450043.0433 | 320314.2746 | 295.4174 | 4133.4342 | 3817.7036 | 2543981.8169
WeekDay | Tuesday | 8 | 13 | 633828.4769 | 1217947.0941 | 262793.3568 | 243.0232 | 4015.8581 | 3422.3992 | 2122250.2084 | 757016.9288 | 1454662.5815 | 313868.8575 | 290.2562 | 4796.3648 | 4087.5635 | 2534722.5523
WeekDay | Tuesday | 8 | 14 | 638793.0097 | 1208683.9122 | 261384.0824 | 224.9519 | 4212.5378 | 3188.9105 | 2116487.4045 | 762946.3489 | 1443599.0435 | 312185.6819 | 268.6726 | 5031.2703 | 3808.6949 | 2527839.7121
WeekDay | Tuesday | 8 | 15 | 678337.7956 | 1157194.4499 | 259318.6379 | 209.9935 | 4453.4821 | 3545.1103 | 2103059.4694 | 810176.9065 | 1382102.2884 | 309718.8057 | 250.8071 | 5319.0437 | 4234.1242 | 2511801.9755
WeekDay | Tuesday | 8 | 16 | 733217.8455 | 1103550.1989 | 254948.6801 | 190.1436 | 4729.5901 | 3533.7398 | 2100170.198 | 875723.2306 | 1318031.9482 | 304499.5197 | 227.0991 | 5648.815 | 4220.5438 | 2508351.1564
WeekDay | Tuesday | 8 | 17 | 795339.4763 | 1008076.4572 | 249607.8993 | 72802.8609 | 4031.9329 | 3708.1245 | 2133566.7511 | 949918.5814 | 1204002.2993 | 298120.7254 | 86952.5434 | 4815.5638 | 4428.8213 | 2548238.5345
WeekDay | Tuesday | 8 | 18 | 909798.2443 | 968826.6311 | 243978.6494 | 72855.1753 | 2290.7151 | 3687.2974 | 2201436.7127 | 1086623.1129 | 1157124.0287 | 291397.3962 | 87015.0255 | 2735.9297 | 4403.9463 | 2629299.4393
WeekDay | Tuesday | 8 | 19 | 1010396.6853 | 942844.6826 | 240298.7898 | 73390.6442 | 1789.974 | 3629.3193 | 2272350.095 | 1206773.4779 | 1126092.3292 | 287002.3333 | 87654.566 | 2137.8664 | 4334.6997 | 2713995.2725
WeekDay | Tuesday | 8 | 20 | 1069809.9681 | 890997.4035 | 238292.8611 | 73535.0605 | 1487.3899 | 3504.807 | 2277627.4901 | 1277734.0966 | 1064168.2134 | 284606.5401 | 87827.0506 | 1776.4732 | 4185.9877 | 2720298.3616
WeekDay | Tuesday | 8 | 21 | 1110296.3896 | 848869.4087 | 237094.7745 | 73255.176 | 1614.097 | 3415.9822 | 2274545.8279 | 1326089.3025 | 1013852.3844 | 283175.598 | 87492.7687 | 1927.8066 | 4079.8993 | 2716617.7595
WeekDay | Tuesday | 8 | 22 | 1106056.6451 | 804148.9199 | 228578.5422 | 72817.3912 | 1462.8049 | 3250.7164 | 2216315.0198 | 1321025.5376 | 960440.1944 | 273004.1838 | 86969.8978 | 1747.11 | 3882.513 | 2647069.4367
WeekDay | Tuesday | 8 | 23 | 1015958.7888 | 773318.3411 | 223376.1953 | 72816.7237 | 1554.5257 | 3212.8899 | 2090237.4645 | 1213416.6103 | 923617.5035 | 266790.7288 | 86969.1005 | 1856.6573 | 3837.3347 | 2496487.9353
WeekDay | Wednesday | 8 | 0 | 954356.861 | 759663.59 | 220423.2824 | 72816.7459 | 2198.4625 | 3230.227 | 2012689.1688 | 1139841.9701 | 907308.8678 | 263263.8992 | 86969.1271 | 2625.7471 | 3858.0414 | 2403867.6527
WeekDay | Wednesday | 8 | 1 | 892770.1115 | 735465.8077 | 219368.0502 | 72811.522 | 2595.6041 | 3154.2362 | 1926165.3317 | 1066285.4581 | 878408.0981 | 262003.5761 | 86962.8878 | 3100.0756 | 3767.2814 | 2300527.3772
WeekDay | Wednesday | 8 | 2 | 847983.1316 | 719417.2484 | 219678.1864 | 72809.4622 | 2692.0527 | 3106.0525 | 1865686.1338 | 1012793.854 | 859240.4029 | 262373.9892 | 86960.4278 | 3215.2697 | 3709.7328 | 2228293.6763
WeekDay | Wednesday | 8 | 3 | 803549.2291 | 703308.4243 | 219738.7918 | 72809.0283 | 2496.3187 | 3181.1426 | 1805082.9347 | 959723.95 | 840000.7299 | 262446.3737 | 86959.9095 | 2981.4935 | 3799.4172 | 2155911.8738
WeekDay | Wednesday | 8 | 4 | 767475.3786 | 707134.2389 | 222684.1354 | 72811.1645 | 2674.0868 | 3313.4228 | 1776092.4271 | 916638.9255 | 844570.1152 | 265964.1629 | 86962.4609 | 3193.812 | 3957.4069 | 2121286.8832
WeekDay | Wednesday | 8 | 5 | 807414.631 | 738566.2646 | 229350.3964 | 181.6812 | 3386.105 | 3589.1286 | 1782488.2069 | 964340.6165 | 882111.1478 | 273926.0526 | 216.9921 | 4044.2153 | 4286.6978 | 2128925.722
WeekDay | Wednesday | 8 | 6 | 829979.1197 | 794886.4943 | 240306.1177 | 184.5747 | 3225.3572 | 3744.7127 | 1872326.3762 | 991290.652 | 949377.5595 | 287011.0855 | 220.4479 | 3852.2251 | 4472.5206 | 2236224.4906
WeekDay | Wednesday | 8 | 7 | 702064.9558 | 919033.982 | 257353.0667 | 157.0716 | 2290.1833 | 3993.2869 | 1884892.5463 | 838515.5858 | 1097653.8728 | 307371.2136 | 187.5995 | 2735.2944 | 4769.4067 | 2251232.9729
WeekDay | Wednesday | 8 | 8 | 617086.6248 | 1098131.7478 | 270117.9326 | 177.6292 | 2836.3121 | 3937.673 | 1992287.9194 | 737021.195 | 1311560.3878 | 322617.0095 | 212.1525 | 3387.5667 | 4702.9838 | 2379501.2954
WeekDay | Wednesday | 8 | 9 | 595247.6116 | 1195176.6765 | 282454.3007 | 192.4948 | 3171.6958 | 4177.8038 | 2080420.5833 | 710937.6356 | 1427466.5937 | 337351.0264 | 229.9074 | 3788.1343 | 4989.7856 | 2484763.083
WeekDay | Wednesday | 8 | 10 | 597377.5227 | 1252366.4152 | 290151.9202 | 197.7403 | 3602.6417 | 3796.1612 | 2147492.4014 | 713481.508 | 1495771.5089 | 346544.7254 | 236.1723 | 4302.8372 | 4533.9685 | 2564870.7203
WeekDay | Wednesday | 8 | 11 | 605021.1052 | 1284588.8088 | 292420.2697 | 196.0632 | 3820.9514 | 4144.0301 | 2190191.2284 | 722610.6676 | 1534256.5222 | 349253.9425 | 234.1693 | 4563.5767 | 4949.4478 | 2615868.3262
WeekDay | Wednesday | 8 | 12 | 608954.7443 | 1283394.4931 | 297661.1102 | 199.6295 | 4080.9255 | 4461.5027 | 2198752.4051 | 727308.8336 | 1532830.084 | 355513.3725 | 238.4287 | 4874.0784 | 5328.6231 | 2626093.4202
WeekDay | Wednesday | 8 | 13 | 603922.9941 | 1282226.7342 | 297840.403 | 201.6907 | 4431.202 | 4208.2001 | 2192831.2241 | 721299.1319 | 1531435.364 | 355727.512 | 240.8905 | 5292.4333 | 5026.0896 | 2619021.4213
WeekDay | Wednesday | 8 | 14 | 613158.2507 | 1278925.9504 | 297764.514 | 192.9428 | 4833.367 | 4556.069 | 2199431.0939 | 732329.3172 | 1527493.0526 | 355636.8735 | 230.4424 | 5772.7615 | 5441.5689 | 2626904.0162
WeekDay | Wednesday | 8 | 15 | 659061.0222 | 1222510.6145 | 294841.9823 | 192.6595 | 5092.1591 | 3921.1239 | 2185619.5614 | 787153.5739 | 1460113.0501 | 352146.3298 | 230.104 | 6081.8515 | 4683.2183 | 2610408.1278
WeekDay | Wednesday | 8 | 16 | 719423.3809 | 1145120.1412 | 289324.7416 | 181.6449 | 5179.1521 | 3846.8218 | 2163075.8824 | 859247.7272 | 1367681.2638 | 345556.7795 | 216.9487 | 6185.752 | 4594.4752 | 2583482.9464
WeekDay | Wednesday | 8 | 17 | 783889.7135 | 1037387.283 | 279878.5944 | 72794.9586 | 4065.5599 | 3948.1428 | 2181964.2522 | 936243.487 | 1239009.8639 | 334274.7157 | 86943.1052 | 4855.7264 | 4715.4886 | 2606042.3868
WeekDay | Wednesday | 8 | 18 | 903175.7272 | 989819.1578 | 273083.8699 | 72801.4657 | 2404.5979 | 3867.086 | 2245151.9045 | 1078713.4691 | 1182196.5818 | 326159.3949 | 86950.8771 | 2871.9462 | 4618.6778 | 2681510.9468
WeekDay | Wednesday | 8 | 19 | 1004640.0389 | 959558.0336 | 266630.9847 | 73010.9905 | 2125.2395 | 3691.4629 | 2309656.75 | 1199897.992 | 1146054.0225 | 318452.3518 | 87201.1243 | 2538.2928 | 4408.9213 | 2758552.7047
WeekDay | Wednesday | 8 | 20 | 1063022.2439 | 909924.988 | 263275.9966 | 73483.1266 | 1710.5456 | 3539.4813 | 2314956.3821 | 1269627.1366 | 1086774.4901 | 314445.3012 | 87765.0229 | 2043.0007 | 4227.4012 | 2764882.3527
WeekDay | Wednesday | 8 | 21 | 1107578.9452 | 860856.3007 | 258173.7681 | 73540.8208 | 1757.8244 | 3394.2545 | 2305301.9136 | 1322843.706 | 1028169.0025 | 308351.4233 | 87833.9303 | 2099.4683 | 4053.9487 | 2753351.4791
WeekDay | Wednesday | 8 | 22 | 1112130.4188 | 815827.9097 | 252974.3714 | 73117.4618 | 1457.1315 | 3167.9709 | 2258675.264 | 1328279.7864 | 974389.0675 | 302141.492 | 87328.2889 | 1740.3339 | 3783.6854 | 2697662.6542
WeekDay | Wednesday | 8 | 23 | 1047452.0635 | 781249.5517 | 251657.2626 | 73011.1448 | 1688.7974 | 3100.4235 | 2158159.2435 | 1251030.7962 | 933090.1935 | 300568.395 | 87201.3085 | 2017.0255 | 3703.0098 | 2577610.7286
WeekDay | Thursday | 8 | 0 | 950730.4445 | 750130.1668 | 251318.7203 | 72818.9081 | 2234.3943 | 3161.2161 | 2030393.8501 | 1135510.7372 | 895922.5653 | 300164.0549 | 86971.7094 | 2668.6626 | 3775.6179 | 2425013.3474
WeekDay | Thursday | 8 | 1 | 891400.1713 | 727283.1162 | 249075.5572 | 72809.6573 | 2875.4943 | 3110.5556 | 1946554.5519 | 1064649.2616 | 868635.0503 | 297484.9193 | 86960.6607 | 3434.3643 | 3715.1112 | 2324879.3675
WeekDay | Thursday | 8 | 2 | 848333.9152 | 706735.1844 | 249118.347 | 72806.7787 | 2926.5554 | 3073.4046 | 1882994.1853 | 1013212.8146 | 844093.502 | 297536.0256 | 86957.2226 | 3495.3494 | 3670.7396 | 2248965.6538
WeekDay | Thursday | 8 | 3 | 805120.2974 | 693690.6275 | 248191.2563 | 72809.7893 | 2647.6107 | 3164.5935 | 1825624.1747 | 961600.365 | 828513.6554 | 296428.7491 | 86960.8184 | 3162.1901 | 3779.6516 | 2180445.4297
WeekDay | Thursday | 8 | 4 | 781365.6271 | 704274.6763 | 246090.1658 | 72806.7282 | 3004.0926 | 3303.0656 | 1810844.3556 | 933228.8289 | 841154.779 | 293919.2989 | 86957.1624 | 3587.9564 | 3945.0366 | 2162793.0622
WeekDay | Thursday | 8 | 5 | 796590.1319 | 729707.3345 | 250667.9414 | 183.0735 | 3724.6209 | 3600.2739 | 1784473.3761 | 951412.3096 | 871530.4303 | 299386.7932 | 218.6549 | 4448.5238 | 4300.0092 | 2131296.7211
WeekDay | Thursday | 8 | 6 | 814672.1089 | 767918.7332 | 258343.847 | 186.6627 | 3955.3413 | 3759.0102 | 1848835.7032 | 973008.6297 | 917168.4487 | 308554.5581 | 222.9417 | 4724.0861 | 4489.5969 | 2208168.2612
WeekDay | Thursday | 8 | 7 | 695989.1837 | 900679.0954 | 270890.9649 | 169.3434 | 2908.5895 | 4089.9922 | 1874727.1691 | 831258.95 | 1075731.6015 | 323540.2853 | 202.2564 | 3473.8917 | 4884.9073 | 2239091.8922
WeekDay | Thursday | 8 | 8 | 616211.9104 | 1086255.1947 | 281427.714 | 203.1756 | 3129.8541 | 4363.559 | 1991591.4079 | 735976.4744 | 1297375.5539 | 336124.9163 | 242.6641 | 3738.1604 | 5211.6435 | 2378669.4126
WeekDay | Thursday | 8 | 9 | 596134.6679 | 1187356.9139 | 290900.0596 | 212.195 | 3673.5599 | 4356.8043 | 2082634.2005 | 711997.0967 | 1418127.0123 | 347438.2702 | 253.4364 | 4387.5387 | 5203.5759 | 2487406.9303
WeekDay | Thursday | 8 | 10 | 599223.9607 | 1235860.6359 | 284029.4049 | 191.7761 | 3804.0492 | 4353.4269 | 2127463.2536 | 715686.8125 | 1476057.73 | 339232.2617 | 229.049 | 4543.3895 | 5199.5421 | 2540948.7848
WeekDay | Thursday | 8 | 11 | 605568.2637 | 1260632.4436 | 283197.1446 | 209.9513 | 3827.6886 | 4677.6542 | 2158113.1461 | 723264.1698 | 1505644.0905 | 338238.2466 | 250.7566 | 4571.6234 | 5586.785 | 2577555.6718
WeekDay | Thursday | 8 | 12 | 605678.4421 | 1259216.6671 | 290335.6325 | 198.143 | 4090.5585 | 4539.1821 | 2164058.6254 | 723395.7619 | 1503953.1492 | 346764.1433 | 236.6534 | 4885.5837 | 5421.4 | 2584656.6915
WeekDay | Thursday | 8 | 13 | 600424.0464 | 1269651.8195 | 289681.8055 | 202.7491 | 4768.536 | 4393.9553 | 2169122.9119 | 717120.1423 | 1516416.4375 | 345983.2411 | 242.1547 | 5695.3302 | 5247.9475 | 2590705.2532
WeekDay | Thursday | 8 | 14 | 606324.8677 | 1250223.3677 | 282732.0179 | 186.3511 | 4682.4887 | 4447.9932 | 2148597.0863 | 724167.8243 | 1493211.947 | 337682.7196 | 222.5696 | 5592.559 | 5312.488 | 2566190.1075
WeekDay | Thursday | 8 | 15 | 647327.3917 | 1182272.8348 | 277799.0434 | 175.815 | 4936.8484 | 4302.7664 | 2116814.6996 | 773139.4403 | 1412054.8111 | 331790.9912 | 209.9857 | 5896.3552 | 5139.0354 | 2528230.619
WeekDay | Thursday | 8 | 16 | 703513.8484 | 1110084.5573 | 269034.7747 | 195.8163 | 4416.782 | 3833.3123 | 2091079.0909 | 840246.0795 | 1325836.2992 | 321323.3332 | 233.8743 | 5275.2107 | 4578.34 | 2497493.137
WeekDay | Thursday | 8 | 17 | 762187.777 | 1021988.9064 | 263167.1771 | 72986.3304 | 4204.9732 | 3654.3118 | 2128189.476 | 910323.6461 | 1220618.7183 | 314315.332 | 87171.6714 | 5022.2355 | 4364.5497 | 2541816.153
WeekDay | Thursday | 8 | 18 | 871155.2388 | 984902.5429 | 256871.5564 | 73175.4779 | 2834.8346 | 3576.6323 | 2192516.283 | 1040469.6024 | 1176324.3926 | 306796.1188 | 87397.5808 | 3385.8021 | 4271.7728 | 2618645.2694
WeekDay | Thursday | 8 | 19 | 968705.9213 | 961387.858 | 253523.8129 | 73571.7358 | 1954.7404 | 3515.8397 | 2262659.9081 | 1156979.8582 | 1148239.4845 | 302797.7208 | 87870.8538 | 2334.6562 | 4199.1647 | 2702421.7383
WeekDay | Thursday | 8 | 20 | 1018502.2419 | 910133.7789 | 250428.9945 | 73667.7473 | 1693.5253 | 3434.7829 | 2257861.0708 | 1216454.3991 | 1087023.8607 | 299101.4055 | 87985.5258 | 2022.6723 | 4102.354 | 2696690.2175
WeekDay | Thursday | 8 | 21 | 1067810.5788 | 861418.9956 | 247438.742 | 73380.2408 | 1746.4775 | 3292.9335 | 2255087.9682 | 1275346.1138 | 1028841.0605 | 295529.9791 | 87642.1406 | 2085.9161 | 3932.9353 | 2693378.1454
WeekDay | Thursday | 8 | 22 | 1075475.7646 | 811156.0345 | 244236.8512 | 73084.085 | 1568.7093 | 3144.3293 | 2208665.774 | 1284501.0755 | 968809.1846 | 291705.7812 | 87288.4252 | 1873.5976 | 3755.449 | 2637933.513
WeekDay | Thursday | 8 | 23 | 1016435.0392 | 780800.7651 | 248183.9207 | 72841.0945 | 1860.8921 | 3080.1593 | 2123201.8709 | 1213985.423 | 932554.1825 | 296419.9878 | 86998.2079 | 2222.5679 | 3678.8072 | 2535859.1763
WeekDay | Friday | 9 | 0 | 954845.759 | 764419.2543 | 233110.4798 | 62399.6583 | 2914.7397 | 3231.5161 | 2020921.4072 | 1140425.8884 | 912988.8247 | 278416.9313 | 74527.4146 | 3481.2372 | 3859.581 | 2413699.8772
WeekDay | Friday | 9 | 1 | 892460.3197 | 748384.0206 | 230329.0274 | 62390.4084 | 3339.3036 | 3214.1982 | 1940117.278 | 1065915.4564 | 893837.0449 | 275094.8865 | 74516.3669 | 3988.3177 | 3838.8973 | 2317190.9699
WeekDay | Friday | 9 | 2 | 841690.5602 | 730988.653 | 228630.4484 | 62381.2172 | 3119.8794 | 3137.9995 | 1869948.7577 | 1005278.2827 | 873060.7809 | 273066.1783 | 74505.3893 | 3726.2471 | 3747.889 | 2233384.7673
WeekDay | Friday | 9 | 3 | 811975.2648 | 724529.2007 | 229113.9235 | 62365.449 | 2677.5469 | 3224.5889 | 1833885.9737 | 969787.6375 | 865345.8944 | 273643.6196 | 74486.5565 | 3197.9446 | 3851.3075 | 2190312.9601
WeekDay | Friday | 9 | 4 | 786082.4741 | 724068.0074 | 232403.8586 | 62364.6323 | 2848.7522 | 3342.3505 | 1811110.075 | 938862.424 | 864795.0653 | 277572.9739 | 74485.5811 | 3402.4246 | 3991.9568 | 2163110.4257
WeekDay | Friday | 9 | 5 | 801728.9603 | 752002.3078 | 238719.3068 | 201.1398 | 3747.841 | 3629.8273 | 1800029.383 | 957549.9008 | 898158.5684 | 285115.8681 | 240.2326 | 4476.2569 | 4335.3065 | 2149876.1333
WeekDay | Friday | 9 | 6 | 818913.4321 | 797892.0605 | 247999.5988 | 206.3046 | 4233.9329 | 3879.2047 | 1873124.5337 | 978074.2801 | 952967.276 | 296199.8419 | 246.4012 | 5056.8237 | 4633.1519 | 2237177.7748
WeekDay | Friday | 9 | 7 | 703150.4494 | 944432.5612 | 260527.9098 | 185.5953 | 3415.1161 | 4229.0258 | 1915940.6576 | 839812.0517 | 1127988.8218 | 311163.1069 | 221.6668 | 4078.8649 | 5050.963 | 2288315.475
WeekDay | Friday | 9 | 8 | 625307.9785 | 1144159.4259 | 270006.9775 | 192.1178 | 3529.8801 | 4326.006 | 2047522.3856 | 746840.4191 | 1366533.8275 | 322484.4895 | 229.4571 | 4215.9339 | 5166.7918 | 2445470.9188
WeekDay | Friday | 9 | 9 | 604007.4959 | 1241922.1907 | 278342.7146 | 213.9178 | 3921.7638 | 4308.6881 | 2132716.7708 | 721400.0572 | 1483297.3852 | 332440.3282 | 255.494 | 4683.9826 | 5146.108 | 2547223.3553
WeekDay | Friday | 9 | 10 | 605959.6637 | 1301932.1964 | 281043.7345 | 227.8164 | 4434.3343 | 4159.7543 | 2197757.4997 | 723731.6408 | 1554970.7036 | 335666.308 | 272.0939 | 5296.1744 | 4968.2281 | 2624905.1488
WeekDay | Friday | 9 | 11 | 606707.5737 | 1299586.0242 | 285011.0834 | 236.913 | 3881.6278 | 4024.6749 | 2199447.8969 | 724624.9116 | 1552168.5384 | 340404.7354 | 282.9585 | 4636.0459 | 4806.8951 | 2626924.0851
WeekDay | Friday | 9 | 12 | 611519.0795 | 1298248.3726 | 290650.9708 | 245.5305 | 4304.38 | 4253.2709 | 2209221.6042 | 730371.5631 | 1550570.9061 | 347140.7695 | 293.2508 | 5140.9626 | 5079.9202 | 2638597.3723
WeekDay | Friday | 9 | 13 | 603848.3824 | 1301668.8872 | 291161.09 | 237.9265 | 5140.0595 | 4326.006 | 2206382.3516 | 721210.019 | 1554656.2187 | 347750.0336 | 284.169 | 6139.0616 | 5166.7918 | 2635206.2936
WeekDay | Friday | 9 | 14 | 609057.9221 | 1300057.3928 | 290099.0867 | 223.8109 | 5571.8005 | 4419.5225 | 2209429.5356 | 727432.0646 | 1552731.5204 | 346481.6234 | 267.3099 | 6654.7141 | 5278.4838 | 2638845.7164
WeekDay | Friday | 9 | 15 | 647366.7658 | 1241753.2537 | 285807.4734 | 210.3746 | 5504.9071 | 4343.3238 | 2184986.0986 | 773186.4671 | 1483095.6144 | 341355.9088 | 251.2622 | 6574.8196 | 5187.4755 | 2609651.5475
WeekDay | Friday | 9 | 16 | 702719.748 | 1170500.2502 | 280101.4472 | 202.4641 | 5467.419 | 4003.8934 | 2162995.2218 | 839297.6408 | 1397994.1526 | 334540.8813 | 241.8143 | 6530.0454 | 4782.0747 | 2583386.609
WeekDay | Friday | 9 | 17 | 765666.5788 | 1062032.6184 | 272065.5561 | 62344.3174 | 4267.7977 | 3768.3703 | 2170145.2387 | 914478.5743 | 1268445.1713 | 324943.1655 | 74461.3179 | 5097.2703 | 4500.7762 | 2591926.2755
WeekDay | Friday | 9 | 18 | 878815.5112 | 1019243.992 | 263931.4093 | 62361.8003 | 2225.3198 | 3719.8802 | 2230297.9128 | 1049618.6956 | 1217340.3129 | 315228.0974 | 74482.1986 | 2657.8243 | 4442.8618 | 2663769.9907
WeekDay | Friday | 9 | 19 | 995868.22 | 1019430.5313 | 256480.9493 | 62667.4435 | 1999.7637 | 3643.6816 | 2340090.5894 | 1189421.3163 | 1217563.1073 | 306329.5949 | 74847.2455 | 2388.43 | 4351.8534 | 2794901.5474
WeekDay | Friday | 9 | 20 | 1070630.1873 | 960858.5876 | 244701.4866 | 62972.4962 | 1546.561 | 3518.9928 | 2344228.3116 | 1278713.7305 | 1147607.3471 | 292260.7213 | 75211.5871 | 1847.1446 | 4202.9307 | 2799843.4612
WeekDay | Friday | 9 | 21 | 1126126.1596 | 921132.1788 | 239613.9723 | 62736.2785 | 1990.7749 | 3349.2776 | 2354948.6416 | 1344995.6853 | 1100159.8671 | 286184.4174 | 74929.4589 | 2377.6942 | 4000.2303 | 2812647.3532
WeekDay | Friday | 9 | 22 | 1136222.601 | 873908.3376 | 236927.7455 | 62657.6576 | 1505.5191 | 3176.0989 | 2314397.9596 | 1357054.432 | 1043757.7828 | 282976.1059 | 74835.5576 | 1798.126 | 3793.3931 | 2764215.3974
WeekDay | Friday | 9 | 23 | 1073100.0402 | 839744.1768 | 234042.8949 | 62411.1345 | 1703.5514 | 3061.8009 | 2214063.5987 | 1281663.6144 | 1002953.6078 | 279530.5669 | 74541.1213 | 2034.6471 | 3656.8806 | 2644380.4381
Saturday | Saturday | 9 | 0 | 985836.1201 | 814347.6145 | 232968.4856 | 62382.0967 | 1907.7853 | 3144.9267 | 2100587.029 | 1177439.4163 | 972621.0679 | 278247.3396 | 74506.4398 | 2278.575 | 3756.1625 | 2508849.0011
Saturday | Saturday | 9 | 1 | 922847.0605 | 794275.3939 | 231091.4785 | 62369.8523 | 2086.1676 | 3117.2181 | 2015787.1709 | 1102208.0465 | 948647.6881 | 276005.5247 | 74491.8157 | 2491.6271 | 3723.0685 | 2407567.7706
Saturday | Saturday | 9 | 2 | 868788.1092 | 771643.1171 | 229640.4882 | 62366.1886 | 2021.9918 | 3058.3373 | 1937518.2321 | 1037642.4066 | 921616.6894 | 274272.5255 | 74487.4398 | 2414.9783 | 3652.7439 | 2314086.7835
Saturday | Saturday | 9 | 3 | 829144.4419 | 754636.4744 | 228281.3719 | 62367.0304 | 2306.4977 | 3144.9267 | 1879880.7429 | 990293.7493 | 901304.7014 | 272649.2566 | 74488.4453 | 2754.7797 | 3756.1625 | 2245247.0947
Saturday | Saturday | 9 | 4 | 799069.4705 | 754920.7786 | 229598.8653 | 62368.4828 | 3201.0573 | 3300.7876 | 1852459.4421 | 954373.5228 | 901644.2619 | 274222.813 | 74490.18 | 3823.2024 | 3942.3159 | 2212496.2959
Saturday | Saturday | 9 | 5 | 812889.9141 | 779015.0714 | 234870.7154 | 207.4563 | 3985.9396 | 3570.9465 | 1834540.0434 | 970880.0544 | 930421.4283 | 280519.2794 | 247.7768 | 4760.6314 | 4264.9818 | 2191094.1521
Saturday | Saturday | 9 | 6 | 832318.8028 | 817916.7764 | 242050.7437 | 202.9365 | 3921.7638 | 3851.4961 | 1900262.5193 | 994085.0668 | 976883.9182 | 289094.7903 | 242.3785 | 4683.9826 | 4600.058 | 2269590.1944
Saturday | Saturday | 9 | 7 | 727819.0325 | 965587.934 | 253796.3918 | 175.5354 | 3293.8022 | 4038.5292 | 1954711.2251 | 869275.1253 | 1153255.8709 | 303123.2771 | 209.6518 | 3933.9728 | 4823.4421 | 2334621.34
Saturday | Saturday | 9 | 8 | 653972.8235 | 1160151.2193 | 266226.2778 | 182.2456 | 4094.3626 | 4249.8073 | 2088876.7362 | 781076.4526 | 1385633.7241 | 317968.9877 | 217.6662 | 4890.1271 | 5075.7834 | 2494862.7411
Saturday | Saturday | 9 | 9 | 632943.4937 | 1265430.3318 | 274008.1384 | 211.7701 | 4552.5823 | 4287.9066 | 2181434.2228 | 755959.9435 | 1511374.4778 | 327263.3006 | 252.9289 | 5437.4046 | 5121.2876 | 2605409.3429
Saturday | Saturday | 9 | 10 | 632853.6119 | 1318999.4681 | 281518.9828 | 223.1735 | 4715.5652 | 4246.3437 | 2242557.1452 | 755852.5927 | 1575355.1042 | 336233.9236 | 266.5486 | 5632.0643 | 5071.6467 | 2678411.8801
Saturday | Saturday | 9 | 11 | 632551.7611 | 1346659.6857 | 286070.3489 | 233.2719 | 4172.614 | 4648.1185 | 2274335.8 | 755492.0754 | 1608391.2548 | 341669.8756 | 278.6097 | 4983.5871 | 5551.5088 | 2716366.9114
Saturday | Saturday | 9 | 12 | 629765.3956 | 1351153.2717 | 290601.9243 | 239.6738 | 4599.8257 | 4481.8669 | 2280841.9581 | 752164.1627 | 1613758.1967 | 347082.1906 | 286.2559 | 5493.8301 | 5352.9452 | 2724137.5812
Saturday | Saturday | 9 | 13 | 604229.3855 | 1353764.7228 | 288745.8896 | 276.9363 | 5274.125 | 4374.496 | 2256665.5552 | 721665.0723 | 1616877.1994 | 344865.4242 | 330.7605 | 6299.1835 | 5224.7062 | 2695262.3461
Saturday | Saturday | 9 | 14 | 624023.0235 | 1336917.9641 | 287195.7691 | 262.8131 | 5732.693 | 4391.8139 | 2258524.0767 | 745305.7253 | 1596756.1698 | 343014.0282 | 313.8924 | 6846.8771 | 5245.3899 | 2697482.0827
Saturday | Saturday | 9 | 15 | 656360.3848 | 1284488.7935 | 285163.2252 | 233.0951 | 6483.2925 | 4540.7477 | 2237269.5387 | 783928.0511 | 1534137.0684 | 340586.4469 | 278.3986 | 7743.3601 | 5423.2698 | 2672096.5949
Saturday | Saturday | 9 | 16 | 700884.8733 | 1199987.47 | 281224.849 | 200.9338 | 5951.072 | 4277.5159 | 2192526.714 | 837106.147 | 1433212.3944 | 335882.6231 | 239.9865 | 7107.6994 | 5108.8774 | 2618657.7278
Saturday | Saturday | 9 | 17 | 755299.6391 | 1099913.0594 | 273979.181 | 62364.6281 | 4670.9696 | 3986.5756 | 2200214.0527 | 902096.7562 | 1313687.9083 | 327228.7152 | 74485.5761 | 5578.8012 | 4761.391 | 2627839.1479
Saturday | Saturday | 9 | 18 | 855134.5678 | 1059178.5658 | 266945.4193 | 62364.943 | 3057.4456 | 3965.7941 | 2250646.7356 | 1021335.2157 | 1265036.416 | 318827.8987 | 74485.9522 | 3651.6789 | 4736.5705 | 2688073.732
Saturday | Saturday | 9 | 19 | 907523.1444 | 1028464.543 | 260940.5845 | 62660.3103 | 2129.8574 | 3872.2776 | 2265590.7171 | 1083905.8335 | 1228352.9345 | 311655.9874 | 74838.7259 | 2543.8082 | 4624.8784 | 2705922.168
Saturday | Saturday | 9 | 20 | 934842.2431 | 980073.257 | 255722.2908 | 62949.1107 | 1708.011 | 3723.3438 | 2239018.2564 | 1116534.5665 | 1170556.5054 | 305423.4864 | 75183.6564 | 2039.9734 | 4446.9985 | 2674185.1866
Saturday | Saturday | 9 | 21 | 972261.1231 | 934574.2162 | 249055.7122 | 62917.905 | 1869.4609 | 3584.8008 | 2224263.2182 | 1161226.0353 | 1116214.4469 | 297461.2174 | 75146.3858 | 2232.8021 | 4281.5288 | 2656562.4162
Saturday | Saturday | 9 | 22 | 998955.8564 | 887905.9689 | 241280.8083 | 62517.2864 | 1510.8845 | 3359.6684 | 2195530.4729 | 1193109.0537 | 1060475.9395 | 288175.2132 | 74667.9044 | 1804.5342 | 4012.6405 | 2622245.2856
Saturday | Saturday | 9 | 23 | 975788.2269 | 857390.3172 | 237427.7671 | 62423.0698 | 1642.9293 | 3238.4432 | 2137910.7535 | 1165438.6533 | 1024029.3838 | 283573.3098 | 74555.3763 | 1962.2427 | 3867.8545 | 2553426.8204
Sunday | Sunday | 9 | 0 | 933503.4937 | 826084.9374 | 235313.8943 | 62413.4807 | 2495.5412 | 3203.8075 | 2063015.1547 | 1114935.6229 | 986639.6114 | 281048.5928 | 74543.9235 | 2980.5649 | 3826.4871 | 2463974.8026
Sunday | Sunday | 9 | 1 | 881790.3575 | 796667.9743 | 232888.5582 | 62395.9585 | 3143.9889 | 3134.5359 | 1980021.3733 | 1053171.7215 | 951505.2811 | 278151.8778 | 74522.9957 | 3755.0424 | 3743.7522 | 2364850.6708
Sunday | Sunday | 9 | 2 | 840311.7499 | 780045.3322 | 232080.6386 | 62393.9541 | 3336.6557 | 3193.4167 | 1921361.7472 | 1003631.4921 | 931651.9266 | 277186.9341 | 74520.6017 | 3985.1553 | 3814.0769 | 2294790.1867
Sunday | Sunday | 9 | 3 | 801087.5194 | 760160.6216 | 227722.8167 | 62386.3895 | 3617.6079 | 3224.5889 | 1858199.544 | 956783.7919 | 907902.5005 | 271982.1427 | 74511.5669 | 4320.7122 | 3851.3075 | 2219352.0219
Sunday | Sunday | 9 | 4 | 766359.5561 | 757197.9933 | 226618.3085 | 62388.2046 | 3870.8969 | 3269.6154 | 1819704.5747 | 915306.2359 | 904364.0672 | 270662.9666 | 74513.7348 | 4623.2295 | 3905.0852 | 2173375.3192
Sunday | Sunday | 9 | 5 | 748637.8994 | 770949.7672 | 230046.1936 | 227.5986 | 4734.2396 | 3331.9598 | 1757927.6582 | 894140.2666 | 920788.5827 | 274757.0822 | 271.8338 | 5654.3681 | 3979.5466 | 2099591.6801
Sunday | Sunday | 9 | 6 | 747801.6562 | 768404.853 | 229115.5163 | 225.8162 | 4303.4741 | 3269.6154 | 1753120.9312 | 893141.4943 | 917749.0488 | 273645.5221 | 269.7049 | 5139.8807 | 3905.0852 | 2093850.7362
Sunday | Sunday | 9 | 7 | 760284.1659 | 808075.3351 | 232395.8005 | 196.7499 | 3092.2859 | 3203.8075 | 1807248.1446 | 908050.0564 | 965129.7324 | 277563.3496 | 234.9894 | 3693.2906 | 3826.4871 | 2158497.9055
Sunday | Sunday | 9 | 8 | 762186.3971 | 895104.3667 | 230726.3257 | 179.6063 | 3276.5911 | 3193.4167 | 1894666.7035 | 910321.9979 | 1069073.3901 | 275569.4022 | 214.5138 | 3913.4166 | 3814.0769 | 2262906.7975
Sunday | Sunday | 9 | 9 | 744719.9945 | 980320.6851 | 228774.597 | 177.8975 | 3412.4682 | 3075.6552 | 1960481.2975 | 889460.8928 | 1170852.0227 | 273238.3431 | 212.473 | 4075.7024 | 3673.4276 | 2341512.8615
Sunday | Sunday | 9 | 10 | 731199.1922 | 1024691.6854 | 232394.3692 | 185.767 | 3502.5653 | 3331.9598 | 1995305.5387 | 873312.2397 | 1223846.7989 | 277561.6401 | 221.8719 | 4183.3103 | 3979.5466 | 2383105.4075
Sunday | Sunday | 9 | 11 | 730192.8133 | 1059127.7181 | 234777.2471 | 197.9259 | 4089.4153 | 3557.0922 | 2031942.2119 | 872110.2649 | 1264975.6859 | 280407.645 | 236.394 | 4884.2183 | 4248.4349 | 2426862.6428
Sunday | Sunday | 9 | 12 | 735874.0781 | 1058557.6398 | 234371.5682 | 198.0105 | 4080.4962 | 3678.3173 | 2036760.1101 | 878895.7183 | 1264294.8093 | 279923.1199 | 236.495 | 4873.5657 | 4393.2209 | 2432616.9291
Sunday | Sunday | 9 | 13 | 731029.055 | 1041344.816 | 233809.0336 | 308.012 | 4885.0285 | 3543.2379 | 2014919.1829 | 873109.0353 | 1243736.5677 | 279251.2532 | 367.8761 | 5834.4637 | 4231.8879 | 2406531.0838
Sunday | Sunday | 9 | 14 | 712076.4607 | 1021379.3956 | 226845.4419 | 224.3679 | 5229.2506 | 3470.5028 | 1969225.4196 | 850472.888 | 1219890.7453 | 270934.2448 | 267.9752 | 6245.5876 | 4145.0163 | 2351956.4572
Sunday | Sunday | 9 | 15 | 736686.507 | 1006560.3741 | 228210.9596 | 250.0645 | 6053.9903 | 3647.1451 | 1981409.0406 | 879866.0477 | 1202191.5561 | 272565.1592 | 298.6661 | 7230.6204 | 4355.9902 | 2366508.0397
Sunday | Sunday | 9 | 16 | 751857.9609 | 983542.5785 | 227247.6183 | 267.0272 | 6143.1118 | 3688.708 | 1972747.0047 | 897986.1668 | 1174700.1108 | 271414.5866 | 318.9256 | 7337.0632 | 4405.6311 | 2356162.4841
Sunday | Sunday | 9 | 17 | 783747.182 | 943250.7123 | 224242.121 | 62776.3595 | 5646.7071 | 3740.6617 | 2023403.7435 | 936073.2536 | 1126577.2732 | 267824.9525 | 74977.33 | 6744.1793 | 4467.6822 | 2416664.6707
Sunday | Sunday | 9 | 18 | 867960.9784 | 957683.054 | 222243.8234 | 62891.1698 | 3361.6014 | 3789.1517 | 2117929.7789 | 1036654.5179 | 1143814.6291 | 265438.2736 | 75114.4544 | 4014.9493 | 4525.5966 | 2529562.4208
Sunday | Sunday | 9 | 19 | 910932.5621 | 957157.3137 | 222718.0049 | 63437.5892 | 2347.1215 | 3726.8074 | 2160319.3986 | 1087977.8923 | 1143186.7079 | 266004.615 | 75767.0737 | 2803.2989 | 4451.1353 | 2580190.7231
Sunday | Sunday | 9 | 20 | 923095.4301 | 931644.5829 | 221190.236 | 63625.9394 | 1919.4219 | 3640.218 | 2145115.8283 | 1102504.6884 | 1112715.4214 | 264179.9149 | 75992.0309 | 2292.4734 | 4347.7167 | 2562032.2457
Sunday | Sunday | 9 | 21 | 943108.8485 | 903318.3576 | 218928.5264 | 63629.0411 | 2107.5596 | 3484.3571 | 2134576.6902 | 1126407.8373 | 1078883.8205 | 261478.6282 | 75995.7354 | 2517.1767 | 4161.5633 | 2549444.7614
Sunday | Sunday | 9 | 22 | 955575.2451 | 874831.9084 | 216574.5052 | 63618.8966 | 1683.9015 | 3269.6154 | 2115554.0722 | 1141297.1546 | 1044860.8552 | 258667.0885 | 75983.6194 | 2011.1781 | 3905.0852 | 2526724.9809
Sunday | Sunday | 9 | 23 | 938004.5476 | 847405.3911 | 218926.2798 | 63562.4711 | 1872.1088 | 3196.8803 | 2072967.6786 | 1120311.4843 | 1012103.826 | 261475.9449 | 75916.2272 | 2235.9646 | 3818.2136 | 2475861.6606
WeekDay | Monday | 9 | 0 | 896099.3315 | 814657.7365 | 216772.4142 | 63052.4883 | 2423.7701 | 3127.6088 | 1996133.3494 | 1070261.7324 | 972991.4639 | 258903.4624 | 75307.1261 | 2894.8447 | 3735.4787 | 2384094.1083
WeekDay | Monday | 9 | 1 | 852035.8872 | 781538.2174 | 215622.2293 | 62838.5571 | 2977.8703 | 3096.4366 | 1918109.1979 | 1017634.2874 | 933434.9631 | 257529.732 | 75051.6161 | 3556.6377 | 3698.2481 | 2290905.4844
WeekDay | Monday | 9 | 2 | 817609.6308 | 754062.8869 | 214194.3949 | 62808.6264 | 2992.3639 | 3075.6552 | 1854743.558 | 976517.077 | 900619.6337 | 255824.3892 | 75015.8681 | 3573.9482 | 3673.4276 | 2215224.3438
WeekDay | Monday | 9 | 3 | 779483.5915 | 754840.3696 | 214336.7247 | 62814.3833 | 2762.6966 | 3061.8009 | 1817299.5666 | 930981.0082 | 901548.2249 | 255994.3817 | 75022.744 | 3299.6436 | 3656.8806 | 2170502.883
WeekDay | Monday | 9 | 4 | 744625.3526 | 752296.9904 | 214206.8 | 62794.2896 | 2842.9687 | 3086.0459 | 1779852.4472 | 889347.8567 | 898510.5244 | 255839.2053 | 74998.7449 | 3395.5171 | 3685.8378 | 2125777.6863
WeekDay | Monday | 9 | 5 | 724549.2659 | 753679.7349 | 216197.0955 | 539.127 | 3246.5587 | 3086.0459 | 1701297.8279 | 865369.8594 | 900162.0137 | 258216.327 | 643.9096 | 3877.5473 | 3685.8378 | 2031955.4949
WeekDay | Monday | 9 | 6 | 720477.4814 | 743553.0315 | 215500.1783 | 532.8356 | 3401.5284 | 2954.43 | 1686419.4853 | 860506.6987 | 888067.1235 | 257383.9596 | 636.3955 | 4062.6363 | 3528.6416 | 2014185.4552
WeekDay | Monday | 9 | 7 | 738462.7767 | 748528.4155 | 211205.3029 | 281.4577 | 2388.0937 | 2971.7479 | 1703837.7944 | 881987.5464 | 894009.5039 | 252254.3489 | 336.1608 | 2852.2343 | 3549.3253 | 2034989.1195
WeekDay | Monday | 9 | 8 | 768576.6153 | 784676.1334 | 213052.968 | 184.054 | 2813.4938 | 2919.7943 | 1772223.0588 | 917954.1942 | 937182.7524 | 254461.119 | 219.8261 | 3360.3135 | 3487.2742 | 2116665.4795
WeekDay | Monday | 9 | 9 | 775485.241 | 824521.1238 | 212889.7902 | 176.9853 | 3003.5128 | 3092.973 | 1819169.6261 | 926205.5537 | 984771.8611 | 254266.2265 | 211.3835 | 3587.2639 | 3694.1113 | 2172736.4
WeekDay | Monday | 9 | 10 | 763738.6703 | 858133.6993 | 212611.4387 | 174.9893 | 3123.9209 | 3283.4697 | 1841066.1881 | 912175.965 | 1024917.2467 | 253933.7758 | 208.9995 | 3731.074 | 3921.6322 | 2198888.6932
WeekDay | Monday | 9 | 11 | 750795.9197 | 888572.707 | 217918.478 | 190.1812 | 3530.8556 | 3394.3041 | 1864402.4456 | 896717.7113 | 1061272.2623 | 260272.2707 | 227.1441 | 4217.099 | 4054.0079 | 2226760.4954
WeekDay | Monday | 9 | 12 | 751910.645 | 913248.8934 | 219287.2898 | 192.7753 | 4106.1387 | 3453.1849 | 1892198.9272 | 898049.0904 | 1090744.4168 | 261907.1195 | 230.2424 | 4904.1919 | 4124.3326 | 2259959.3936
WeekDay | Monday | 9 | 13 | 746054.064 | 915963.0194 | 222609.5612 | 184.9059 | 4614.5284 | 3411.622 | 1892837.7008 | 891054.2469 | 1093986.0498 | 265875.0947 | 220.8435 | 5511.3902 | 4074.6917 | 2260722.3168
WeekDay | Monday | 9 | 14 | 730464.7881 | 918471.6241 | 220262.1238 | 189.3788 | 5113.5112 | 3699.0988 | 1878200.5248 | 872435.0997 | 1096982.2173 | 263071.4185 | 226.1857 | 6107.3534 | 4418.0413 | 2243240.316
WeekDay | Monday | 9 | 15 | 728687.7546 | 913881.9362 | 219512.5258 | 187.4481 | 5386.032 | 3570.9465 | 1871226.6431 | 870312.6888 | 1091500.4954 | 262176.1315 | 223.8798 | 6432.8404 | 4264.9818 | 2234911.0176
WeekDay | Monday | 9 | 16 | 736049.5451 | 898393.7337 | 217830.7236 | 382.0922 | 5480.7976 | 3757.9796 | 1861894.8718 | 879105.2885 | 1073002.0658 | 260167.4607 | 456.3541 | 6546.0243 | 4488.3659 | 2223765.5593
WeekDay | Monday | 9 | 17 | 769423.2659 | 895419.6473 | 214341.5058 | 62554.6586 | 4283.4061 | 3834.1782 | 1949856.6619 | 918965.3966 | 1069449.9475 | 256000.092 | 74712.5401 | 5115.9124 | 4579.3743 | 2328823.2628
WeekDay | Monday | 9 | 18 | 857338.8325 | 930335.9748 | 212573.6226 | 63009.6004 | 2233.124 | 3903.4497 | 2069394.6041 | 1023967.8927 | 1111152.4774 | 253888.6099 | 75255.9026 | 2667.1454 | 4662.1091 | 2471594.1371
WeekDay | Monday | 9 | 19 | 958474.7161 | 925558.4102 | 209372.7751 | 63294.886 | 1903.7438 | 3823.7875 | 2162428.3188 | 1144760.1556 | 1105446.3638 | 250065.6581 | 75596.6353 | 2273.7481 | 4566.964 | 2582709.5249
WeekDay | Monday | 9 | 20 | 1027505.7806 | 896386.4612 | 210530.3538 | 63213.8989 | 1689.0579 | 3612.5094 | 2202938.0618 | 1227207.8308 | 1070604.6676 | 251448.2193 | 75499.9078 | 2017.3366 | 4314.6227 | 2631092.5848
WeekDay | Monday | 9 | 21 | 1068739.0264 | 866950.4019 | 210000.2417 | 63220.2564 | 1800.5468 | 3484.3571 | 2214194.8304 | 1276455.0109 | 1035447.5295 | 250815.0767 | 75507.501 | 2150.4941 | 4161.5633 | 2644537.1755
WeekDay | Monday | 9 | 22 | 1066239.3846 | 849665.6303 | 204652.8352 | 63072.9631 | 1531.8584 | 3304.2512 | 2188466.9228 | 1273469.5483 | 1014803.3566 | 244428.3689 | 75331.5803 | 1829.5845 | 3946.4526 | 2613808.8913
WeekDay | Monday | 9 | 23 | 1014094.5667 | 826822.4591 | 205662.7792 | 62602.264 | 1866.3253 | 3245.3704 | 2114293.7646 | 1211190.0652 | 987520.475 | 245634.6017 | 74769.3979 | 2229.0571 | 3876.128 | 2525219.7248
WeekDay | Tuesday | 9 | 0 | 944013.0589 | 806019.4205 | 207024.7013 | 62475.1934 | 2665.7012 | 3273.079 | 2025471.1542 | 1127487.7866 | 962674.2383 | 247261.2217 | 74617.6304 | 3183.7966 | 3909.2219 | 2419133.8954
WeekDay | Tuesday | 9 | 1 | 883910.3082 | 789933.9318 | 207704.8675 | 62393.0804 | 3421.5964 | 3214.1982 | 1950577.9824 | 1055703.6976 | 943462.4361 | 248073.5823 | 74519.5583 | 4086.6047 | 3838.8973 | 2329684.7763
WeekDay | Tuesday | 9 | 2 | 840470.2847 | 770143.0136 | 209256.0201 | 62380.4457 | 3261.0523 | 3193.4167 | 1888704.2331 | 1003820.8392 | 919825.0316 | 249926.211 | 74504.468 | 3894.8578 | 3814.0769 | 2255785.4844
WeekDay | Tuesday | 9 | 3 | 790097.7416 | 760505.9223 | 212224.0861 | 62380.7925 | 2517.4209 | 3325.0326 | 1831050.996 | 943658.0834 | 908314.9125 | 253471.1389 | 74504.8821 | 3006.6971 | 3971.2731 | 2186926.987
WeekDay | Tuesday | 9 | 4 | 768768.4867 | 762829.6606 | 217432.5818 | 62380.3628 | 2628.9098 | 3532.8471 | 1817572.849 | 918183.3571 | 911090.2837 | 259691.9376 | 74504.3689 | 3139.8546 | 4219.4777 | 2170829.2794
WeekDay | Tuesday | 9 | 5 | 780504.8268 | 795416.9414 | 225651.7909 | 214.3332 | 3445.0091 | 3830.7146 | 1809063.616 | 932200.7267 | 950011.1023 | 269508.6004 | 255.9902 | 4114.5677 | 4575.2375 | 2160666.2249
WeekDay | Tuesday | 9 | 6 | 795491.8972 | 851706.0569 | 236723.1476 | 207.9053 | 3315.6819 | 4014.2842 | 1891458.973 | 950100.6262 | 1017240.3526 | 282731.7432 | 248.313 | 3960.105 | 4794.4849 | 2259075.6249
WeekDay | Tuesday | 9 | 7 | 694867.9255 | 993055.3446 | 254227.6447 | 176.1553 | 2637.829 | 4367.5689 | 1949332.4678 | 829919.7684 | 1186061.7412 | 303638.3466 | 210.3921 | 3150.5072 | 5216.4327 | 2328197.1882
WeekDay | Tuesday | 9 | 8 | 631400.1217 | 1176451.1485 | 269310.4512 | 171.0131 | 3117.2315 | 4374.496 | 2084824.462 | 754116.6078 | 1405101.6444 | 321652.5891 | 204.2505 | 3723.0846 | 5224.7062 | 2490022.8825
WeekDay | Tuesday | 9 | 9 | 616647.978 | 1265624.8739 | 279546.6141 | 185.1572 | 3527.5109 | 4287.9066 | 2169820.0407 | 736497.2944 | 1511606.8303 | 333878.213 | 221.1436 | 4213.1043 | 5121.2876 | 2591537.8732
WeekDay | Tuesday | 9 | 10 | 620791.1205 | 1323813.4191 | 286428.1983 | 233.2735 | 3864.2076 | 4322.5424 | 2239452.7614 | 741445.6822 | 1581104.6761 | 342097.2753 | 278.6117 | 4615.2401 | 5162.655 | 2674704.1403
WeekDay | Tuesday | 9 | 11 | 630537.3202 | 1345383.5423 | 291499.5056 | 236.9733 | 3701.4337 | 4329.4695 | 2275688.2446 | 753086.1155 | 1606867.0851 | 348154.2222 | 283.0305 | 4420.8301 | 5170.9285 | 2717982.2119
WeekDay | Tuesday | 9 | 12 | 633488.5024 | 1341625.1899 | 294427.9496 | 233.209 | 4080.4962 | 4315.6152 | 2278170.9623 | 756610.878 | 1602378.2738 | 351651.8273 | 278.5346 | 4873.5657 | 5154.3815 | 2720947.461
WeekDay | Tuesday | 9 | 13 | 626630.4103 | 1346652.6582 | 292605.3161 | 216.7121 | 4734.9364 | 4312.1517 | 2275152.1847 | 748419.8737 | 1608382.8614 | 349474.9539 | 258.8314 | 5655.2004 | 5150.2448 | 2717341.9655
WeekDay | Tuesday | 9 | 14 | 631592.6789 | 1335607.2659 | 292948.3513 | 212.7593 | 4966.8335 | 4537.2841 | 2269865.173 | 754346.5896 | 1595190.7294 | 349884.66 | 254.1104 | 5932.168 | 5419.1331 | 2711027.3906
WeekDay | Tuesday | 9 | 15 | 670699.3846 | 1278856.682 | 291556.5255 | 232.1084 | 5250.9213 | 4620.4099 | 2251216.0317 | 801053.9234 | 1527410.3215 | 348222.3244 | 277.2201 | 6271.4701 | 5518.4149 | 2688753.6743
WeekDay | Tuesday | 9 | 16 | 724907.4914 | 1217576.3764 | 281454.3479 | 223.6451 | 5576.4691 | 4433.3768 | 2234171.7067 | 865797.7083 | 1454219.8127 | 336156.7265 | 267.1119 | 6660.2901 | 5295.0308 | 2668396.6802
WeekDay | Tuesday | 9 | 17 | 786234.2056 | 1109825.7013 | 271746.2177 | 62381.8965 | 4753.8896 | 4222.0987 | 2239164.0093 | 939043.6455 | 1325527.133 | 324561.7617 | 74506.2007 | 5677.8372 | 5042.6895 | 2674359.2675
WeekDay | Tuesday | 9 | 18 | 899360.931 | 1066029.634 | 268662.759 | 62634.2603 | 2700.8899 | 4208.2444 | 2303596.7185 | 1074157.2437 | 1273219.0314 | 320879.014 | 74807.6129 | 3225.8244 | 5026.1425 | 2751314.8689
WeekDay | Tuesday | 9 | 19 | 998633.527 | 1037952.161 | 263499.462 | 62830.3861 | 2110.4861 | 4014.2842 | 2369040.3065 | 1192724.0777 | 1239684.5293 | 314712.1985 | 75041.857 | 2520.6721 | 4794.4849 | 2829477.8195
WeekDay | Tuesday | 9 | 20 | 1057197.3833 | 981909.3973 | 260480.3853 | 63102.6585 | 1753.7215 | 3913.8405 | 2368357.3863 | 1262670.1786 | 1172749.5108 | 311106.3457 | 75367.0472 | 2094.568 | 4674.5194 | 2828662.1696
WeekDay | Tuesday | 9 | 21 | 1097076.4147 | 934955.2982 | 258591.6364 | 63089.9777 | 1903.1167 | 3806.4696 | 2359422.9133 | 1310299.9444 | 1116669.5945 | 308850.5069 | 75351.9018 | 2272.9991 | 4546.2803 | 2817991.227
WeekDay | Tuesday | 9 | 22 | 1092787.8527 | 885435.4505 | 254144.4444 | 62911.5534 | 1724.7343 | 3550.165 | 2300554.2003 | 1305177.8741 | 1057525.2607 | 303538.9758 | 75138.7996 | 2059.947 | 4240.1614 | 2747681.0186
WeekDay | Tuesday | 9 | 23 | 1003755.7303 | 850722.7957 | 252185.6408 | 62785.926 | 1832.8786 | 3411.622 | 2174694.5934 | 1198841.8126 | 1016065.9886 | 301199.4667 | 74988.7558 | 2189.1098 | 4074.6917 | 2597359.8252
WeekDay | Wednesday | 9 | 0 | 942810.5316 | 835845.6913 | 246432.8624 | 62496.1155 | 2592.1185 | 3446.2578 | 2093623.5771 | 1126051.5408 | 998297.4277 | 294328.6006 | 74642.6188 | 3095.9126 | 4116.0591 | 2500532.1596
WeekDay | Wednesday | 9 | 1 | 881985.9547 | 809028.2551 | 243178.7802 | 62407.1207 | 3060.3722 | 3383.9134 | 2003044.3961 | 1053405.3342 | 966267.8583 | 290442.0675 | 74536.3273 | 3655.1742 | 4041.5977 | 2392348.3593
WeekDay | Wednesday | 9 | 2 | 837739.6518 | 788014.0095 | 242276.4904 | 62390.9428 | 3174.0909 | 3331.9598 | 1936927.1452 | 1000559.491 | 941169.3652 | 289364.4122 | 74517.0052 | 3790.9949 | 3979.5466 | 2313380.8151
WeekDay | Wednesday | 9 | 3 | 793909.5531 | 766239.9372 | 242679.9413 | 62385.0987 | 2943.3087 | 3484.3571 | 1871642.1961 | 948210.7438 | 915163.3683 | 289846.2762 | 74510.0253 | 3515.3588 | 4161.5633 | 2235407.3358
WeekDay | Wednesday | 9 | 4 | 758353.497 | 772483.2261 | 244702.1244 | 62382.7475 | 3152.908 | 3605.5822 | 1844680.0852 | 905744.1502 | 922620.0787 | 292261.483 | 74507.2171 | 3765.695 | 4306.3493 | 2203204.9733
WeekDay | Wednesday | 9 | 5 | 797799.9615 | 808957.2447 | 253500.111 | 219.9068 | 3992.4199 | 3768.3703 | 1868238.0142 | 952857.2769 | 966183.0466 | 302769.4123 | 262.647 | 4768.3712 | 4500.7762 | 2231341.5303
WeekDay | Wednesday | 9 | 6 | 820244.3545 | 870379.8839 | 263216.3251 | 218.8262 | 3802.8887 | 3958.8669 | 1961821.1453 | 979663.8754 | 1039543.5524 | 314374.0322 | 261.3564 | 4542.0034 | 4728.297 | 2343113.1169
WeekDay | Wednesday | 9 | 7 | 693861.189 | 1006032.3034 | 279059.1658 | 193.7068 | 2700.2628 | 4357.1781 | 1986203.8059 | 828717.3666 | 1201560.8516 | 333296.0261 | 231.3549 | 3225.0754 | 5204.0224 | 2372234.6971
WeekDay | Wednesday | 9 | 8 | 609861.4144 | 1203993.7437 | 292038.8167 | 215.6374 | 3344.1813 | 4627.337 | 2114081.1305 | 728391.7206 | 1437997.312 | 348798.3518 | 257.5479 | 3994.1434 | 5526.6884 | 2524965.764
WeekDay | Wednesday | 9 | 9 | 588348.6223 | 1312118.2133 | 299808.2716 | 232.3463 | 3739.6187 | 4457.6218 | 2208704.694 | 702697.7855 | 1567136.4354 | 358077.8479 | 277.5042 | 4466.4365 | 5323.988 | 2637979.9974
WeekDay | Wednesday | 9 | 10 | 590495.7131 | 1373327.1991 | 301797.7224 | 245.8261 | 4247.7297 | 4492.2576 | 2274606.448 | 705262.1764 | 1640241.763 | 360453.9607 | 293.604 | 5073.302 | 5365.3554 | 2716690.1615
WeekDay | Wednesday | 9 | 11 | 597998.6675 | 1408768.5592 | 308664.1999 | 267.286 | 4505.1298 | 4357.1781 | 2324561.0206 | 714223.3761 | 1682571.3687 | 368654.9802 | 319.2347 | 5380.7294 | 5204.0224 | 2776353.7116
WeekDay | Wednesday | 9 | 12 | 601938.6416 | 1408221.5949 | 310047.7702 | 261.1454 | 4811.6548 | 4183.9994 | 2329464.8062 | 718929.1083 | 1681918.0985 | 370307.4559 | 311.9006 | 5746.8294 | 4997.1853 | 2782210.578
WeekDay | Wednesday | 9 | 13 | 597057.1641 | 1406493.6049 | 310166.3297 | 249.2436 | 5224.6517 | 4374.496 | 2323565.4901 | 713098.8858 | 1679854.2631 | 370449.0582 | 297.6857 | 6240.0948 | 5224.7062 | 2775164.6937
WeekDay | Wednesday | 9 | 14 | 606234.8092 | 1396040.5257 | 306376.1194 | 249.8107 | 5698.8282 | 4523.4298 | 2319123.5231 | 724060.2625 | 1667369.5639 | 365922.1972 | 298.3629 | 6806.4305 | 5402.5861 | 2769859.4031
WeekDay | Wednesday | 9 | 15 | 651657.9549 | 1334204.4539 | 299510.7795 | 249.2185 | 6003.9596 | 4135.5093 | 2295761.8757 | 778311.6751 | 1593515.2723 | 357722.5364 | 297.6556 | 7170.866 | 4939.2709 | 2741957.2763
WeekDay | Wednesday | 9 | 16 | 711278.0959 | 1248235.5242 | 295760.505 | 250.5336 | 6106.5295 | 4132.0457 | 2265763.2339 | 849519.3561 | 1490837.7538 | 353243.3731 | 299.2263 | 7293.3709 | 4935.1342 | 2706128.2144
WeekDay | Wednesday | 9 | 17 | 774883.59 | 1128721.9493 | 287385.5429 | 62533.3243 | 4793.5378 | 4263.6616 | 2262581.606 | 925486.9681 | 1348095.9827 | 343240.6857 | 74687.0594 | 5725.1913 | 5092.3304 | 2702328.2176
WeekDay | Wednesday | 9 | 18 | 892780.3379 | 1077765.0833 | 284550.9255 | 62831.4139 | 2835.1644 | 4208.2444 | 2324971.1694 | 1066297.672 | 1287235.3373 | 339855.143 | 75043.0845 | 3386.196 | 5026.1425 | 2776843.5753
WeekDay | Wednesday | 9 | 19 | 992950.9191 | 1044186.9994 | 289949.9227 | 63357.9933 | 2505.7842 | 4066.2378 | 2397017.8565 | 1185937.02 | 1247131.1468 | 346303.4684 | 75672.0079 | 2992.7988 | 4856.536 | 2862892.9779
WeekDay | Wednesday | 9 | 20 | 1050507.2746 | 990594.6536 | 285123.6276 | 63359.5153 | 2016.8354 | 3910.3769 | 2395512.2834 | 1254679.8063 | 1183122.8 | 340539.1533 | 75673.8256 | 2408.8197 | 4670.3826 | 2861094.7875
WeekDay | Wednesday | 9 | 21 | 1094422.6401 | 938022.9167 | 279173.5625 | 63169.9405 | 2072.5799 | 3719.8802 | 2380581.5199 | 1307130.3924 | 1120333.4235 | 333432.6565 | 75447.4058 | 2475.3985 | 4442.8618 | 2843262.1385
WeekDay | Wednesday | 9 | 22 | 1098812.8184 | 888884.6396 | 277130.0375 | 63015.9529 | 1718.045 | 3473.9664 | 2333035.4597 | 1312373.8287 | 1061644.8209 | 330991.9599 | 75263.4898 | 2051.9576 | 4149.153 | 2786475.2099
WeekDay | Wednesday | 9 | 23 | 1034800.1222 | 851058.3078 | 275643.016 | 62787.1581 | 1991.193 | 3390.8405 | 2229670.6376 | 1235919.8724 | 1016466.7095 | 329215.9268 | 74990.2274 | 2378.1935 | 4049.8712 | 2663020.8008
WeekDay | Thursday | 9 | 0 | 939261.0764 | 816647.7189 | 269889.5744 | 62486.4058 | 2634.4843 | 3442.7942 | 2094362.0539 | 1121812.2271 | 975368.2116 | 322344.2685 | 74631.022 | 3146.5125 | 4111.9223 | 2501414.164
WeekDay | Thursday | 9 | 1 | 880648.3439 | 789819.3483 | 266661.5814 | 62385.9146 | 3390.3795 | 3373.5227 | 2006279.0904 | 1051807.7507 | 943325.5827 | 318488.8952 | 74510.9997 | 4049.3205 | 4029.1875 | 2396211.7363
WeekDay | Thursday | 9 | 2 | 838110.0847 | 766868.742 | 266471.2836 | 62373.3695 | 3450.5835 | 3276.5425 | 1940550.6059 | 1001001.9198 | 915914.3853 | 318261.6119 | 74496.0164 | 4121.2256 | 3913.3587 | 2317708.5177
WeekDay | Thursday | 9 | 3 | 795423.8725 | 758021.1228 | 265326.6758 | 62370.5266 | 3121.6911 | 3342.3505 | 1887606.2394 | 950019.3806 | 905347.177 | 316894.5425 | 74492.621 | 3728.4109 | 3991.9568 | 2254474.0888
WeekDay | Thursday | 9 | 4 | 771996.4048 | 767594.6519 | 263949.8176 | 62371.1423 | 3542.0045 | 3477.4299 | 1872931.451 | 922038.6407 | 916781.3802 | 315250.0835 | 74493.3563 | 4230.4148 | 4153.2898 | 2236947.1653
WeekDay | Thursday | 9 | 5 | 787129.645 | 796180.9384 | 270871.5396 | 208.0125 | 4391.5504 | 3744.1253 | 1862525.8112 | 940113.119 | 950923.5868 | 323517.0846 | 248.441 | 5245.0752 | 4471.819 | 2224519.1256
WeekDay | Thursday | 9 | 6 | 805147.234 | 835524.4046 | 280571.183 | 224.9501 | 4663.5835 | 3823.7875 | 1929955.1426 | 961632.537 | 997913.6969 | 335101.9131 | 268.6705 | 5569.9796 | 4566.964 | 2305053.7611
WeekDay | Thursday | 9 | 7 | 687867.4141 | 981252.7003 | 295381.8433 | 203.1677 | 3429.4006 | 4062.7742 | 1972197.3002 | 821558.6648 | 1171965.1807 | 352791.1161 | 242.6546 | 4095.9257 | 4852.3993 | 2355505.9411
WeekDay | Thursday | 9 | 8 | 608994.6331 | 1180251.4942 | 307817.8189 | 212.0038 | 3690.2848 | 4357.1781 | 2105323.4129 | 727356.475 | 1409640.6106 | 367644.0998 | 253.208 | 4407.5143 | 5204.0224 | 2514505.9302
WeekDay | Thursday | 9 | 9 | 589225.6217 | 1294910.0347 | 313294.9214 | 228.1079 | 4331.3464 | 4561.5291 | 2206551.5612 | 703745.2351 | 1546583.7417 | 374185.7108 | 272.4421 | 5173.1701 | 5448.0903 | 2635408.39
WeekDay | Thursday | 9 | 10 | 592304.2753 | 1351071.1206 | 317773.7682 | 247.8356 | 4485.2012 | 4163.2179 | 2270045.4187 | 707422.2438 | 1613660.079 | 379535.049 | 296.004 | 5356.9275 | 4972.3648 | 2711242.6682
WeekDay | Thursday | 9 | 11 | 598580.1018 | 1376634.7555 | 321835.3115 | 258.2765 | 4513.0734 | 4260.198 | 2306081.7168 | 714917.8157 | 1644192.1632 | 384385.9782 | 308.4742 | 5390.2169 | 5088.1936 | 2754282.8418
WeekDay | Thursday | 9 | 12 | 598748.0411 | 1375820.7843 | 324362.5257 | 255.8801 | 4823.0127 | 4533.8205 | 2308544.0645 | 715118.3951 | 1643219.9917 | 387404.372 | 305.612 | 5760.3948 | 5414.9963 | 2757223.7619
WeekDay | Thursday | 9 | 13 | 593607.7959 | 1389828.4013 | 325196.7256 | 255.6565 | 5622.3886 | 4253.2709 | 2318764.2388 | 708979.1116 | 1659950.075 | 388400.7037 | 305.3449 | 6715.1343 | 5079.9202 | 2769430.2897
WeekDay | Thursday | 9 | 14 | 599485.7213 | 1373375.677 | 323824.355 | 249.861 | 5520.9337 | 4589.2377 | 2307045.7857 | 715999.4479 | 1640299.6629 | 386761.6044 | 298.423 | 6593.961 | 5481.1842 | 2755434.2834
WeekDay | Thursday | 9 | 15 | 640090.0637 | 1306059.2178 | 317051.7411 | 256.1289 | 5820.839 | 4682.7543 | 2273960.7447 | 764495.4933 | 1559899.8369 | 378672.6914 | 305.9091 | 6952.1547 | 5592.8763 | 2715918.9618
WeekDay | Thursday | 9 | 16 | 695600.2055 | 1220817.3001 | 309159.6095 | 231.9065 | 5207.6497 | 4298.2974 | 2235314.9687 | 830794.3716 | 1458090.6297 | 369246.6757 | 276.979 | 6219.7883 | 5133.6978 | 2669762.1421
WeekDay | Thursday | 9 | 17 | 753514.793 | 1123569.2413 | 301902.2167 | 62398.5283 | 4957.9144 | 3893.059 | 2250235.7527 | 899965.0144 | 1341941.8143 | 360578.7641 | 74526.065 | 5921.5154 | 4649.6989 | 2687582.8721
WeekDay | Thursday | 9 | 18 | 861205.4664 | 1079614.8497 | 294669.4078 | 62507.0582 | 3342.4392 | 3879.2047 | 2305218.426 | 1028586.0306 | 1289444.6171 | 351940.2144 | 74655.6883 | 3992.0628 | 4633.1519 | 2753251.7652
WeekDay | Thursday | 9 | 19 | 957538.8509 | 1053779.4815 | 288538.5756 | 63120.0827 | 2304.7557 | 3688.708 | 2368970.4543 | 1143642.3992 | 1258587.9866 | 344617.8173 | 75387.8579 | 2752.6991 | 4405.6311 | 2829394.3912
WeekDay | Thursday | 9 | 20 | 1006650.2714 | 998229.5918 | 282716.9518 | 63461.4748 | 1996.7674 | 3609.0458 | 2356664.1029 | 1202298.9254 | 1192241.6351 | 337664.7253 | 75795.6016 | 2384.8514 | 4310.486 | 2814696.2249
WeekDay | Thursday | 9 | 21 | 1055257.7041 | 944862.8958 | 278570.843 | 63306.4151 | 2059.2012 | 3463.5756 | 2347520.6348 | 1260353.5109 | 1128502.7945 | 332712.7948 | 75610.4051 | 2459.4196 | 4136.7428 | 2803775.6677
WeekDay | Thursday | 9 | 22 | 1062743.4146 | 889303.406 | 274572.9658 | 62880.5739 | 1849.602 | 3245.3704 | 2294595.3327 | 1269294.1151 | 1062144.9771 | 327937.9057 | 75101.7991 | 2209.0835 | 3876.128 | 2740564.0085
WeekDay | Thursday | 9 | 23 | 1004281.7345 | 855252.5245 | 269664.9123 | 62645.9954 | 2194.1029 | 3169.1717 | 2197208.4412 | 1199470.0489 | 1021476.098 | 322075.9419 | 74821.6288 | 2620.5402 | 3785.1197 | 2624249.3774
WeekDay | Friday | 9 | 0 | 954845.759 | 768869.4019 | 268223.2359 | 62433.3876 | 2914.7397 | 3255.7611 | 2060542.2852 | 1140425.8884 | 918303.8857 | 320354.0668 | 74567.6994 | 3481.2372 | 3888.5382 | 2461021.3158
WeekDay | Friday | 9 | 1 | 892460.3197 | 752145.187 | 263387.8348 | 62386.851 | 3339.3036 | 3176.0989 | 1976895.595 | 1065915.4564 | 898329.2171 | 314578.8758 | 74512.1182 | 3988.3177 | 3793.3931 | 2361117.3784
WeekDay | Friday | 9 | 2 | 841690.5602 | 733930.7007 | 261682.8857 | 62387.8545 | 3119.8794 | 3089.5095 | 1905901.39 | 1005278.2827 | 876574.6336 | 312542.5595 | 74513.3167 | 3726.2471 | 3689.9746 | 2276325.0141
WeekDay | Friday | 9 | 3 | 811975.2648 | 728271.2985 | 261164.0033 | 62388.1133 | 2677.5469 | 3200.3439 | 1869676.5708 | 969787.6375 | 869815.2919 | 311922.8291 | 74513.6258 | 3197.9446 | 3822.3503 | 2233059.6792
WeekDay | Friday | 9 | 4 | 786082.4741 | 728199.8682 | 262786.5886 | 62385.8333 | 2848.7522 | 3293.8604 | 1845597.3769 | 938862.424 | 869729.9787 | 313860.7738 | 74510.9027 | 3402.4246 | 3934.0424 | 2204300.5462
WeekDay | Friday | 9 | 5 | 801728.9603 | 755970.8269 | 269229.7916 | 208.5662 | 3747.841 | 3643.6816 | 1834529.6675 | 957549.9008 | 902898.3935 | 321556.2528 | 249.1023 | 4476.2569 | 4351.8534 | 2191081.7597
WeekDay | Friday | 9 | 6 | 818913.4321 | 799533.4399 | 280041.6135 | 208.4456 | 4233.9329 | 3986.5756 | 1906917.4396 | 978074.2801 | 954927.6676 | 334469.4186 | 248.9583 | 5056.8237 | 4761.391 | 2277538.5392
WeekDay | Friday | 9 | 7 | 703150.4494 | 942210.4219 | 295358.2325 | 189.5874 | 3415.1161 | 4388.3503 | 1948712.1575 | 839812.0517 | 1125334.796 | 352762.9165 | 226.4348 | 4078.8649 | 5241.2531 | 2327456.3169
WeekDay | Friday | 9 | 8 | 625307.9785 | 1142260.5527 | 307316.0107 | 200.0015 | 3529.8801 | 4461.0854 | 2083075.5088 | 746840.4191 | 1364265.8966 | 367044.7622 | 238.873 | 4215.9339 | 5328.1247 | 2487934.0096
WeekDay | Friday | 9 | 9 | 604007.4959 | 1242078.9535 | 314142.9771 | 216.1073 | 3921.7638 | 4197.8537 | 2168565.1513 | 721400.0572 | 1483484.6158 | 375198.5914 | 258.1091 | 4683.9826 | 5013.7323 | 2590039.0884
WeekDay | Friday | 9 | 10 | 605959.6637 | 1302733.0777 | 321440.1498 | 241.1011 | 4434.3343 | 4450.6947 | 2239259.0213 | 723731.6408 | 1555927.2411 | 383914.0143 | 287.9606 | 5296.1744 | 5315.7145 | 2674472.7456
WeekDay | Friday | 9 | 11 | 606707.5737 | 1302389.8374 | 322722.6047 | 236.8929 | 3881.6278 | 4869.7873 | 2240808.3238 | 724624.9116 | 1555517.2899 | 385445.7222 | 282.9345 | 4636.0459 | 5816.2604 | 2676323.1645
WeekDay | Friday | 9 | 12 | 611519.0795 | 1302862.8479 | 326713.8111 | 258.4432 | 4304.38 | 4630.8006 | 2250289.3624 | 730371.5631 | 1556082.2329 | 390212.6441 | 308.6733 | 5140.9626 | 5530.8251 | 2687646.9011
WeekDay | Friday | 9 | 13 | 603848.3824 | 1306792.2726 | 328870.1601 | 273.502 | 5140.0595 | 4596.1649 | 2249520.5415 | 721210.019 | 1560775.3655 | 392788.0927 | 326.6588 | 6139.0616 | 5489.4577 | 2686728.6552
WeekDay | Friday | 9 | 14 | 609057.9221 | 1306074.6493 | 326754.3975 | 274.482 | 5571.8005 | 4516.5026 | 2252249.754 | 727432.0646 | 1559918.2676 | 390261.1187 | 327.8293 | 6654.7141 | 5394.3126 | 2689988.3069
WeekDay | Friday | 9 | 15 | 647366.7658 | 1246397.7619 | 319851.7095 | 265.893 | 5504.9071 | 4267.1252 | 2223654.1625 | 773186.4671 | 1488642.8111 | 382016.8509 | 317.571 | 6574.8196 | 5096.4671 | 2655834.9868
WeekDay | Friday | 9 | 16 | 702719.748 | 1172830.0761 | 313308.3056 | 251.0403 | 5467.419 | 4048.9199 | 2198625.5089 | 839297.6408 | 1400776.7944 | 374201.6964 | 299.8316 | 6530.0454 | 4835.8523 | 2625941.8608
WeekDay | Friday | 9 | 17 | 765666.5788 | 1067420.9413 | 299940.8543 | 62728.043 | 4267.7977 | 3931.1583 | 2203955.3734 | 914478.5743 | 1274880.7478 | 358236.1989 | 74919.6228 | 5097.2703 | 4695.2031 | 2632307.6172
WeekDay | Friday | 9 | 18 | 878815.5112 | 1025833.3722 | 294097.5353 | 62766.2352 | 2225.3198 | 3927.6948 | 2267665.6684 | 1049618.6956 | 1225210.3795 | 351257.195 | 74965.2379 | 2657.8243 | 4691.0663 | 2708400.3988
WeekDay | Friday | 9 | 19 | 995868.22 | 1027759.6479 | 288297.7544 | 63010.1708 | 1999.7637 | 3820.3239 | 2380755.8808 | 1189421.3163 | 1227511.0388 | 344330.1912 | 75256.5839 | 2388.43 | 4562.8273 | 2843470.3875
WeekDay | Friday | 9 | 20 | 1070630.1873 | 971750.1607 | 282422.1905 | 62824.2371 | 1546.561 | 3681.7809 | 2392855.1176 | 1278713.7305 | 1160615.7642 | 337312.6754 | 75034.5129 | 1847.1446 | 4397.3576 | 2857921.1852
WeekDay | Friday | 9 | 21 | 1126126.1596 | 929119.6499 | 279298.9581 | 62706.5504 | 1990.7749 | 3546.7014 | 2402788.7943 | 1344995.6853 | 1109699.7522 | 333582.4236 | 74893.9531 | 2377.6942 | 4236.0246 | 2869785.533
WeekDay | Friday | 9 | 22 | 1136222.601 | 877661.8465 | 275719.1927 | 62551.0082 | 1505.5191 | 3255.7611 | 2356915.9285 | 1357054.432 | 1048240.8091 | 329306.9088 | 74708.1803 | 1798.126 | 3888.5382 | 2814996.9944
WeekDay | Friday | 9 | 23 | 1073100.0402 | 842380.1868 | 272234.7189 | 62416.3504 | 1703.5514 | 3158.781 | 2254993.6287 | 1281663.6144 | 1006101.9425 | 325145.2062 | 74547.3509 | 2034.6471 | 3772.7094 | 2693265.4704
Saturday | Saturday | 9 | 0 | 985836.1201 | 818484.301 | 269557.8898 | 62384.69 | 1907.7853 | 3103.3638 | 2141274.15 | 1177439.4163 | 977561.7447 | 321948.1189 | 74509.5371 | 2278.575 | 3706.5215 | 2557443.9136
Saturday | Saturday | 9 | 1 | 922847.0605 | 798644.2212 | 267461.2786 | 62381.5221 | 2086.1676 | 3103.3638 | 2056523.6137 | 1102208.0465 | 953865.6237 | 319444.0185 | 74505.7535 | 2491.6271 | 3706.5215 | 2456221.5908
Saturday | Saturday | 9 | 2 | 868788.1092 | 773623.5191 | 265615.3774 | 62381.0103 | 2021.9918 | 3134.5359 | 1975564.5438 | 1037642.4066 | 923981.9948 | 317239.355 | 74505.1422 | 2414.9783 | 3743.7522 | 2359527.6291
Saturday | Saturday | 9 | 3 | 829144.4419 | 756089.8604 | 264245.6685 | 62381.1812 | 2306.4977 | 3228.0525 | 1917395.7022 | 990293.7493 | 903040.562 | 315603.4349 | 74505.3463 | 2754.7797 | 3855.4443 | 2290053.3164
Saturday | Saturday | 9 | 4 | 799069.4705 | 756420.7572 | 267383.2296 | 62378.9791 | 3201.0573 | 3321.569 | 1891775.0627 | 954373.5228 | 903435.7706 | 319350.8002 | 74502.7162 | 3823.2024 | 3967.1363 | 2259453.1486
Saturday | Saturday | 9 | 5 | 812889.9141 | 779625.1956 | 273188.1819 | 214.5569 | 3985.9396 | 3650.6087 | 1873554.3968 | 970880.0544 | 931150.1339 | 326283.9805 | 256.2573 | 4760.6314 | 4360.1269 | 2237691.1844
Saturday | Saturday | 9 | 6 | 832318.8028 | 820130.3258 | 277481.3708 | 225.492 | 3921.7638 | 3782.2246 | 1937859.9799 | 994085.0668 | 979527.6845 | 331411.5771 | 269.3178 | 4683.9826 | 4517.3231 | 2314494.952
Saturday | Saturday | 9 | 7 | 727819.0325 | 966203.7979 | 286557.9607 | 204.255 | 3293.8022 | 4183.9994 | 1988262.8476 | 869275.1253 | 1153991.4318 | 342252.2578 | 243.9532 | 3933.9728 | 4997.1853 | 2374693.9261
Saturday | Saturday | 9 | 8 | 653972.8235 | 1161100.1066 | 298589.9214 | 234.4462 | 4094.3626 | 4239.4166 | 2122231.0769 | 781076.4526 | 1386767.0334 | 356622.7039 | 280.0123 | 4890.1271 | 5063.3732 | 2534699.7024
Saturday | Saturday | 9 | 9 | 632943.4937 | 1267160.8409 | 306512.3596 | 256.6465 | 4552.5823 | 4152.4808 | 2215578.4039 | 755959.9435 | 1513441.3219 | 366084.9166 | 306.5274 | 5437.4046 | 4959.5409 | 2646189.6549
Saturday | Saturday | 9 | 10 | 632853.6119 | 1319747.5888 | 309804.3967 | 259.4023 | 4715.5652 | 4004.3552 | 2271384.9201 | 755852.5927 | 1576248.6267 | 370016.7813 | 309.8187 | 5632.0643 | 4782.6262 | 2712842.5099
Saturday | Saturday | 9 | 11 | 632551.7611 | 1345363.5003 | 313336.9599 | 255.8223 | 4172.614 | 4049.2663 | 2299729.9239 | 755492.0754 | 1606843.1478 | 374235.9198 | 305.5429 | 4983.5871 | 4836.266 | 2746696.539
Saturday | Saturday | 9 | 12 | 629765.3956 | 1350052.2677 | 315473.3668 | 242.9531 | 4599.8257 | 4069.9323 | 2304203.7412 | 752164.1627 | 1612443.2059 | 376787.5505 | 290.1725 | 5493.8301 | 4860.9486 | 2752039.8702
Saturday | Saturday | 9 | 13 | 604229.3855 | 1353785.2922 | 318990.9631 | 239.7584 | 5274.125 | 4220.136 | 2286739.6601 | 721665.0723 | 1616901.7666 | 380988.8132 | 286.3569 | 6299.1835 | 5040.3453 | 2731181.5378
Saturday | Saturday | 9 | 14 | 624023.0235 | 1337497.201 | 314080.7054 | 234.9077 | 5732.693 | 4240.2247 | 2285808.7554 | 745305.7253 | 1597447.985 | 375124.2168 | 280.5635 | 6846.8771 | 5064.3384 | 2730069.7061
Saturday | Saturday | 9 | 15 | 656360.3848 | 1284148.882 | 307541.2094 | 221.4664 | 6483.2925 | 4291.2548 | 2259046.4898 | 783928.0511 | 1533731.093 | 367313.7296 | 264.5098 | 7743.3601 | 5125.2864 | 2698106.03
Saturday | Saturday | 9 | 16 | 700884.8733 | 1198674.8516 | 301385.9342 | 230.2288 | 5951.072 | 4452.0801 | 2211579.0399 | 837106.147 | 1431644.6605 | 359962.1389 | 274.9751 | 7107.6994 | 5317.3692 | 2641412.9901
Saturday | Saturday | 9 | 17 | 755299.6391 | 1096243.3207 | 296786.502 | 62387.2012 | 4670.9696 | 4363.6435 | 2219751.2761 | 902096.7562 | 1309304.9335 | 354468.7789 | 74512.5363 | 5578.8012 | 5211.7444 | 2651173.5505
Saturday | Saturday | 9 | 18 | 855134.5678 | 1055228.9577 | 294197.6201 | 62388.0815 | 3057.4456 | 4290.2157 | 2274296.8884 | 1021335.2157 | 1260319.1774 | 351376.7319 | 74513.5878 | 3651.6789 | 5124.0454 | 2716320.4371
Saturday | Saturday | 9 | 19 | 907523.1444 | 1023979.0131 | 286821.1578 | 62422.0178 | 2129.8574 | 4142.0901 | 2287017.2806 | 1083905.8335 | 1222995.6145 | 342566.6089 | 74554.1198 | 2543.8082 | 4947.1307 | 2731513.1155
Saturday | Saturday | 9 | 20 | 934842.2431 | 977782.7645 | 275788.656 | 62459.5776 | 1708.011 | 3980.572 | 2256561.8242 | 1116534.5665 | 1167820.8416 | 329389.8727 | 74598.9795 | 2039.9734 | 4754.2206 | 2695138.4544
Saturday | Saturday | 9 | 21 | 972261.1231 | 933728.9598 | 264576.3418 | 62462.8284 | 1869.4609 | 3859.6932 | 2238758.4072 | 1161226.0353 | 1115204.9098 | 315998.3765 | 74602.8622 | 2232.8021 | 4609.8483 | 2673874.8341
Saturday | Saturday | 9 | 22 | 998955.8564 | 886857.782 | 255105.646 | 62434.4908 | 1510.8845 | 3568.9838 | 2208433.6435 | 1193109.0537 | 1059224.0311 | 304686.9929 | 74569.017 | 1804.5342 | 4262.6377 | 2637656.2666
Saturday | Saturday | 9 | 23 | 975788.2269 | 855601.7412 | 246646.2167 | 62427.7077 | 1642.9293 | 3492.7851 | 2145599.6069 | 1165438.6533 | 1021893.1871 | 294583.4217 | 74560.9156 | 1962.2427 | 4171.6293 | 2562610.0496
Sunday | Sunday | 9 | 0 | 933503.4937 | 824172.5423 | 239629.6906 | 62417.5449 | 2495.5412 | 3451.7995 | 2065670.6121 | 1114935.6229 | 984355.5306 | 286203.1907 | 74548.7775 | 2980.5649 | 4122.6779 | 2467146.3644
Sunday | Sunday | 9 | 1 | 881790.3575 | 794701.6394 | 238139.4324 | 62387.3511 | 3143.9889 | 3376.9862 | 1983539.7555 | 1053171.7215 | 949156.777 | 284423.2916 | 74512.7154 | 3755.0424 | 4033.3242 | 2369052.8722
Sunday | Sunday | 9 | 2 | 840311.7499 | 779333.511 | 237587.3538 | 62383.8063 | 3336.6557 | 3437.8297 | 1926390.9064 | 1003631.4921 | 930801.7586 | 283763.9131 | 74508.4816 | 3985.1553 | 4105.993 | 2300796.7937
Sunday | Sunday | 9 | 3 | 801087.5194 | 758636.5754 | 236312.555 | 62382.8707 | 3617.6079 | 3404.1176 | 1865441.2459 | 956783.7919 | 906082.2466 | 282241.3494 | 74507.3642 | 4320.7122 | 4065.7287 | 2228001.193
Sunday | Sunday | 9 | 4 | 766359.5561 | 754820.4735 | 234828.7351 | 62381.105 | 3870.8969 | 3401.1158 | 1825661.8824 | 915306.2359 | 901524.4618 | 280469.14 | 74505.2553 | 4623.2295 | 4062.1435 | 2180490.4661
Sunday | Sunday | 9 | 5 | 748637.8994 | 766603.6395 | 232971.6417 | 216.7548 | 4734.2396 | 3452.4922 | 1756616.6672 | 894140.2666 | 915597.7585 | 278251.1091 | 258.8824 | 5654.3681 | 4123.5052 | 2098025.8899
Sunday | Sunday | 9 | 6 | 747801.6562 | 766686.007 | 233493.6383 | 206.6832 | 4303.4741 | 3280.1216 | 1755771.5804 | 893141.4943 | 915696.1346 | 278874.5589 | 246.8534 | 5139.8807 | 3917.6333 | 2097016.5553
Sunday | Sunday | 9 | 7 | 760284.1659 | 808655.8759 | 236786.4152 | 167.8703 | 3092.2859 | 3127.147 | 1812113.7602 | 908050.0564 | 965823.105 | 282807.3072 | 200.497 | 3693.2906 | 3734.9272 | 2164309.1833
Sunday | Sunday | 9 | 8 | 762186.3971 | 895753.6913 | 239848.6964 | 149.8849 | 3276.5911 | 2985.9486 | 1904201.2093 | 910321.9979 | 1069848.9149 | 286464.7616 | 179.016 | 3913.4166 | 3566.286 | 2274294.393
Sunday | Sunday | 9 | 9 | 744719.9945 | 980009.6001 | 242494.6327 | 144.2829 | 3412.4682 | 3221.8181 | 1974002.7964 | 889460.8928 | 1170480.4763 | 289624.9518 | 172.3252 | 4075.7024 | 3847.9982 | 2357662.3466
Sunday | Sunday | 9 | 10 | 731199.1922 | 1028359.9108 | 241448.7947 | 148.9191 | 3502.5653 | 3702.9087 | 2008362.2908 | 873312.2397 | 1228227.9665 | 288375.8488 | 177.8625 | 4183.3103 | 4422.5917 | 2398699.8195
Sunday | Sunday | 9 | 11 | 730192.8133 | 1063610.5528 | 240291.8896 | 153.9934 | 4089.4153 | 3278.6207 | 2041617.2851 | 872110.2649 | 1270329.7869 | 286994.092 | 183.923 | 4884.2183 | 3915.8407 | 2438418.1258
Sunday | Sunday | 9 | 12 | 735874.0781 | 1062520.82 | 241854.6324 | 182.6292 | 4080.4962 | 2985.7176 | 2047498.3736 | 878895.7183 | 1269028.2579 | 288860.5635 | 218.1243 | 4873.5657 | 3566.0102 | 2445442.2399
Sunday | Sunday | 9 | 13 | 731029.055 | 1043946.1948 | 238336.6891 | 183.2072 | 4885.0285 | 2890.8157 | 2021270.9902 | 873109.0353 | 1246843.5403 | 284658.8864 | 218.8146 | 5834.4637 | 3452.6634 | 2414117.4037
Sunday | Sunday | 9 | 14 | 712076.4607 | 1020342.4466 | 234179.9991 | 176.0815 | 5229.2506 | 3681.2036 | 1975685.4422 | 850472.888 | 1218652.2589 | 279694.3181 | 210.3041 | 6245.5876 | 4396.6681 | 2359672.0249
Sunday | Sunday | 9 | 15 | 736686.507 | 1006807.0416 | 235826.6686 | 176.27 | 6053.9903 | 3657.305 | 1989207.7824 | 879866.0477 | 1202486.165 | 281661.028 | 210.5292 | 7230.6204 | 4368.1246 | 2375822.5149
Sunday | Sunday | 9 | 16 | 751857.9609 | 982706.688 | 233240.4082 | 174.0679 | 6143.1118 | 4018.9023 | 1978141.139 | 897986.1668 | 1173701.7598 | 278572.112 | 207.8991 | 7337.0632 | 4800.0006 | 2362605.0014
Sunday | Sunday | 9 | 17 | 783747.182 | 943077.0525 | 228171.0655 | 62337.7999 | 5646.7071 | 4053.0762 | 2027032.8832 | 936073.2536 | 1126369.8616 | 272517.5114 | 74453.5336 | 6744.1793 | 4840.8164 | 2420999.156
Sunday | Sunday | 9 | 18 | 867960.9784 | 956299.9434 | 228139.597 | 62348.3833 | 3361.6014 | 3977.9166 | 2122088.4201 | 1036654.5179 | 1142162.7024 | 272479.9269 | 74466.1739 | 4014.9493 | 4751.0491 | 2534529.3195
Sunday | Sunday | 9 | 19 | 910932.5621 | 956838.1585 | 227057.1421 | 62350.9489 | 2347.1215 | 3975.1458 | 2163501.0788 | 1087977.8923 | 1142805.5229 | 271187.0903 | 74469.2382 | 2803.2989 | 4747.7397 | 2583990.7824
Sunday | Sunday | 9 | 20 | 923095.4301 | 930385.1347 | 225994.2808 | 62392.1147 | 1919.4219 | 3854.4979 | 2147640.8801 | 1102504.6884 | 1111211.1917 | 269917.6553 | 74518.4048 | 2292.4734 | 4603.6432 | 2565048.0568
Sunday | Sunday | 9 | 21 | 943108.8485 | 901039.9147 | 223173.536 | 62392.2956 | 2107.5596 | 3784.88 | 2135607.0343 | 1126407.8373 | 1076162.5482 | 266548.6814 | 74518.6209 | 2517.1767 | 4520.4946 | 2550675.3592
Sunday | Sunday | 9 | 22 | 955575.2451 | 872947.7509 | 220956.7163 | 62392.0895 | 1683.9015 | 3479.5081 | 2117035.2114 | 1141297.1546 | 1042610.5001 | 263901.0092 | 74518.3748 | 2011.1781 | 4155.7718 | 2528493.9887
Sunday | Sunday | 9 | 23 | 938004.5476 | 846566.1559 | 219093.3121 | 62391.3357 | 1872.1088 | 3402.9631 | 2071330.4231 | 1120311.4843 | 1011101.4803 | 261675.441 | 74517.4744 | 2235.9646 | 4064.3498 | 2473906.1944
WeekDay | Monday | 9 | 0 | 896099.3315 | 814418.5055 | 216540.4981 | 62394.9366 | 2423.7701 | 3339.5796 | 1995216.6214 | 1070261.7324 | 972705.7369 | 258626.472 | 74521.7752 | 2894.8447 | 3988.6474 | 2382999.2086
WeekDay | Monday | 9 | 1 | 852035.8872 | 781054.002 | 215233.974 | 62372.4816 | 2977.8703 | 3275.5035 | 1916949.7186 | 1017634.2874 | 932856.6375 | 257066.0169 | 74494.956 | 3556.6377 | 3912.1177 | 2289520.6532
WeekDay | Monday | 9 | 2 | 817609.6308 | 753662.1996 | 214872.2242 | 62361.1562 | 2992.3639 | 3323.5317 | 1854821.1063 | 976517.077 | 900141.0704 | 256633.9587 | 74481.4293 | 3573.9482 | 3969.4805 | 2215316.9641
WeekDay | Monday | 9 | 3 | 779483.5915 | 754753.9372 | 212501.8302 | 62359.9073 | 2762.6966 | 3313.2564 | 1815175.2193 | 930981.0082 | 901444.9938 | 253802.8642 | 74479.9377 | 3299.6436 | 3957.2082 | 2167965.6557
WeekDay | Monday | 9 | 4 | 744625.3526 | 752343.1328 | 206229.6034 | 62360.0555 | 2842.9687 | 3339.926 | 1771741.039 | 889347.8567 | 898565.6348 | 246311.5917 | 74480.1148 | 3395.5171 | 3989.0611 | 2116089.7761
WeekDay | Monday | 9 | 5 | 724549.2659 | 753249.444 | 206302.6204 | 191.8196 | 3246.5587 | 3359.7838 | 1690899.4925 | 865369.8594 | 899648.0932 | 246398.7999 | 229.1009 | 3877.5473 | 4012.7784 | 2019536.1792
WeekDay | Monday | 9 | 6 | 720477.4814 | 742074.7179 | 206015.5341 | 185.0072 | 3401.5284 | 3138.9231 | 1675293.1922 | 860506.6987 | 886301.4905 | 246055.9167 | 220.9645 | 4062.6363 | 3748.9921 | 2000896.6988
WeekDay | Monday | 9 | 7 | 738462.7767 | 745514.5068 | 207122.6658 | 142.7375 | 2388.0937 | 3043.6748 | 1696674.4553 | 881987.5464 | 890409.8235 | 247378.2262 | 170.4794 | 2852.2343 | 3635.2317 | 2026433.5415
WeekDay | Monday | 9 | 8 | 768576.6153 | 781198.427 | 214983.2214 | 134.6519 | 2813.4938 | 2836.3221 | 1770542.7315 | 917954.1942 | 933029.1324 | 256766.529 | 160.8223 | 3360.3135 | 3387.5787 | 2114658.5702
WeekDay | Monday | 9 | 9 | 775485.241 | 822162.7248 | 216774.6376 | 138.8124 | 3003.5128 | 2852.2545 | 1820417.1831 | 926205.5537 | 981955.0927 | 258906.1179 | 165.7914 | 3587.2639 | 3406.6077 | 2174226.4273
WeekDay | Monday | 9 | 10 | 763738.6703 | 855951.2353 | 216127.3037 | 160.021 | 3123.9209 | 2882.6185 | 1841983.7697 | 912175.965 | 1022310.6074 | 258132.9707 | 191.122 | 3731.074 | 3442.8731 | 2199984.6124
WeekDay | Monday | 9 | 11 | 750795.9197 | 885265.0007 | 212659.2402 | 172.623 | 3530.8556 | 3509.6412 | 1855933.2803 | 896717.7113 | 1057321.683 | 253990.8678 | 206.1733 | 4217.099 | 4191.7615 | 2216645.2959
WeekDay | Monday | 9 | 12 | 751910.645 | 910024.0095 | 213572.2424 | 176.1033 | 4106.1387 | 3248.7185 | 1883037.8573 | 898049.0904 | 1086892.7569 | 255081.3175 | 210.3301 | 4904.1919 | 3880.1269 | 2249017.8137
WeekDay | Monday | 9 | 13 | 746054.064 | 910523.0595 | 213292.0063 | 175.2364 | 4614.5284 | 3549.0105 | 1878207.905 | 891054.2469 | 1087488.8004 | 254746.6159 | 209.2946 | 5511.3902 | 4238.7825 | 2243249.1305
WeekDay | Monday | 9 | 14 | 730464.7881 | 912735.3651 | 215404.9668 | 180.5008 | 5113.5112 | 3433.4425 | 1867332.5746 | 872435.0997 | 1090131.0812 | 257270.2432 | 215.5823 | 6107.3534 | 4100.7531 | 2230260.1129
WeekDay | Monday | 9 | 15 | 728687.7546 | 906994.016 | 213577.2649 | 181.712 | 5386.032 | 3900.5634 | 1858727.3429 | 870312.6888 | 1083273.8657 | 255087.3162 | 217.0289 | 6432.8404 | 4658.6618 | 2219982.4017
WeekDay | Monday | 9 | 16 | 736049.5451 | 891832.8758 | 213200.0567 | 185.6664 | 5480.7976 | 3975.9539 | 1850724.8957 | 879105.2885 | 1065166.0649 | 254636.7953 | 221.7519 | 6546.0243 | 4748.7049 | 2210424.6298
WeekDay | Monday | 9 | 17 | 769423.2659 | 888531.9694 | 214387.9271 | 62341.0398 | 4283.4061 | 4153.8663 | 1943121.4747 | 918965.3966 | 1061223.6071 | 256055.5356 | 74457.4033 | 5115.9124 | 4961.1956 | 2320779.0506
WeekDay | Monday | 9 | 18 | 857338.8325 | 928106.9437 | 217060.8857 | 62346.6427 | 2233.124 | 4101.5663 | 2071187.9949 | 1023967.8927 | 1108490.2204 | 259248.0001 | 74464.0951 | 2667.1454 | 4898.7308 | 2473736.0844
WeekDay | Monday | 9 | 19 | 958474.7161 | 924711.1677 | 216843.1238 | 62392.4589 | 1903.7438 | 4064.8524 | 2168390.0627 | 1144760.1556 | 1104434.4545 | 258987.9148 | 74518.816 | 2273.7481 | 4854.8813 | 2589829.9703
WeekDay | Monday | 9 | 20 | 1027505.7806 | 896488.7875 | 217444.7385 | 62414.7321 | 1689.0579 | 3907.8369 | 2209450.9335 | 1227207.8308 | 1070726.8816 | 259706.457 | 74545.4181 | 2017.3366 | 4667.349 | 2638871.2731
WeekDay | Monday | 9 | 21 | 1068739.0264 | 867218.1148 | 217486.8339 | 62405.8299 | 1800.5468 | 3806.3542 | 2221456.7061 | 1276455.0109 | 1035767.2741 | 259756.734 | 74534.7857 | 2150.4941 | 4546.1424 | 2653210.4412
WeekDay | Monday | 9 | 22 | 1066239.3846 | 849739.2979 | 216221.9366 | 62400.377 | 1531.8584 | 3632.4827 | 2199765.3371 | 1273469.5483 | 1014891.3419 | 258245.9961 | 74528.2729 | 1829.5845 | 4338.478 | 2627303.2216
WeekDay | Monday | 9 | 23 | 1014094.5667 | 827718.2037 | 217048.876 | 62394.8361 | 1866.3253 | 3529.2681 | 2126652.0759 | 1211190.0652 | 988590.313 | 259233.6562 | 74521.6552 | 2229.0571 | 4215.203 | 2539979.9497
WeekDay | Tuesday | 9 | 0 | 944013.0589 | 806309.8322 | 216180.382 | 62391.1045 | 2665.7012 | 3463.4602 | 2035023.539 | 1127487.7866 | 963021.0932 | 258196.3651 | 74517.1983 | 3183.7966 | 4136.6049 | 2430542.8447
WeekDay | Tuesday | 9 | 1 | 883910.3082 | 789309.9571 | 216193.2203 | 62360.0882 | 3421.5964 | 3443.7178 | 1958638.8879 | 1055703.6976 | 942717.1881 | 258211.6986 | 74480.1538 | 4086.6047 | 4113.0255 | 2339312.3683
WeekDay | Tuesday | 9 | 2 | 840470.2847 | 769175.5461 | 217319.1076 | 62357.6742 | 3261.0523 | 3483.6644 | 1896067.3292 | 1003820.8392 | 918669.5309 | 259556.409 | 74477.2706 | 3894.8578 | 4160.7359 | 2264579.6433
WeekDay | Tuesday | 9 | 3 | 790097.7416 | 758858.157 | 218723.1031 | 62358.8426 | 2517.4209 | 3567.8293 | 1836123.0945 | 943658.0834 | 906346.894 | 261233.2797 | 74478.6662 | 3006.6971 | 4261.2588 | 2192984.879
WeekDay | Tuesday | 9 | 4 | 768768.4867 | 761584.1717 | 224313.4356 | 62354.4284 | 2628.9098 | 3741.2389 | 1823390.6712 | 918183.3571 | 909602.7264 | 267910.1275 | 74473.394 | 3139.8546 | 4468.3717 | 2177777.8312
WeekDay | Tuesday | 9 | 5 | 780504.8268 | 796435.1532 | 232655.383 | 192.2401 | 3445.0091 | 3901.2561 | 1817133.8684 | 932200.7267 | 951227.2098 | 277873.3836 | 229.6031 | 4114.5677 | 4659.4892 | 2170304.9803
WeekDay | Tuesday | 9 | 6 | 795491.8972 | 853630.3122 | 241231.4051 | 193.3868 | 3315.6819 | 4051.6908 | 1897914.374 | 950100.6262 | 1019538.5988 | 288116.2082 | 230.9727 | 3960.105 | 4839.1617 | 2266785.6726
WeekDay | Tuesday | 9 | 7 | 694867.9255 | 995981.4365 | 258138.649 | 162.074 | 2637.829 | 4362.7199 | 1956150.6337 | 829919.7684 | 1189556.5371 | 308309.4786 | 193.5741 | 3150.5072 | 5210.6412 | 2336340.5066
WeekDay | Tuesday | 9 | 8 | 631400.1217 | 1180402.2142 | 273971.2821 | 185.6706 | 3117.2315 | 4471.2452 | 2093547.7654 | 754116.6078 | 1409820.624 | 327219.2811 | 221.7569 | 3723.0846 | 5340.2592 | 2500441.6135
WeekDay | Tuesday | 9 | 9 | 616647.978 | 1270972.9847 | 286839.4201 | 202.0922 | 3527.5109 | 4570.6499 | 2182760.6358 | 736497.2944 | 1517994.3792 | 342588.4206 | 241.3701 | 4213.1043 | 5458.9837 | 2606993.5523
WeekDay | Tuesday | 9 | 10 | 620791.1205 | 1329887.9955 | 295064.1615 | 222.9314 | 3864.2076 | 4769.1127 | 2254599.5293 | 741445.6822 | 1588359.8837 | 352411.691 | 266.2595 | 4615.2401 | 5696.0191 | 2692794.7754
WeekDay | Tuesday | 9 | 11 | 630537.3202 | 1351534.5282 | 301264.3872 | 241.886 | 3701.4337 | 4721.3154 | 2292000.8707 | 753086.1155 | 1614213.5528 | 359816.9686 | 288.898 | 4420.8301 | 5638.932 | 2737465.2969
WeekDay | Tuesday | 9 | 12 | 633488.5024 | 1346903.3671 | 305790.7253 | 231.2993 | 4080.4962 | 4917.2383 | 2295411.6286 | 756610.878 | 1608682.2972 | 365223.0282 | 276.2537 | 4873.5657 | 5872.9338 | 2741538.9566
WeekDay | Tuesday | 9 | 13 | 626630.4103 | 1353842.0098 | 306904.8482 | 226.72 | 4734.9364 | 4654.9302 | 2296993.8548 | 748419.8737 | 1616969.5076 | 366553.6877 | 270.7844 | 5655.2004 | 5559.6444 | 2743428.6981
WeekDay | Tuesday | 9 | 14 | 631592.6789 | 1342638.0228 | 304678.204 | 243.6944 | 4966.8335 | 4510.9609 | 2288630.3945 | 754346.5896 | 1603587.957 | 363894.2815 | 291.0579 | 5932.168 | 5387.6938 | 2733439.7479
WeekDay | Tuesday | 9 | 15 | 670699.3846 | 1284955.7643 | 298249.0332 | 251.8269 | 5250.9213 | 4722.3545 | 2264129.2848 | 801053.9234 | 1534694.7979 | 356215.562 | 300.771 | 6271.4701 | 5640.173 | 2704176.6973
WeekDay | Tuesday | 9 | 16 | 724907.4914 | 1223185.8917 | 291653.8019 | 216.0797 | 5576.4691 | 4329.1232 | 2249868.8569 | 865797.7083 | 1460919.5716 | 348338.507 | 258.0761 | 6660.2901 | 5170.5148 | 2687144.6678
WeekDay | Tuesday | 9 | 17 | 786234.2056 | 1115563.9314 | 284617.9 | 62391.0425 | 4753.8896 | 4224.4077 | 2257785.3768 | 939043.6455 | 1332380.6233 | 339935.1345 | 74517.1243 | 5677.8372 | 5045.4473 | 2696599.812
WeekDay | Tuesday | 9 | 18 | 899360.931 | 1069816.3659 | 276223.9252 | 62397.803 | 2700.8899 | 4262.6225 | 2314762.5374 | 1074157.2437 | 1277741.7378 | 329909.7392 | 74525.1986 | 3225.8244 | 5091.0894 | 2764650.8331
WeekDay | Tuesday | 9 | 19 | 998633.527 | 1041966.2648 | 270030.8288 | 62628.4137 | 2110.4861 | 4108.4934 | 2379478.0139 | 1192724.0777 | 1244478.7988 | 322512.9765 | 74800.63 | 2520.6721 | 4907.0043 | 2841944.1593
WeekDay | Tuesday | 9 | 20 | 1057197.3833 | 985202.3519 | 264821.1981 | 63067.6878 | 1753.7215 | 3970.0658 | 2376012.4084 | 1262670.1786 | 1176682.4713 | 316290.8221 | 75325.2797 | 2094.568 | 4741.6725 | 2837804.9922
WeekDay | Tuesday | 9 | 21 | 1097076.4147 | 937817.7439 | 262117.6681 | 62987.364 | 1903.1167 | 3772.642 | 2365674.9494 | 1310299.9444 | 1120088.3741 | 313061.8445 | 75229.3445 | 2272.9991 | 4505.8781 | 2825458.3847
WeekDay | Tuesday | 9 | 22 | 1092787.8527 | 887916.5265 | 259659.3121 | 62644.1032 | 1724.7343 | 3625.7864 | 2308358.3153 | 1305177.8741 | 1060488.5491 | 310125.6919 | 74819.3688 | 2059.947 | 4330.4803 | 2757001.9112
WeekDay | Tuesday | 9 | 23 | 1003755.7303 | 853272.4607 | 255597.284 | 62412.3843 | 1832.8786 | 3512.0657 | 2180382.8036 | 1198841.8126 | 1019111.1966 | 305274.1837 | 74542.6139 | 2189.1098 | 4194.6572 | 2604153.5739
WeekDay | Wednesday | 9 | 0 | 942810.5316 | 836362.4906 | 250340.5767 | 62409.1301 | 2592.1185 | 3508.1403 | 2098022.9878 | 1126051.5408 | 998914.6701 | 298995.8031 | 74538.7273 | 3095.9126 | 4189.9689 | 2505786.6228
WeekDay | Wednesday | 9 | 1 | 881985.9547 | 808242.5362 | 247831.7466 | 62405.8743 | 3060.3722 | 3422.9363 | 2006949.4202 | 1053405.3342 | 965329.4301 | 295999.3665 | 74534.8387 | 3655.1742 | 4088.205 | 2397012.3487
WeekDay | Wednesday | 9 | 2 | 837739.6518 | 788671.1323 | 250190.7244 | 62402.5632 | 3174.0909 | 3508.4867 | 1945686.6492 | 1000559.491 | 941954.2039 | 298816.8261 | 74530.884 | 3790.9949 | 4190.3826 | 2323842.7824
WeekDay | Wednesday | 9 | 3 | 793909.5531 | 770938.4651 | 249345.7462 | 62400.4951 | 2943.3087 | 3592.767 | 1883130.3352 | 948210.7438 | 920775.084 | 297807.6212 | 74528.414 | 3515.3588 | 4291.0433 | 2249128.2652
WeekDay | Wednesday | 9 | 4 | 758353.497 | 775937.5974 | 253204.8132 | 62400.0143 | 3152.908 | 3737.1981 | 1856786.028 | 905744.1502 | 926745.8283 | 302416.7216 | 74527.8397 | 3765.695 | 4463.5455 | 2217663.7803
WeekDay | Wednesday | 9 | 5 | 797799.9615 | 809034.8582 | 258735.2589 | 236.8845 | 3992.4199 | 3929.6575 | 1873729.0404 | 952857.2769 | 966275.7448 | 309022.0433 | 282.9245 | 4768.3712 | 4693.4105 | 2237899.7711
WeekDay | Wednesday | 9 | 6 | 820244.3545 | 870229.1588 | 266640.7697 | 237.1735 | 3802.8887 | 4077.3212 | 1965231.6664 | 979663.8754 | 1039363.533 | 318464.0386 | 283.2696 | 4542.0034 | 4869.7736 | 2347186.4937
WeekDay | Wednesday | 9 | 7 | 693861.189 | 1006088.0361 | 281946.2334 | 211.8865 | 2700.2628 | 4210.3225 | 1989017.9304 | 828717.3666 | 1201627.4163 | 336744.2131 | 253.068 | 3225.0754 | 5028.6245 | 2375595.764
WeekDay | Wednesday | 9 | 8 | 609861.4144 | 1203083.7971 | 291889.1503 | 235.0325 | 3344.1813 | 4542.2485 | 2112955.8242 | 728391.7206 | 1436910.5117 | 348619.5968 | 280.7126 | 3994.1434 | 5425.0624 | 2523621.7475
WeekDay | Wednesday | 9 | 9 | 588348.6223 | 1311897.5019 | 300448.8569 | 250.6843 | 3739.6187 | 4940.2134 | 2209625.4975 | 702697.7855 | 1566872.8274 | 358842.9349 | 299.4064 | 4466.4365 | 5900.3741 | 2639079.7647
WeekDay | Wednesday | 9 | 10 | 590495.7131 | 1374897.342 | 300332.3756 | 266.4894 | 4247.7297 | 4348.8656 | 2274588.5153 | 705262.1764 | 1642117.0727 | 358703.8148 | 318.2833 | 5073.302 | 5194.0943 | 2716668.7435
WeekDay | Wednesday | 9 | 11 | 597998.6675 | 1408943.1488 | 304422.9995 | 302.6529 | 4505.1298 | 4219.0969 | 2320391.6955 | 714223.3761 | 1682779.8909 | 363589.4765 | 361.4754 | 5380.7294 | 5039.1043 | 2771374.0527
WeekDay | Wednesday | 9 | 12 | 601938.6416 | 1406749.797 | 307432.9211 | 313.0327 | 4811.6548 | 4422.0625 | 2325668.1096 | 718929.1083 | 1680160.2477 | 367184.3948 | 373.8726 | 5746.8294 | 5281.5174 | 2777675.9702
WeekDay | Wednesday | 9 | 13 | 597057.1641 | 1407956.8007 | 306906.8843 | 309.5465 | 5224.6517 | 4441.5739 | 2321896.6214 | 713098.8858 | 1681601.84 | 366556.1196 | 369.7088 | 6240.0948 | 5304.8211 | 2773171.4701
WeekDay | Wednesday | 9 | 14 | 606234.8092 | 1401179.6815 | 303965.1287 | 291.3777 | 5698.8282 | 4593.2786 | 2321963.1038 | 724060.2625 | 1673507.5461 | 363042.6157 | 348.0087 | 6806.4305 | 5486.0104 | 2773250.8738
WeekDay | Wednesday | 9 | 15 | 651657.9549 | 1339164.1926 | 300098.8274 | 263.7203 | 6003.9596 | 5102.7705 | 2302291.4254 | 778311.6751 | 1599438.9666 | 358424.8751 | 314.9759 | 7170.866 | 6094.5253 | 2749755.884
WeekDay | Wednesday | 9 | 16 | 711278.0959 | 1252615.4392 | 296099.7473 | 250.4071 | 6106.5295 | 4599.9748 | 2270950.1937 | 849519.3561 | 1496068.9322 | 353648.5492 | 299.0752 | 7293.3709 | 5494.0081 | 2712323.2917
WeekDay | Wednesday | 9 | 17 | 774883.59 | 1134592.5416 | 285107.3197 | 62439.1924 | 4793.5378 | 4490.2949 | 2266306.4764 | 925486.9681 | 1355107.5606 | 340519.6759 | 74574.6323 | 5725.1913 | 5363.0113 | 2706777.0395
WeekDay | Wednesday | 9 | 18 | 892780.3379 | 1081873.8164 | 278517.0308 | 62470.7984 | 2835.1644 | 4340.4375 | 2322817.5854 | 1066297.672 | 1292142.6278 | 332648.5238 | 74612.3812 | 3386.196 | 5184.0282 | 2774271.4291
WeekDay | Wednesday | 9 | 19 | 992950.9191 | 1046615.9684 | 273581.4959 | 62805.7718 | 2505.7842 | 4244.9583 | 2382704.8977 | 1185937.02 | 1250032.2008 | 326753.7375 | 75012.4587 | 2992.7988 | 5069.992 | 2845798.2078
WeekDay | Wednesday | 9 | 20 | 1050507.2746 | 990482.3495 | 269498.1971 | 63179.0479 | 2016.8354 | 4113.6888 | 2379797.3934 | 1254679.8063 | 1182988.6688 | 321876.8246 | 75458.2834 | 2408.8197 | 4913.2094 | 2842325.6122
WeekDay | Wednesday | 9 | 21 | 1094422.6401 | 938298.4394 | 261222.8017 | 63154.0441 | 2072.5799 | 3962.6769 | 2363133.1821 | 1307130.3924 | 1120662.4957 | 311993.0553 | 75428.4199 | 2475.3985 | 4732.8474 | 2822422.6092
WeekDay | Wednesday | 9 | 22 | 1098812.8184 | 888863.3042 | 255619.8858 | 63116.8302 | 1718.045 | 3716.9939 | 2311847.8775 | 1312373.8287 | 1061619.3388 | 305301.1784 | 75383.9733 | 2051.9576 | 4439.4145 | 2761169.6912
WeekDay | Wednesday | 9 | 23 | 1034800.1222 | 851466.5508 | 252588.6709 | 62904.689 | 1991.193 | 3592.5361 | 2207343.7619 | 1235919.8724 | 1016954.297 | 301680.8282 | 75130.6012 | 2378.1935 | 4290.7675 | 2636354.5598
WeekDay | Thursday | 9 | 0 | 939261.0764 | 817244.8928 | 250157.7534 | 62635.8049 | 2634.4843 | 3561.3639 | 2075495.3756 | 1121812.2271 | 976081.4499 | 298777.447 | 74809.4577 | 3146.5125 | 4253.5368 | 2478880.631
WeekDay | Thursday | 9 | 1 | 880648.3439 | 790337.8259 | 249361.5859 | 62377.1665 | 3390.3795 | 3496.3641 | 1989611.6658 | 1051807.7507 | 943944.8295 | 297826.5395 | 74500.5513 | 4049.3205 | 4175.904 | 2376304.8955
WeekDay | Thursday | 9 | 2 | 838110.0847 | 767478.7964 | 247045.4841 | 62373.0797 | 3450.5835 | 3548.6641 | 1922006.6925 | 1001001.9198 | 916643.0075 | 295060.289 | 74495.6703 | 4121.2256 | 4238.3688 | 2295560.481
WeekDay | Thursday | 9 | 3 | 795423.8725 | 757536.3546 | 248794.6482 | 62372.934 | 3121.6911 | 3632.7136 | 1870882.214 | 950019.3806 | 904768.1911 | 297149.414 | 74495.4962 | 3728.4109 | 4338.7537 | 2234499.6465
WeekDay | Thursday | 9 | 4 | 771996.4048 | 767644.851 | 252588.1136 | 62375.415 | 3542.0045 | 3756.825 | 1861903.6139 | 922038.6407 | 916841.3358 | 301680.1626 | 74498.4594 | 4230.4148 | 4486.987 | 2223776.0004
WeekDay | Thursday | 9 | 5 | 787129.645 | 797675.9722 | 256127.0996 | 212.6638 | 4391.5504 | 4011.0515 | 1849547.9826 | 940113.119 | 952709.1896 | 305906.9723 | 253.9964 | 5245.0752 | 4790.6239 | 2209018.9764
WeekDay | Thursday | 9 | 6 | 805147.234 | 837355.7266 | 262400.6884 | 213.9127 | 4663.5835 | 4306.6099 | 1914087.7552 | 961632.537 | 1000100.9476 | 313399.8715 | 255.488 | 5569.9796 | 5143.626 | 2286102.4496
WeekDay | Thursday | 9 | 7 | 687867.4141 | 981022.7131 | 276058.8958 | 195.64 | 3429.4006 | 4705.3829 | 1953279.4466 | 821558.6648 | 1171690.494 | 329712.6353 | 233.6638 | 4095.9257 | 5619.903 | 2332911.2866
WeekDay | Thursday | 9 | 8 | 608994.6331 | 1184043.4306 | 286416.5583 | 183.0103 | 3690.2848 | 4801.9013 | 2088129.8183 | 727356.475 | 1414169.5331 | 342083.373 | 218.5795 | 4407.5143 | 5735.1802 | 2493970.6552
WeekDay | Thursday | 9 | 9 | 589225.6217 | 1299216.6293 | 288508.9282 | 210.383 | 4331.3464 | 4853.0467 | 2186345.9553 | 703745.2351 | 1551727.3494 | 344582.4078 | 251.2722 | 5173.1701 | 5796.2661 | 2611275.7008
WeekDay | Thursday | 9 | 10 | 592304.2753 | 1355488.2011 | 291049.4437 | 223.073 | 4485.2012 | 5152.646 | 2248702.8402 | 707422.2438 | 1618935.6463 | 347616.688 | 266.4286 | 5356.9275 | 6154.0944 | 2685752.0286
WeekDay | Thursday | 9 | 11 | 598580.1018 | 1379525.8146 | 303174.4866 | 248.3273 | 4513.0734 | 4817.2564 | 2290859.0601 | 714917.8157 | 1647645.1173 | 362098.3075 | 296.5912 | 5390.2169 | 5753.5198 | 2736101.5684
WeekDay | Thursday | 9 | 12 | 598748.0411 | 1378644.8019 | 309970.799 | 240.6044 | 4823.0127 | 5055.5504 | 2297482.8095 | 715118.3951 | 1646592.8744 | 370215.5248 | 287.3673 | 5760.3948 | 6038.1277 | 2744012.6841
WeekDay | Thursday | 9 | 13 | 593607.7959 | 1393822.9228 | 310310.7143 | 230.0596 | 5622.3886 | 4572.2662 | 2308166.1473 | 708979.1116 | 1664720.9562 | 370621.5047 | 274.7731 | 6715.1343 | 5460.9142 | 2756772.3942
WeekDay | Thursday | 9 | 14 | 599485.7213 | 1374885.7975 | 307372.7467 | 207.2034 | 5520.9337 | 4902.3449 | 2292374.7475 | 715999.4479 | 1642103.2845 | 367112.5252 | 247.4746 | 6593.961 | 5855.1458 | 2737911.839
WeekDay | Thursday | 9 | 15 | 640090.0637 | 1306677.551 | 301159.8995 | 194.8769 | 5820.839 | 5400.8689 | 2259344.0991 | 764495.4933 | 1560638.347 | 359692.173 | 232.7525 | 6952.1547 | 6450.5609 | 2698461.4814
WeekDay | Thursday | 9 | 16 | 695600.2055 | 1222833.7658 | 293493.4524 | 190.2407 | 5207.6497 | 4683.9088 | 2222009.2228 | 830794.3716 | 1460499.0079 | 350535.7049 | 227.2151 | 6219.7883 | 5594.2552 | 2653870.343
WeekDay | Thursday | 9 | 17 | 753514.793 | 1123949.9638 | 282715.1362 | 62354.8388 | 4957.9144 | 4829.379 | 2232322.0252 | 899965.0144 | 1342396.5325 | 337662.5569 | 74473.8842 | 5921.5154 | 5767.9984 | 2666187.5017
WeekDay | Thursday | 9 | 18 | 861205.4664 | 1081064.4252 | 271256.7001 | 62512.5144 | 3342.4392 | 4775.5781 | 2284157.1235 | 1028586.0306 | 1291175.9264 | 323977.1035 | 74662.205 | 3992.0628 | 5703.741 | 2728097.0693
WeekDay | Thursday | 9 | 19 | 957538.8509 | 1055350.3965 | 263623.5549 | 62889.0783 | 2304.7557 | 4596.1649 | 2346302.8011 | 1143642.3992 | 1260464.2186 | 314860.4096 | 75111.9564 | 2752.6991 | 5489.4577 | 2802321.1405
WeekDay | Thursday | 9 | 20 | 1006650.2714 | 999387.5873 | 259535.663 | 62949.4926 | 1996.7674 | 4465.4726 | 2334985.2542 | 1202298.9254 | 1193624.6942 | 309978.0108 | 75184.1126 | 2384.8514 | 5333.3646 | 2788803.959
WeekDay | Thursday | 9 | 21 | 1055257.7041 | 945670.0449 | 254535.2637 | 62787.8843 | 2059.2012 | 4318.5016 | 2324628.5999 | 1260353.5109 | 1129466.818 | 304005.7533 | 74991.0947 | 2459.4196 | 5157.8288 | 2776434.4253
WeekDay | Thursday | 9 | 22 | 1062743.4146 | 890461.0321 | 249172.4945 | 62620.1371 | 1849.602 | 4063.5824 | 2270910.2627 | 1269294.1151 | 1063527.595 | 297600.697 | 74790.7448 | 2209.0835 | 4853.3645 | 2712275.5999
WeekDay | Thursday | 9 | 23 | 1004281.7345 | 857026.8867 | 247064.7629 | 62394.9266 | 2194.1029 | 3942.5881 | 2176905.0016 | 1199470.0489 | 1023595.3183 | 295083.3149 | 74521.7632 | 2620.5402 | 4708.8543 | 2599999.8398
WeekDay | Friday | 9 | 0 | 954845.759 | 771937.0345 | 250696.9909 | 62384.0961 | 2914.7397 | 3901.7179 | 2046680.3381 | 1140425.8884 | 921967.7315 | 299421.4886 | 74508.8278 | 3481.2372 | 4660.0408 | 2444465.2143
WeekDay | Friday | 9 | 1 | 892460.3197 | 754579.4994 | 249100.1662 | 62362.7635 | 3339.3036 | 3850.8034 | 1965692.8559 | 1065915.4564 | 901236.653 | 297514.3112 | 74483.3491 | 3988.3177 | 4599.2306 | 2347737.3181
WeekDay | Friday | 9 | 2 | 841690.5602 | 736957.605 | 248523.0689 | 62352.8126 | 3119.8794 | 3923.1921 | 1896567.1182 | 1005278.2827 | 880189.8353 | 296825.0516 | 74471.4641 | 3726.2471 | 4685.6886 | 2265176.5694
WeekDay | Friday | 9 | 3 | 811975.2648 | 730158.8093 | 249409.9229 | 62353.5723 | 2677.5469 | 4017.4014 | 1860592.5177 | 969787.6375 | 872069.652 | 297884.2711 | 74472.3715 | 3197.9446 | 4798.208 | 2222210.0846
WeekDay | Friday | 9 | 4 | 786082.4741 | 729817.0867 | 251392.996 | 62352.7556 | 2848.7522 | 4140.4738 | 1836634.5384 | 938862.424 | 871661.5135 | 300252.7666 | 74471.3961 | 3402.4246 | 4945.2002 | 2193595.7251
WeekDay | Friday | 9 | 5 | 801728.9603 | 757456.0694 | 258269.5805 | 189.2381 | 3747.841 | 4382.0004 | 1825773.6897 | 957549.9008 | 904672.3021 | 308465.8574 | 226.0176 | 4476.2569 | 5233.6691 | 2180624.0039
WeekDay | Friday | 9 | 6 | 818913.4321 | 800504.9285 | 265714.6372 | 193.4706 | 4233.9329 | 4551.0229 | 1894111.4242 | 978074.2801 | 956087.9709 | 317357.9066 | 231.0728 | 5056.8237 | 5435.5421 | 2262243.5962
WeekDay | Friday | 9 | 7 | 703150.4494 | 944776.8176 | 278827.5216 | 170.5181 | 3415.1161 | 4830.7644 | 1935171.1871 | 839812.0517 | 1128399.9864 | 333019.3605 | 203.6593 | 4078.8649 | 5769.6531 | 2311283.5758
WeekDay | Friday | 9 | 8 | 625307.9785 | 1145508.1701 | 290106.4874 | 183.7248 | 3529.8801 | 4785.7379 | 2069421.9788 | 746840.4191 | 1368144.7084 | 346490.4625 | 219.4329 | 4215.9339 | 5715.8754 | 2471626.8323
WeekDay | Friday | 9 | 9 | 604007.4959 | 1243318.7129 | 293713.4938 | 199.4127 | 3921.7638 | 4944.4851 | 2150105.3642 | 721400.0572 | 1484965.3301 | 350798.5127 | 238.1697 | 4683.9826 | 5905.4761 | 2567991.5285
WeekDay | Friday | 9 | 10 | 605959.6637 | 1303696.2872 | 298230.1372 | 218.3438 | 4434.3343 | 4732.8606 | 2217271.6268 | 723731.6408 | 1557077.6562 | 356192.9934 | 260.7802 | 5296.1744 | 5652.7211 | 2648211.9661
WeekDay | Friday | 9 | 11 | 606707.5737 | 1302454.6404 | 302245.7295 | 209.4499 | 3881.6278 | 4794.1659 | 2220293.1871 | 724624.9116 | 1555594.6877 | 360989.0407 | 250.1578 | 4636.0459 | 5725.9415 | 2651820.7853
WeekDay | Friday | 9 | 12 | 611519.0795 | 1300987.1294 | 307941.2239 | 212.4712 | 4304.38 | 4702.2657 | 2229666.5498 | 730371.5631 | 1553841.9571 | 367791.4894 | 253.7663 | 5140.9626 | 5616.1799 | 2663015.9184
WeekDay | Friday | 9 | 13 | 603848.3824 | 1305211.7496 | 313931.8265 | 216.7791 | 5140.0595 | 4961.3412 | 2233310.1383 | 721210.019 | 1558887.6581 | 374946.4023 | 258.9114 | 6139.0616 | 5925.6083 | 2667367.6607
WeekDay | Friday | 9 | 14 | 609057.9221 | 1303276.668 | 313088.8752 | 216.6174 | 5571.8005 | 5290.2654 | 2236502.1486 | 727432.0646 | 1556576.4815 | 373939.6183 | 258.7183 | 6654.7141 | 6318.461 | 2671180.0578
WeekDay | Friday | 9 | 15 | 647366.7658 | 1245215.6912 | 308346.0366 | 201.9481 | 5504.9071 | 5346.3753 | 2211981.7243 | 773186.4671 | 1487230.9978 | 368274.98 | 241.198 | 6574.8196 | 6385.4762 | 2641893.9387
WeekDay | Friday | 9 | 16 | 702719.748 | 1174038.0756 | 301306.4683 | 245.1778 | 5467.419 | 5048.7387 | 2188825.6273 | 839297.6408 | 1402219.576 | 359867.2283 | 292.8296 | 6530.0454 | 6029.9921 | 2614237.3122
WeekDay | Friday | 9 | 17 | 765666.5788 | 1067907.5465 | 296295.8943 | 62678.6182 | 4267.7977 | 5021.7229 | 2201838.1583 | 914478.5743 | 1275461.9277 | 353882.8185 | 74860.5921 | 5097.2703 | 5997.7255 | 2629778.9084
WeekDay | Friday | 9 | 18 | 878815.5112 | 1025291.1665 | 291991.8802 | 62691.4514 | 2225.3198 | 4985.3553 | 2266000.6845 | 1049618.6956 | 1224562.7929 | 348742.293 | 74875.9195 | 2657.8243 | 5954.2897 | 2706411.815
WeekDay | Friday | 9 | 19 | 995868.22 | 1027045.8747 | 284953.8568 | 62809.3157 | 1999.7637 | 4691.875 | 2377368.9059 | 1189421.3163 | 1226658.5394 | 340336.3865 | 75016.6915 | 2388.43 | 5603.7697 | 2839425.1333
WeekDay | Friday | 9 | 20 | 1070630.1873 | 971883.4934 | 277724.7845 | 62833.3304 | 1546.561 | 4517.1953 | 2389135.5519 | 1278713.7305 | 1160775.011 | 331702.2997 | 75045.3735 | 1847.1446 | 5395.14 | 2853478.6992
WeekDay | Friday | 9 | 21 | 1126126.1596 | 928106.9771 | 271815.8973 | 62679.9057 | 1990.7749 | 4363.1817 | 2395082.8963 | 1344995.6853 | 1108490.2603 | 324644.9841 | 74862.1297 | 2377.6942 | 5211.1928 | 2860581.9464
WeekDay | Friday | 9 | 22 | 1136222.601 | 876780.0938 | 269335.0019 | 62595.1643 | 1505.5191 | 4134.8166 | 2350573.1967 | 1357054.432 | 1047187.6824 | 321681.9113 | 74760.9184 | 1798.126 | 4938.4436 | 2807421.5137
WeekDay | Friday | 9 | 23 | 1073100.0402 | 840809.3611 | 263589.1527 | 62511.9633 | 1703.5514 | 3960.1369 | 2245674.2056 | 1281663.6144 | 1004225.8172 | 314819.3211 | 74661.5467 | 2034.6471 | 4729.8138 | 2682134.7603
Saturday | Saturday | 9 | 0 | 985836.1201 | 816197.52 | 261582.1409 | 62389.5365 | 1907.7853 | 3909.5687 | 2131822.6716 | 1177439.4163 | 974830.5138 | 312422.2343 | 74515.3255 | 2278.575 | 4669.4174 | 2546155.4824
Saturday | Saturday | 9 | 1 | 922847.0605 | 797143.5531 | 253498.8683 | 62359.3628 | 2086.1676 | 3852.0734 | 2041787.0856 | 1102208.0465 | 952073.2916 | 302767.9281 | 74479.2874 | 2491.6271 | 4600.7474 | 2438620.9281
Saturday | Saturday | 9 | 2 | 868788.1092 | 773987.217 | 250153.1229 | 62358.7555 | 2021.9918 | 3907.2597 | 1961216.456 | 1037642.4066 | 924416.3795 | 298771.9165 | 74478.5621 | 2414.9783 | 4666.6596 | 2342390.9025
Saturday | Saturday | 9 | 3 | 829144.4419 | 755377.0439 | 244552.2403 | 62358.1256 | 2306.4977 | 3977.4548 | 1897715.8042 | 990293.7493 | 902189.2052 | 292082.468 | 74477.8098 | 2754.7797 | 4750.4975 | 2266548.5095
Saturday | Saturday | 9 | 4 | 799069.4705 | 755065.0787 | 246455.1731 | 62356.7561 | 3201.0573 | 4142.2056 | 1870289.7413 | 954373.5228 | 901816.6076 | 294355.2475 | 74476.1741 | 3823.2024 | 4947.2686 | 2233792.0231
Saturday | Saturday | 9 | 5 | 812889.9141 | 778367.8728 | 255859.3923 | 193.3985 | 3985.9396 | 4432.5686 | 1855729.086 | 970880.0544 | 929648.4427 | 305587.2344 | 230.9867 | 4760.6314 | 5294.0655 | 2216401.4152
Saturday | Saturday | 9 | 6 | 832318.8028 | 818204.389 | 263938.2698 | 191.9285 | 3921.7638 | 4577.2307 | 1923152.3845 | 994085.0668 | 977227.4301 | 315236.2912 | 229.231 | 4683.9826 | 5466.8435 | 2296928.8452
Saturday | Saturday | 9 | 7 | 727819.0325 | 967113.2323 | 276805.5824 | 160.0218 | 3293.8022 | 4819.1037 | 1980010.7749 | 869275.1253 | 1155077.6203 | 330604.445 | 191.123 | 3933.9728 | 5755.726 | 2364838.0125
Saturday | Saturday | 9 | 8 | 653972.8235 | 1162302.3799 | 289692.4857 | 155.3211 | 4094.3626 | 4785.8534 | 2115003.2262 | 781076.4526 | 1388202.9759 | 345995.997 | 185.5087 | 4890.1271 | 5716.0133 | 2526067.0747
Saturday | Saturday | 9 | 9 | 632943.4937 | 1267454.4573 | 299491.2073 | 164.7695 | 4552.5823 | 4755.143 | 2209361.653 | 755959.9435 | 1513792.0045 | 357699.1602 | 196.7934 | 5437.4046 | 5679.3342 | 2638764.6404
Saturday | Saturday | 9 | 10 | 632853.6119 | 1319424.8944 | 306291.6585 | 169.9904 | 4715.5652 | 4588.7759 | 2268044.4963 | 755852.5927 | 1575863.2148 | 365821.3209 | 203.029 | 5632.0643 | 5480.6326 | 2708852.8543
Saturday | Saturday | 9 | 11 | 632551.7611 | 1348394.9572 | 305824.1778 | 177.0448 | 4172.614 | 4871.4037 | 2295991.9585 | 755492.0754 | 1610463.7869 | 365262.9823 | 211.4545 | 4983.5871 | 5818.1909 | 2742232.0771
Saturday | Saturday | 9 | 12 | 629765.3956 | 1352412.126 | 308096.0652 | 168.1166 | 4599.8257 | 5092.7262 | 2300134.2553 | 752164.1627 | 1615261.7171 | 367976.425 | 200.7911 | 5493.8301 | 6082.5287 | 2747179.4547
Saturday | Saturday | 9 | 13 | 604229.3855 | 1355574.8873 | 307438.5764 | 176.4342 | 5274.125 | 4865.1692 | 2277558.5776 | 721665.0723 | 1619039.1805 | 367191.1493 | 210.7252 | 6299.1835 | 5810.7447 | 2720216.0556
Saturday | Saturday | 9 | 14 | 624023.0235 | 1339635.6001 | 302713.6788 | 195.8293 | 5732.693 | 5768.3543 | 2278069.1791 | 745305.7253 | 1600001.995 | 361547.9389 | 233.8899 | 6846.8771 | 6889.4693 | 2720825.8956
Saturday | Saturday | 9 | 15 | 656360.3848 | 1285249.6886 | 292159.4526 | 197.8513 | 6483.2925 | 5401.7926 | 2245852.4623 | 783928.0511 | 1535045.8481 | 348942.434 | 236.305 | 7743.3601 | 6451.6641 | 2682347.6623
Saturday | Saturday | 9 | 16 | 700884.8733 | 1200248.0101 | 285401.1322 | 196.4157 | 5951.072 | 4848.6595 | 2197530.1629 | 837106.147 | 1433523.5721 | 340870.5927 | 234.5902 | 7107.6994 | 5791.0262 | 2624633.6276
Saturday | Saturday | 9 | 17 | 755299.6391 | 1099346.8618 | 277916.8193 | 62356.1539 | 4670.9696 | 4501.8402 | 2204092.2838 | 902096.7562 | 1313011.6667 | 331931.6577 | 74475.4548 | 5578.8012 | 5376.8004 | 2632471.137
Saturday | Saturday | 9 | 18 | 855134.5678 | 1056918.2823 | 273371.5739 | 62363.2896 | 3057.4456 | 4572.3816 | 2255417.5409 | 1021335.2157 | 1262336.8327 | 326503.0159 | 74483.9774 | 3651.6789 | 5461.0521 | 2693771.7726
Saturday | Saturday | 9 | 19 | 907523.1444 | 1025815.4343 | 273070.5995 | 62440.8039 | 2129.8574 | 4497.7993 | 2275477.6388 | 1083905.8335 | 1225188.9553 | 326143.5453 | 74576.5572 | 2543.8082 | 5371.9742 | 2717730.6736
Saturday | Saturday | 9 | 20 | 934842.2431 | 978617.9579 | 267413.2491 | 62432.5274 | 1708.011 | 4386.3876 | 2249400.3762 | 1116534.5665 | 1168818.36 | 319386.6541 | 74566.672 | 2039.9734 | 5238.909 | 2686585.135
Saturday | Saturday | 9 | 21 | 972261.1231 | 934612.1345 | 259066.8663 | 62387.8721 | 1869.4609 | 4260.0826 | 2234457.5394 | 1161226.0353 | 1116259.7348 | 309418.1006 | 74513.3377 | 2232.8021 | 5088.0558 | 2668738.0663
Saturday | Saturday | 9 | 22 | 998955.8564 | 889610.2375 | 254183.0551 | 62385.7437 | 1510.8845 | 4023.6358 | 2210669.4131 | 1193109.0537 | 1062511.4432 | 303585.0908 | 74510.7956 | 1804.5342 | 4805.6541 | 2640326.5717
Saturday | Saturday | 9 | 23 | 975788.2269 | 857865.3011 | 249349.4219 | 62388.3068 | 1642.9293 | 3932.5438 | 2150966.7297 | 1165438.6533 | 1024596.6837 | 297812.0113 | 74513.8569 | 1962.2427 | 4696.8578 | 2569020.3056
Sunday | Sunday | 9 | 0 | 933503.4937 | 825027.4699 | 242944.2473 | 62383.2736 | 2495.5412 | 3857.3842 | 2070211.4098 | 1114935.6229 | 985376.6186 | 290161.9517 | 74507.8454 | 2980.5649 | 4607.0905 | 2472569.694
Sunday | Sunday | 9 | 1 | 881790.3575 | 795436.9038 | 238340.9673 | 62346.5639 | 3143.9889 | 3749.5515 | 1984808.3329 | 1053171.7215 | 950034.9446 | 284663.996 | 74464.001 | 3755.0424 | 4478.2999 | 2370568.0054
Sunday | Sunday | 9 | 2 | 840311.7499 | 779285.3231 | 238702.9597 | 62345.5446 | 3336.6557 | 3764.214 | 1927746.4469 | 1003631.4921 | 930744.205 | 285096.3439 | 74462.7835 | 3985.1553 | 4495.8121 | 2302415.7918
Sunday | Sunday | 9 | 3 | 801087.5194 | 758684.66 | 238987.9815 | 62347.2089 | 3617.6079 | 3806.3542 | 1868531.3319 | 956783.7919 | 906139.6768 | 285436.7614 | 74464.7713 | 4320.7122 | 4546.1424 | 2231691.8561
Sunday | Sunday | 9 | 4 | 766359.5561 | 756039.3318 | 233513.6166 | 62346.1602 | 3870.8969 | 3791.6917 | 1825921.2533 | 915306.2359 | 902980.2128 | 278898.4201 | 74463.5188 | 4623.2295 | 4528.6302 | 2180800.2473
Sunday | Sunday | 9 | 5 | 748637.8994 | 768889.2945 | 232220.9164 | 183.0472 | 4734.2396 | 3824.942 | 1758490.3391 | 894140.2666 | 918327.6445 | 277354.4757 | 218.6236 | 5654.3681 | 4568.343 | 2100263.7215
Sunday | Sunday | 9 | 6 | 747801.6562 | 765293.3161 | 232405.7831 | 173.1817 | 4303.4741 | 3746.3189 | 1753723.73 | 893141.4943 | 914032.7657 | 277575.2724 | 206.8406 | 5139.8807 | 4474.4389 | 2094570.6927
Sunday | Sunday | 9 | 7 | 760284.1659 | 807467.6316 | 235413.9043 | 132.9582 | 3092.2859 | 3595.8842 | 1809986.8302 | 908050.0564 | 964403.9181 | 281168.0405 | 158.7995 | 3693.2906 | 4294.7664 | 2161768.8714
Sunday | Sunday | 9 | 8 | 762186.3971 | 893963.9844 | 244116.2851 | 125.9205 | 3276.5911 | 3625.2092 | 1907294.3873 | 910321.9979 | 1067711.3675 | 291561.7823 | 150.394 | 3913.4166 | 4329.7908 | 2277988.7491
Sunday | Sunday | 9 | 9 | 744719.9945 | 981104.021 | 246599.3186 | 130.9228 | 3412.4682 | 3587.918 | 1979554.6431 | 889460.8928 | 1171787.6047 | 294527.4086 | 156.3685 | 4075.7024 | 4285.2519 | 2364293.2288
Sunday | Sunday | 9 | 10 | 731199.1922 | 1026136.0525 | 254162.6477 | 138.3266 | 3502.5653 | 3474.4282 | 2018613.2124 | 873312.2397 | 1225571.8877 | 303560.717 | 165.2112 | 4183.3103 | 4149.7046 | 2410943.0705
Sunday | Sunday | 9 | 11 | 730192.8133 | 1060214.9149 | 258343.7768 | 147.2255 | 4089.4153 | 3500.405 | 2056488.5508 | 872110.2649 | 1266274.186 | 308554.4743 | 175.8396 | 4884.2183 | 4180.7302 | 2456179.7133
Sunday | Sunday | 9 | 12 | 735874.0781 | 1060166.9994 | 255658.1254 | 154.6007 | 4080.4962 | 3530.8845 | 2059465.1843 | 878895.7183 | 1266216.9578 | 305346.8501 | 184.6483 | 4873.5657 | 4217.1335 | 2459734.8737
Sunday | Sunday | 9 | 13 | 731029.055 | 1042462.2305 | 252862.604 | 152.9908 | 4885.0285 | 4216.9033 | 2035608.812 | 873109.0353 | 1245071.1585 | 302008.0019 | 182.7255 | 5834.4637 | 5036.4844 | 2431241.8692
Sunday | Sunday | 9 | 14 | 712076.4607 | 1022397.0286 | 250816.2927 | 206.6028 | 5229.2506 | 4676.2889 | 1995401.9243 | 850472.888 | 1221106.1615 | 299563.9774 | 246.7573 | 6245.5876 | 5585.1543 | 2383220.5263
Sunday | Sunday | 9 | 15 | 736686.507 | 1007301.1513 | 247372.2584 | 285.0327 | 6053.9903 | 4540.6322 | 2002239.5719 | 879866.0477 | 1203076.3079 | 295450.574 | 340.4306 | 7230.6204 | 5423.1319 | 2391387.1126
Sunday | Sunday | 9 | 16 | 751857.9609 | 983837.7976 | 241609.9749 | 132.9591 | 6143.1118 | 4338.1285 | 1987919.9327 | 897986.1668 | 1175052.7075 | 288568.3553 | 158.8005 | 7337.0632 | 5181.2704 | 2374284.3636
Sunday | Sunday | 9 | 17 | 783747.182 | 942778.5677 | 237384.6199 | 62295.8945 | 5646.7071 | 4258.2353 | 2036111.2066 | 936073.2536 | 1126013.3645 | 283521.7767 | 74403.4837 | 6744.1793 | 5085.8495 | 2431841.9072
Sunday | Sunday | 9 | 18 | 867960.9784 | 955931.1873 | 236196.2168 | 62328.746 | 3361.6014 | 4339.0521 | 2130117.7822 | 1036654.5179 | 1141722.2764 | 282102.4002 | 74442.7201 | 4014.9493 | 5182.3735 | 2544119.2373
Sunday | Sunday | 9 | 19 | 910932.5621 | 957376.0803 | 235983.9254 | 62349.3582 | 2347.1215 | 4323.2351 | 2173312.2826 | 1087977.8923 | 1143447.9932 | 281848.8486 | 74467.3384 | 2803.2989 | 5163.4824 | 2595708.8538
Sunday | Sunday | 9 | 20 | 923095.4301 | 931520.0658 | 233557.1894 | 62365.6919 | 1919.4219 | 4194.0437 | 2156651.8428 | 1102504.6884 | 1112566.7036 | 278950.4616 | 74486.8466 | 2292.4734 | 5009.1819 | 2575810.3554
Sunday | Sunday | 9 | 21 | 943108.8485 | 903090.0876 | 230823.6124 | 62353.8814 | 2107.5596 | 4090.1365 | 2145574.1259 | 1126407.8373 | 1078611.1849 | 275685.5971 | 74472.7407 | 2517.1767 | 4885.0796 | 2562579.6162
Sunday | Sunday | 9 | 22 | 955575.2451 | 875928.1552 | 223091.5588 | 62352.078 | 1683.9015 | 3885.5546 | 2122516.4933 | 1141297.1546 | 1046170.1643 | 266450.7715 | 74470.5868 | 2011.1781 | 4640.736 | 2535040.5913
Sunday | Sunday | 9 | 23 | 938004.5476 | 848300.8106 | 222943.4728 | 62370.2963 | 1872.1088 | 3812.5886 | 2077303.8247 | 1120311.4843 | 1013173.2758 | 266273.904 | 74492.3459 | 2235.9646 | 4553.5886 | 2481040.5632
WeekDay | Monday | 9 | 0 | 896099.3315 | 815845.6377 | 220528.7892 | 62369.7937 | 2423.7701 | 3740.4308 | 2001007.753 | 1070261.7324 | 974410.241 | 263389.9119 | 74491.7456 | 2894.8447 | 4467.4064 | 2389915.8821
WeekDay | Monday | 9 | 1 | 852035.8872 | 781898.6318 | 219196.4987 | 62366.2983 | 2977.8703 | 3679.2409 | 1922154.4272 | 1017634.2874 | 933865.4264 | 261798.6825 | 74487.5709 | 3556.6377 | 4394.324 | 2295736.9288
WeekDay | Monday | 9 | 2 | 817609.6308 | 756165.0399 | 217490.6499 | 62335.9806 | 2992.3639 | 3735.12 | 1860328.7851 | 976517.077 | 903130.3531 | 259761.2916 | 74451.3607 | 3573.9482 | 4461.0634 | 2221895.094
WeekDay | Monday | 9 | 3 | 779483.5915 | 756466.1036 | 217621.3936 | 62337.8208 | 2762.6966 | 3724.9601 | 1822396.5663 | 930981.0082 | 903489.9303 | 259917.4461 | 74453.5586 | 3299.6436 | 4448.929 | 2176590.5158
WeekDay | Monday | 9 | 4 | 744625.3526 | 753577.3017 | 215675.9774 | 62335.9178 | 2842.9687 | 3785.2264 | 1782842.7445 | 889347.8567 | 900039.672 | 257593.9264 | 74451.2857 | 3395.5171 | 4520.9083 | 2129349.1662
WeekDay | Monday | 9 | 5 | 724549.2659 | 754481.2729 | 214772.5196 | 170.1788 | 3246.5587 | 3832.9082 | 1701052.7042 | 865369.8594 | 901119.3355 | 256514.876 | 203.2541 | 3877.5473 | 4577.8575 | 2031662.7299
WeekDay | Monday | 9 | 6 | 720477.4814 | 744615.4068 | 211238.4063 | 161.6996 | 3401.5284 | 3569.2147 | 1683463.7372 | 860506.6987 | 889335.9779 | 252293.8861 | 193.1269 | 4062.6363 | 4262.9135 | 2010655.2393
WeekDay | Monday | 9 | 7 | 738462.7767 | 748748.9329 | 210956.3642 | 124.4874 | 2388.0937 | 3435.0589 | 1704115.7137 | 881987.5464 | 894272.8802 | 251957.0273 | 148.6823 | 2852.2343 | 4102.6836 | 2035321.0541
WeekDay | Monday | 9 | 8 | 768576.6153 | 784841.5884 | 217397.6941 | 113.6318 | 2813.4938 | 3269.0381 | 1777012.0616 | 917954.1942 | 937380.3646 | 259650.2693 | 135.7168 | 3360.3135 | 3904.3957 | 2122385.2543
WeekDay | Monday | 9 | 9 | 775485.241 | 823535.2087 | 220427.1191 | 117.5393 | 3003.5128 | 3248.0258 | 1825816.6465 | 926205.5537 | 983594.3272 | 263268.4816 | 140.3838 | 3587.2639 | 3879.2995 | 2180675.3097
WeekDay | Monday | 9 | 10 | 763738.6703 | 857172.5442 | 222845.4225 | 125.5629 | 3123.9209 | 3200.8057 | 1850206.9265 | 912175.965 | 1023769.2852 | 266156.7971 | 149.9668 | 3731.074 | 3822.9019 | 2209805.9901
WeekDay | Monday | 9 | 11 | 750795.9197 | 889353.4875 | 222403.5594 | 131.2972 | 3530.8556 | 3222.5108 | 1869437.6302 | 896717.7113 | 1062204.7923 | 265629.0552 | 156.8157 | 4217.099 | 3848.8255 | 2232774.299
WeekDay | Monday | 9 | 12 | 751910.645 | 915060.8707 | 227122.427 | 126.0328 | 4106.1387 | 3302.0576 | 1901628.1717 | 898049.0904 | 1092908.563 | 271265.0636 | 150.528 | 4904.1919 | 3943.8327 | 2271221.2696
WeekDay | Monday | 9 | 13 | 746054.064 | 915595.4226 | 223816.0035 | 127.9803 | 4614.5284 | 3473.3891 | 1893681.3878 | 891054.2469 | 1093547.0084 | 267316.0165 | 152.854 | 5511.3902 | 4148.4636 | 2261729.9796
WeekDay | Monday | 9 | 14 | 730464.7881 | 916639.4164 | 221810.3968 | 132.3853 | 5113.5112 | 3660.7685 | 1877821.2663 | 872435.0997 | 1094793.9087 | 264920.6078 | 158.1152 | 6107.3534 | 4372.2614 | 2242787.3462
WeekDay | Monday | 9 | 15 | 728687.7546 | 911136.537 | 221065.952 | 130.9094 | 5386.032 | 3950.3235 | 1870357.5085 | 870312.6888 | 1088221.511 | 264031.4756 | 156.3525 | 6432.8404 | 4718.0931 | 2233872.9613
WeekDay | Monday | 9 | 16 | 736049.5451 | 895883.3616 | 218800.6647 | 122.7895 | 5480.7976 | 4374.3806 | 1860711.5392 | 879105.2885 | 1070003.7875 | 261325.9158 | 146.6544 | 6546.0243 | 5224.5683 | 2222352.2387
WeekDay | Monday | 9 | 17 | 769423.2659 | 893517.8385 | 220960.7834 | 62307.5023 | 4283.4061 | 4623.4117 | 1955116.2079 | 918965.3966 | 1067178.5104 | 263905.8668 | 74417.3475 | 5115.9124 | 5522.0001 | 2335105.0338
WeekDay | Monday | 9 | 18 | 857338.8325 | 927522.4843 | 223795.3962 | 62290.1124 | 2233.124 | 4519.6198 | 2077699.5692 | 1023967.8927 | 1107792.1677 | 267291.404 | 74396.5778 | 2667.1454 | 5398.0357 | 2481513.2231
WeekDay | Monday | 9 | 19 | 958474.7161 | 922978.2906 | 224593.7632 | 62331.4222 | 1903.7438 | 4405.7837 | 2174687.7197 | 1144760.1556 | 1102364.7821 | 268244.9385 | 74445.9164 | 2273.7481 | 5262.0747 | 2597351.6155
WeekDay | Monday | 9 | 20 | 1027505.7806 | 894389.281 | 223104.0182 | 62354.8422 | 1689.0579 | 4249.1146 | 2213292.0945 | 1227207.8308 | 1068219.3231 | 266465.6525 | 74473.8882 | 2017.3366 | 5074.9561 | 2643458.9873
WeekDay | Monday | 9 | 21 | 1068739.0264 | 865731.2909 | 220592.8308 | 62353.6536 | 1800.5468 | 4189.8874 | 2223407.236 | 1276455.0109 | 1033991.4769 | 263466.4004 | 74472.4686 | 2150.4941 | 5004.2178 | 2655540.0687
WeekDay | Monday | 9 | 22 | 1066239.3846 | 848064.936 | 219520.8822 | 62354.2642 | 1531.8584 | 4030.7939 | 2201742.1193 | 1273469.5483 | 1012891.5576 | 262186.112 | 74473.1979 | 1829.5845 | 4814.2034 | 2629664.2036
WeekDay | Monday | 9 | 23 | 1014094.5667 | 824456.3355 | 216919.2426 | 62353.1837 | 1866.3253 | 3947.0908 | 2123636.7445 | 1211190.0652 | 984694.4807 | 259078.8278 | 74471.9073 | 2229.0571 | 4714.2321 | 2536378.5702
WeekDay | Tuesday | 9 | 0 | 944013.0589 | 803348.6535 | 220208.1157 | 62355.9227 | 2665.7012 | 3834.64 | 2036426.0921 | 1127487.7866 | 959484.3913 | 263006.9136 | 74475.1787 | 3183.7966 | 4579.9258 | 2432217.9926
WeekDay | Tuesday | 9 | 1 | 883910.3082 | 785811.5693 | 223045.5528 | 62329.3341 | 3421.5964 | 3822.2866 | 1962340.6474 | 1055703.6976 | 938538.8673 | 266395.824 | 74443.4224 | 4086.6047 | 4565.1715 | 2343733.5874
WeekDay | Tuesday | 9 | 2 | 840470.2847 | 766187.7498 | 224187.3724 | 62323.4598 | 3261.0523 | 3802.5442 | 1900232.4632 | 1003820.8392 | 915101.038 | 267759.5632 | 74436.4065 | 3894.8578 | 4541.592 | 2269554.2967
WeekDay | Tuesday | 9 | 3 | 790097.7416 | 757475.2695 | 219598.2998 | 62323.9624 | 2517.4209 | 3928.7338 | 1835941.428 | 943658.0834 | 904695.2338 | 262278.5762 | 74437.0067 | 3006.6971 | 4692.3074 | 2192767.9045
WeekDay | Tuesday | 9 | 4 | 768768.4867 | 759903.7199 | 223398.4472 | 62321.9446 | 2628.9098 | 3996.2736 | 1821017.7818 | 918183.3571 | 907595.6683 | 266817.3056 | 74434.5967 | 3139.8546 | 4772.9738 | 2174943.7561
WeekDay | Tuesday | 9 | 5 | 780504.8268 | 792179.5857 | 230893.2614 | 156.9561 | 3445.0091 | 4188.8484 | 1811368.4874 | 932200.7267 | 946144.5466 | 275768.7828 | 187.4615 | 4114.5677 | 5002.9767 | 2163419.0621
WeekDay | Tuesday | 9 | 6 | 795491.8972 | 847894.8909 | 240672.1314 | 159.2512 | 3315.6819 | 4339.1676 | 1891873.0201 | 950100.6262 | 1012688.4631 | 287448.2362 | 190.2026 | 3960.105 | 5182.5114 | 2259570.1445
WeekDay | Tuesday | 9 | 7 | 694867.9255 | 990865.6683 | 262515.7438 | 125.4733 | 2637.829 | 4841.6169 | 1955854.2567 | 829919.7684 | 1183446.488 | 313537.2886 | 149.8598 | 3150.5072 | 5782.6149 | 2335986.5269
WeekDay | Tuesday | 9 | 8 | 631400.1217 | 1172659.1483 | 281110.0719 | 161.0513 | 3117.2315 | 4779.8498 | 2093227.4745 | 754116.6078 | 1400572.6458 | 335745.5385 | 192.3525 | 3723.0846 | 5708.843 | 2500059.0721
WeekDay | Tuesday | 9 | 9 | 616647.978 | 1263644.4489 | 292196.9566 | 181.3376 | 3527.5109 | 4648.4649 | 2180846.6969 | 736497.2944 | 1509241.4976 | 348987.2272 | 216.5817 | 4213.1043 | 5551.9225 | 2604707.6277
WeekDay | Tuesday | 9 | 10 | 620791.1205 | 1321890.2661 | 296269.9752 | 191.1646 | 3864.2076 | 4651.5821 | 2247658.3161 | 741445.6822 | 1578807.7466 | 353851.8619 | 228.3186 | 4615.2401 | 5555.6456 | 2684504.4949
WeekDay | Tuesday | 9 | 11 | 630537.3202 | 1342168.2076 | 296741.9049 | 199.6849 | 3701.4337 | 5196.0562 | 2278544.6075 | 753086.1155 | 1603026.8304 | 354415.514 | 238.4949 | 4420.8301 | 6205.9415 | 2721393.7264
WeekDay | Tuesday | 9 | 12 | 633488.5024 | 1337809.706 | 292886.5057 | 201.567 | 4080.4962 | 5206.5623 | 2273673.3397 | 756610.878 | 1597821.2272 | 349810.7944 | 240.7428 | 4873.5657 | 6218.4897 | 2715575.6978
WeekDay | Tuesday | 9 | 13 | 626630.4103 | 1342905.2782 | 292080.2998 | 193.0585 | 4734.9364 | 4847.505 | 2271391.4881 | 748419.8737 | 1603907.1551 | 348847.8974 | 230.5806 | 5655.2004 | 5789.6473 | 2712850.3545
WeekDay | Tuesday | 9 | 14 | 631592.6789 | 1332207.654 | 289022.0791 | 166.6307 | 4966.8335 | 5045.9679 | 2263001.844 | 754346.5896 | 1591130.3821 | 345195.2927 | 199.0163 | 5932.168 | 6026.6827 | 2702830.1315
WeekDay | Tuesday | 9 | 15 | 670699.3846 | 1273527.9407 | 285921.4516 | 164.5064 | 5250.9213 | 5337.2546 | 2240901.4593 | 801053.9234 | 1521045.9067 | 341492.0393 | 196.4793 | 6271.4701 | 6374.5828 | 2676434.4015
WeekDay | Tuesday | 9 | 16 | 724907.4914 | 1212358.1023 | 279430.2655 | 159.4288 | 5576.4691 | 4914.6984 | 2227346.4555 | 865797.7083 | 1447987.335 | 333739.2514 | 190.4147 | 6660.2901 | 5869.9001 | 2660244.8996
WeekDay | Tuesday | 9 | 17 | 786234.2056 | 1106555.8376 | 272206.9646 | 62324.3184 | 4753.8896 | 4899.805 | 2236975.0206 | 939043.6455 | 1321621.7512 | 325112.0576 | 74437.4319 | 5677.8372 | 5852.1121 | 2671744.8354
WeekDay | Tuesday | 9 | 18 | 899360.931 | 1062166.567 | 262530.7894 | 62366.1341 | 2700.8899 | 4799.0149 | 2293924.3263 | 1074157.2437 | 1268605.1536 | 313555.2585 | 74487.3748 | 3225.8244 | 5731.7329 | 2739762.5879
WeekDay | Tuesday | 9 | 19 | 998633.527 | 1032865.7238 | 252890.5946 | 62577.6831 | 2110.4861 | 4724.4326 | 2353802.4473 | 1192724.0777 | 1233609.5119 | 302041.4326 | 74740.0396 | 2520.6721 | 5642.6551 | 2811278.3889
WeekDay | Tuesday | 9 | 20 | 1057197.3833 | 976104.3408 | 254661.8666 | 62626.6639 | 1753.7215 | 4572.728 | 2356916.7041 | 1262670.1786 | 1165816.206 | 304156.9623 | 74798.5401 | 2094.568 | 5461.4657 | 2814997.9207
WeekDay | Tuesday | 9 | 21 | 1097076.4147 | 929982.3169 | 253796.9089 | 62468.0593 | 1903.1167 | 4435.6859 | 2349662.5024 | 1310299.9444 | 1110730.0838 | 303123.8947 | 74609.1098 | 2272.9991 | 5297.7886 | 2806333.8204
WeekDay | Tuesday | 9 | 22 | 1092787.8527 | 884083.7525 | 247847.6714 | 62347.2315 | 1724.7343 | 4203.7417 | 2292994.9843 | 1305177.8741 | 1055910.8519 | 296018.3864 | 74464.7984 | 2059.947 | 5020.7647 | 2738652.6225
WeekDay | Tuesday | 9 | 23 | 1003755.7303 | 851202.9441 | 241980.5926 | 62341.0624 | 1832.8786 | 4056.078 | 2165169.2861 | 1198841.8126 | 1016639.4568 | 289011.0049 | 74457.4303 | 2189.1098 | 4844.4016 | 2585983.2159
WeekDay | Wednesday | 9 | 0 | 942810.5316 | 835259.4338 | 237269.7668 | 62334.9872 | 2592.1185 | 3975.3767 | 2084242.2145 | 1126051.5408 | 997597.2274 | 283384.6012 | 74450.1742 | 3095.9126 | 4748.0155 | 2489327.4717
WeekDay | Wednesday | 9 | 1 | 881985.9547 | 805248.9476 | 242386.7469 | 62335.3943 | 3060.3722 | 3883.8228 | 1998901.2384 | 1053405.3342 | 961754.0192 | 289496.0977 | 74450.6604 | 3655.1742 | 4638.6676 | 2387399.9535
WeekDay | Wednesday | 9 | 2 | 837739.6518 | 785338.69 | 242669.9341 | 62332.0253 | 3174.0909 | 3950.7853 | 1935205.1774 | 1000559.491 | 937974.081 | 289834.3241 | 74446.6367 | 3790.9949 | 4718.6446 | 2311324.1723
WeekDay | Wednesday | 9 | 3 | 793909.5531 | 768610.188 | 238579.4034 | 62334.0298 | 2943.3087 | 4052.4989 | 1870428.9819 | 948210.7438 | 917994.2919 | 284948.7736 | 74449.0307 | 3515.3588 | 4840.127 | 2233958.3259
WeekDay | Wednesday | 9 | 4 | 758353.497 | 773180.8561 | 238808.34 | 62333.3781 | 3152.908 | 4188.9638 | 1840017.943 | 905744.1502 | 923453.2974 | 285222.2055 | 74448.2524 | 3765.695 | 5003.1146 | 2197636.7151
WeekDay | Wednesday | 9 | 5 | 797799.9615 | 806881.5592 | 245775.8112 | 169.0195 | 3992.4199 | 4420.7925 | 1859039.5638 | 952857.2769 | 963703.9389 | 293543.8475 | 201.8695 | 4768.3712 | 5280.0006 | 2220355.3046
WeekDay | Wednesday | 9 | 6 | 820244.3545 | 866569.6968 | 254768.8476 | 183.5917 | 3802.8887 | 4635.996 | 1950205.3752 | 979663.8754 | 1034992.8321 | 304284.7356 | 219.2738 | 4542.0034 | 5537.0302 | 2329239.7505
WeekDay | Wednesday | 9 | 7 | 693861.189 | 998949.1117 | 267372.1614 | 154.1392 | 2700.2628 | 4855.4712 | 1967892.3353 | 828717.3666 | 1193100.9982 | 319337.5808 | 184.0971 | 3225.0754 | 5799.1618 | 2350364.2799
WeekDay | Wednesday | 9 | 8 | 609861.4144 | 1194264.1844 | 281602.4153 | 173.1239 | 3344.1813 | 4824.53 | 2094069.8492 | 728391.7206 | 1426376.7531 | 336333.5718 | 206.7716 | 3994.1434 | 5762.2069 | 2501065.1674
WeekDay | Wednesday | 9 | 9 | 588348.6223 | 1301071.6697 | 288625.5546 | 170.2031 | 3739.6187 | 4683.5624 | 2186639.2308 | 702697.7855 | 1553942.9282 | 344721.7013 | 203.2831 | 4466.4365 | 5593.8415 | 2611625.9761
WeekDay | Wednesday | 9 | 10 | 590495.7131 | 1364079.8977 | 287016.1953 | 181.2966 | 4247.7297 | 4656.7774 | 2250677.6097 | 705262.1764 | 1629197.1918 | 342799.5531 | 216.5327 | 5073.302 | 5561.8507 | 2688110.6066
WeekDay | Wednesday | 9 | 11 | 597998.6675 | 1396823.2444 | 296521.8285 | 179.458 | 4505.1298 | 4916.3147 | 2300944.643 | 714223.3761 | 1668304.4088 | 354152.6645 | 214.3368 | 5380.7294 | 5871.8306 | 2748147.3462
WeekDay | Wednesday | 9 | 12 | 601938.6416 | 1394638.6236 | 307384.8329 | 209.9566 | 4811.6548 | 5154.7242 | 2314138.4337 | 718929.1083 | 1665695.1935 | 367126.9604 | 250.763 | 5746.8294 | 6156.5764 | 2763905.431
WeekDay | Wednesday | 9 | 13 | 597057.1641 | 1394375.3603 | 309308.7536 | 225.3077 | 5224.6517 | 4782.1589 | 2310973.3964 | 713098.8858 | 1665380.7634 | 369424.8069 | 269.0977 | 6240.0948 | 5711.6008 | 2760125.2494
WeekDay | Wednesday | 9 | 14 | 606234.8092 | 1387735.6881 | 306594.6884 | 216.9449 | 5698.8282 | 4908.0021 | 2311388.9611 | 724060.2625 | 1657450.6302 | 366183.2465 | 259.1095 | 6806.4305 | 5861.9024 | 2760621.5816
WeekDay | Wednesday | 9 | 15 | 651657.9549 | 1327032.8051 | 303321.0521 | 213.5701 | 6003.9596 | 4829.1481 | 2293058.4899 | 778311.6751 | 1584949.7696 | 362273.3588 | 255.0788 | 7170.866 | 5767.7226 | 2738728.4709
WeekDay | Wednesday | 9 | 16 | 711278.0959 | 1244104.2293 | 299892.894 | 208.3099 | 6106.5295 | 4797.2832 | 2266387.3416 | 849519.3561 | 1485903.5164 | 358178.9172 | 248.7962 | 7293.3709 | 5729.6646 | 2706873.6214
WeekDay | Wednesday | 9 | 17 | 774883.59 | 1127356.7386 | 294820.386 | 62382.0481 | 4793.5378 | 4909.8494 | 2269146.1499 | 925486.9681 | 1346465.4349 | 352120.5362 | 74506.3818 | 5725.1913 | 5864.1087 | 2710168.6209
WeekDay | Wednesday | 9 | 18 | 892780.3379 | 1076577.8344 | 286605.3784 | 62640.1672 | 2835.1644 | 4882.4871 | 2326321.3695 | 1066297.672 | 1285817.3392 | 342308.8915 | 74814.6679 | 3386.196 | 5831.4284 | 2778456.1951
WeekDay | Wednesday | 9 | 19 | 992950.9191 | 1042016.7089 | 278682.2547 | 63279.9872 | 2505.7842 | 4735.2852 | 2384170.9393 | 1185937.02 | 1244539.047 | 332845.8601 | 75578.8409 | 2992.7988 | 5655.6169 | 2847549.1836
WeekDay | Wednesday | 9 | 20 | 1050507.2746 | 986447.9894 | 271224.9789 | 63493.4359 | 2016.8354 | 4530.8187 | 2378221.3329 | 1254679.8063 | 1178170.206 | 323939.2169 | 75833.7746 | 2408.8197 | 5411.4111 | 2840443.2348
WeekDay | Wednesday | 9 | 21 | 1094422.6401 | 934282.3353 | 270013.6452 | 63477.1174 | 2072.5799 | 4326.8141 | 2368595.132 | 1307130.3924 | 1115865.8371 | 322492.4531 | 75814.2845 | 2475.3985 | 5167.757 | 2828946.1226
WeekDay | Wednesday | 9 | 22 | 1098812.8184 | 886637.464 | 266178.1954 | 63474.4228 | 1718.045 | 4069.1241 | 2320890.0696 | 1312373.8287 | 1058960.8929 | 317911.5602 | 75811.0661 | 2051.9576 | 4859.9833 | 2771969.2888
WeekDay | Wednesday | 9 | 23 | 1034800.1222 | 849474.9124 | 259764.0649 | 63252.5317 | 1991.193 | 3952.2862 | 2213235.1103 | 1235919.8724 | 1014575.5715 | 310250.8041 | 75546.0491 | 2378.1935 | 4720.4372 | 2643390.9279
WeekDay | Thursday | 9 | 0 | 939261.0764 | 816332.4404 | 256460.309 | 62615.7229 | 2634.4843 | 3921.114 | 2081225.1469 | 1121812.2271 | 974991.6568 | 306304.9429 | 74785.4726 | 3146.5125 | 4683.2065 | 2485724.0184
WeekDay | Thursday | 9 | 1 | 880648.3439 | 789978.8558 | 251549.9166 | 62347.6001 | 3390.3795 | 3830.7146 | 1991745.8106 | 1051807.7507 | 943516.0915 | 300440.1857 | 74465.2385 | 4049.3205 | 4575.2375 | 2378853.8244
WeekDay | Thursday | 9 | 2 | 838110.0847 | 766815.203 | 249833.539 | 62344.9021 | 3450.5835 | 3908.7606 | 1924463.0729 | 1001001.9198 | 915850.4406 | 298390.2195 | 74462.0162 | 4121.2256 | 4668.4521 | 2298494.2739
WeekDay | Thursday | 9 | 3 | 795423.8725 | 755188.7299 | 250468.7242 | 62345.3058 | 3121.6911 | 3992.2327 | 1870540.5563 | 950019.3806 | 901964.2912 | 299148.8569 | 74462.4984 | 3728.4109 | 4768.1476 | 2234091.5856
WeekDay | Thursday | 9 | 4 | 771996.4048 | 763636.0175 | 251881.6136 | 62342.6857 | 3542.0045 | 4074.4349 | 1857473.161 | 922038.6407 | 912053.3609 | 300836.35 | 74459.3691 | 4230.4148 | 4866.3263 | 2218484.4619
WeekDay | Thursday | 9 | 5 | 787129.645 | 793244.3747 | 256374.0571 | 182.2431 | 4391.5504 | 4307.1872 | 1845629.0575 | 940113.119 | 947416.2839 | 306201.9275 | 217.6631 | 5245.0752 | 5144.3155 | 2204338.3842
WeekDay | Thursday | 9 | 6 | 805147.234 | 833879.1495 | 265065.9506 | 193.9396 | 4663.5835 | 4475.8633 | 1913425.7206 | 961632.537 | 995948.6765 | 316583.1438 | 231.633 | 5569.9796 | 5345.7748 | 2285311.7446
WeekDay | Thursday | 9 | 7 | 687867.4141 | 979967.8214 | 278173.0265 | 172.582 | 3429.4006 | 4733.8997 | 1954344.1443 | 821558.6648 | 1170430.5777 | 332237.6602 | 206.1243 | 4095.9257 | 5653.9622 | 2334182.9149
WeekDay | Thursday | 9 | 8 | 608994.6331 | 1183278.503 | 291964.2601 | 214.7311 | 3690.2848 | 4244.0347 | 2092386.4468 | 727356.475 | 1413255.9371 | 348709.3047 | 256.4654 | 4407.5143 | 5068.8888 | 2499054.5854
WeekDay | Thursday | 9 | 9 | 589225.6217 | 1296030.115 | 297129.7628 | 224.7901 | 4331.3464 | 4074.3195 | 2191015.9555 | 703745.2351 | 1547921.5165 | 354878.7545 | 268.4794 | 5173.1701 | 4866.1884 | 2616853.344
WeekDay | Thursday | 9 | 10 | 592304.2753 | 1351202.2027 | 300021.2339 | 247.978 | 4485.2012 | 3955.4034 | 2252216.2944 | 707422.2438 | 1613816.6379 | 358332.2007 | 296.174 | 5356.9275 | 4724.1603 | 2689948.3442
WeekDay | Thursday | 9 | 11 | 598580.1018 | 1380214.6455 | 299782.639 | 254.8976 | 4513.0734 | 3983.9201 | 2287329.2773 | 714917.8157 | 1648467.8267 | 358047.2334 | 304.4385 | 5390.2169 | 4758.2195 | 2731885.7507
WeekDay | Thursday | 9 | 12 | 598748.0411 | 1378151.1228 | 305963.5334 | 243.7455 | 4823.0127 | 3802.4288 | 2291731.8843 | 715118.3951 | 1646003.2458 | 365429.4227 | 291.1189 | 5760.3948 | 4541.4541 | 2737144.0314
WeekDay | Thursday | 9 | 13 | 593607.7959 | 1390886.8661 | 308535.9219 | 245.1627 | 5622.3886 | 4044.1864 | 2302942.3216 | 708979.1116 | 1661214.2589 | 368501.7706 | 292.8116 | 6715.1343 | 4830.1988 | 2750533.2859
WeekDay | Thursday | 9 | 14 | 599485.7213 | 1371471.7687 | 306115.8982 | 215.0351 | 5520.9337 | 4264.4698 | 2287073.8268 | 715999.4479 | 1638025.7182 | 365611.4005 | 256.8285 | 6593.961 | 5093.2956 | 2731580.6518
WeekDay | Thursday | 9 | 15 | 640090.0637 | 1303216.571 | 303572.1923 | 151.8634 | 5820.839 | 4612.5591 | 2257464.0885 | 764495.4933 | 1556504.7043 | 362573.3097 | 181.379 | 6952.1547 | 5509.0383 | 2696216.0792
WeekDay | Thursday | 9 | 16 | 695600.2055 | 1218428.7497 | 299038.6704 | 151.1723 | 5207.6497 | 4771.7681 | 2223198.2157 | 830794.3716 | 1455237.8499 | 357158.67 | 180.5536 | 6219.7883 | 5699.1906 | 2655290.424
WeekDay | Thursday | 9 | 17 | 753514.793 | 1121210.4123 | 290898.8712 | 62315.9028 | 4957.9144 | 4939.0589 | 2237836.9526 | 899965.0144 | 1339124.5324 | 347436.8509 | 74427.3807 | 5921.5154 | 5898.9952 | 2672774.2892
WeekDay | Thursday | 9 | 18 | 861205.4664 | 1079666.2367 | 285651.0456 | 62341.6463 | 3342.4392 | 4883.7571 | 2297090.5912 | 1028586.0306 | 1289505.9914 | 341169.0782 | 74458.1276 | 3992.0628 | 5832.9452 | 2743544.2359
WeekDay | Thursday | 9 | 19 | 957538.8509 | 1052486.7603 | 276404.3234 | 62562.8605 | 2304.7557 | 4739.2105 | 2356036.7613 | 1143642.3992 | 1257044.0172 | 330125.1989 | 74722.3362 | 2752.6991 | 5660.3052 | 2813946.9556
WeekDay | Thursday | 9 | 20 | 1006650.2714 | 997028.0642 | 271404.0334 | 62654.787 | 1996.7674 | 4615.5609 | 2344349.4842 | 1202298.9254 | 1190806.5833 | 324153.0718 | 74832.1292 | 2384.8514 | 5512.6235 | 2799988.1845
WeekDay | Thursday | 9 | 21 | 1055257.7041 | 943336.8905 | 267734.8136 | 62622.2412 | 2059.2012 | 4408.2082 | 2335419.0588 | 1260353.5109 | 1126680.2007 | 319770.7166 | 74793.2579 | 2459.4196 | 5264.9705 | 2789322.0762
WeekDay | Thursday | 9 | 22 | 1062743.4146 | 889058.5807 | 261168.0044 | 62381.0438 | 1849.602 | 4139.3192 | 2281339.9647 | 1269294.1151 | 1061852.5685 | 311927.6078 | 74505.1823 | 2209.0835 | 4943.8213 | 2724732.3784
WeekDay | Thursday | 9 | 23 | 1004281.7345 | 854343.1723 | 256197.9012 | 62378.8777 | 2194.1029 | 4000.8917 | 2183396.6803 | 1199470.0489 | 1020390.0076 | 305991.5346 | 74502.5952 | 2620.5402 | 4778.4895 | 2607753.216
WeekDay | Friday | 9 | 0 | 954845.759 | 769377.0935 | 252273.0499 | 62366.3008 | 2914.7397 | 3966.3714 | 2045743.3144 | 1140425.8884 | 918910.2503 | 301303.8644 | 74487.5739 | 3481.2372 | 4737.26 | 2443346.0742
WeekDay | Friday | 9 | 1 | 892460.3197 | 753873.9707 | 250687.1893 | 62349.922 | 3339.3036 | 3890.4036 | 1966601.1089 | 1065915.4564 | 900394.0005 | 299409.782 | 74468.0117 | 3988.3177 | 4646.5274 | 2348822.0957
WeekDay | Friday | 9 | 2 | 841690.5602 | 735180.9012 | 249761.4322 | 62333.1343 | 3119.8794 | 3949.6307 | 1896035.538 | 1005278.2827 | 878067.8182 | 298304.0983 | 74447.9613 | 3726.2471 | 4717.2657 | 2264541.6733
WeekDay | Friday | 9 | 3 | 811975.2648 | 727756.9949 | 252046.5161 | 62333.8329 | 2677.5469 | 4037.0283 | 1860827.184 | 969787.6375 | 869201.0303 | 301033.3023 | 74448.7956 | 3197.9446 | 4821.6495 | 2222490.3598
WeekDay | Friday | 9 | 4 | 786082.4741 | 727440.4388 | 256540.1207 | 62332.5865 | 2848.7522 | 4155.598 | 1839399.9704 | 938862.424 | 868822.9496 | 306400.2665 | 74447.307 | 3402.4246 | 4963.264 | 2196898.6358
WeekDay | Friday | 9 | 5 | 801728.9603 | 754750.6232 | 265056.4142 | 170.0515 | 3747.841 | 4319.0788 | 1829772.969 | 957549.9008 | 901441.0357 | 316571.7539 | 203.1021 | 4476.2569 | 5158.5183 | 2185400.5676
WeekDay | Friday | 9 | 6 | 818913.4321 | 800001.422 | 274539.5666 | 184.1822 | 4233.9329 | 4505.6501 | 1902378.1859 | 978074.2801 | 955486.6049 | 327898.0152 | 219.9791 | 5056.8237 | 5381.3508 | 2272117.0538
WeekDay | Friday | 9 | 7 | 703150.4494 | 943352.9494 | 286039.4603 | 162.7382 | 3415.1161 | 4714.3882 | 1940835.1016 | 839812.0517 | 1126699.3807 | 341632.9837 | 194.3674 | 4078.8649 | 5630.6585 | 2318048.3069
WeekDay | Friday | 9 | 8 | 625307.9785 | 1146067.1669 | 299174.2568 | 174.4272 | 3529.8801 | 4649.3885 | 2078903.0979 | 746840.4191 | 1368812.3496 | 357320.6085 | 208.3282 | 4215.9339 | 5553.0256 | 2482950.6651
WeekDay | Friday | 9 | 9 | 604007.4959 | 1241941.4145 | 308019.6301 | 186.2394 | 3921.7638 | 4460.7391 | 2162537.2828 | 721400.0572 | 1483320.3454 | 367885.1343 | 222.4361 | 4683.9826 | 5327.711 | 2582839.6667
WeekDay | Friday | 9 | 10 | 605959.6637 | 1300128.3858 | 308691.6941 | 187.0737 | 4434.3343 | 4488.9095 | 2223890.0611 | 723731.6408 | 1552816.3114 | 368687.818 | 223.4326 | 5296.1744 | 5361.3566 | 2656116.7337
WeekDay | Friday | 9 | 11 | 606707.5737 | 1299978.7512 | 313188.4929 | 190.6637 | 3881.6278 | 4273.2442 | 2228220.3534 | 724624.9116 | 1552637.5943 | 374058.5973 | 227.7204 | 4636.0459 | 5103.7754 | 2661288.6449
WeekDay | Friday | 9 | 12 | 611519.0795 | 1300544.815 | 319125.7763 | 176.368 | 4304.38 | 4308.919 | 2239979.3378 | 730371.5631 | 1553313.6761 | 381149.8282 | 210.6462 | 5140.9626 | 5146.3838 | 2675333.06
WeekDay | Friday | 9 | 13 | 603848.3824 | 1304854.7967 | 319069.7492 | 177.0607 | 5140.0595 | 4368.7234 | 2237458.7719 | 721210.019 | 1558461.3292 | 381082.9119 | 211.4736 | 6139.0616 | 5217.8116 | 2672322.6067
WeekDay | Friday | 9 | 14 | 609057.9221 | 1300968.5837 | 316612.4257 | 175.46 | 5571.8005 | 4594.4331 | 2236980.6251 | 727432.0646 | 1553819.8069 | 378147.9924 | 209.5618 | 6654.7141 | 5487.3893 | 2671751.5292
WeekDay | Friday | 9 | 15 | 647366.7658 | 1242189.8451 | 310846.3203 | 165.112 | 5504.9071 | 4798.4377 | 2210871.3881 | 773186.4671 | 1483617.06 | 371261.2091 | 197.2026 | 6574.8196 | 5731.0435 | 2640567.8018
WeekDay | Friday | 9 | 16 | 702719.748 | 1171834.2857 | 307140.6836 | 187.1842 | 5467.419 | 4826.7235 | 2192176.044 | 839297.6408 | 1399587.4661 | 366835.3592 | 223.5646 | 6530.0454 | 5764.8269 | 2618238.9029
WeekDay | Friday | 9 | 17 | 765666.5788 | 1066834.9168 | 296753.2163 | 62658.0923 | 4267.7977 | 5006.714 | 2201187.3159 | 914478.5743 | 1274180.8259 | 354429.0239 | 74836.0768 | 5097.2703 | 5979.7996 | 2629001.5708
WeekDay | Friday | 9 | 18 | 878815.5112 | 1023149.0493 | 287602.2973 | 62679.2565 | 2225.3198 | 4944.1388 | 2259415.5729 | 1049618.6956 | 1222004.3421 | 343499.5676 | 74861.3544 | 2657.8243 | 5905.0625 | 2698546.8466
WeekDay | Friday | 9 | 19 | 995868.22 | 1025372.2094 | 281654.1589 | 62768.2245 | 1999.7637 | 4782.6207 | 2372445.1972 | 1189421.3163 | 1224659.5869 | 336395.3721 | 74967.6139 | 2388.43 | 5712.1523 | 2833544.4716
WeekDay | Friday | 9 | 20 | 1070630.1873 | 971661.711 | 279147.7214 | 62640.9211 | 1546.561 | 4632.8788 | 2390259.9806 | 1278713.7305 | 1160510.1238 | 333401.7931 | 74815.5682 | 1847.1446 | 5533.3072 | 2854821.6674
WeekDay | Friday | 9 | 21 | 1126126.1596 | 929069.2161 | 272330.6865 | 62511.5755 | 1990.7749 | 4419.4071 | 2396447.8196 | 1344995.6853 | 1109639.5163 | 325259.8256 | 74661.0835 | 2377.6942 | 5278.3459 | 2862212.1509
WeekDay | Friday | 9 | 22 | 1136222.601 | 878121.7217 | 264437.1613 | 62449.7213 | 1505.5191 | 4129.1594 | 2346865.8838 | 1357054.432 | 1048790.0639 | 315832.1454 | 74587.2076 | 1798.126 | 4931.6869 | 2802993.6618
WeekDay | Friday | 9 | 23 | 1073100.0402 | 841865.9163 | 261820.0834 | 62422.3662 | 1703.5514 | 4001.5844 | 2244913.5419 | 1281663.6144 | 1005487.7203 | 312706.4224 | 74554.5359 | 2034.6471 | 4779.3168 | 2681226.257
Saturday | Saturday | 9 | 0 | 985836.1201 | 817222.5078 | 260935.306 | 62379.9423 | 1907.7853 | 3931.2738 | 2132212.9353 | 1177439.4163 | 976054.7142 | 311649.683 | 74503.8667 | 2278.575 | 4695.341 | 2546621.5963
Saturday | Saturday | 9 | 1 | 922847.0605 | 797825.4554 | 257627.9059 | 62362.7795 | 2086.1676 | 3893.6363 | 2046643.0052 | 1102208.0465 | 952887.7258 | 307699.4695 | 74483.3681 | 2491.6271 | 4650.3884 | 2444420.6254
Saturday | Saturday | 9 | 2 | 868788.1092 | 774970.3341 | 254385.1662 | 62344.4732 | 2021.9918 | 3916.6113 | 1966426.6858 | 1037642.4066 | 925590.5715 | 303826.4834 | 74461.504 | 2414.9783 | 4677.8288 | 2348613.7724
Saturday | Saturday | 9 | 3 | 829144.4419 | 757791.3308 | 251419.2084 | 62344.7421 | 2306.4977 | 3998.8135 | 1907005.0344 | 990293.7493 | 905072.7235 | 300284.0736 | 74461.8251 | 2754.7797 | 4776.0075 | 2277643.1586
Saturday | Saturday | 9 | 4 | 799069.4705 | 756926.7697 | 250553.2901 | 62345.7079 | 3201.0573 | 4073.1649 | 1876169.4604 | 954373.5228 | 904040.1296 | 299249.8587 | 74462.9786 | 3823.2024 | 4864.8095 | 2240814.5017
Saturday | Saturday | 9 | 5 | 812889.9141 | 780356.5427 | 256846.8221 | 181.8193 | 3985.9396 | 4311.3435 | 1858572.3812 | 970880.0544 | 932023.6227 | 306766.5772 | 217.1569 | 4760.6314 | 5149.2795 | 2219797.3222
Saturday | Saturday | 9 | 6 | 832318.8028 | 820038.6206 | 265866.2808 | 175.8973 | 3921.7638 | 4500.3393 | 1926821.7046 | 994085.0668 | 979418.1559 | 317539.0231 | 210.084 | 4683.9826 | 5375.0078 | 2301311.3202
Saturday | Saturday | 9 | 7 | 727819.0325 | 968513.1623 | 276957.7024 | 167.3837 | 3293.8022 | 4685.2942 | 1981436.3773 | 869275.1253 | 1156749.6353 | 330786.1305 | 199.9157 | 3933.9728 | 5595.9099 | 2366540.6895
Saturday | Saturday | 9 | 8 | 653972.8235 | 1163465.5661 | 290501.5244 | 176.4878 | 4094.3626 | 4726.9726 | 2116937.737 | 781076.4526 | 1389592.2344 | 346962.2774 | 210.7893 | 4890.1271 | 5645.6887 | 2528377.5695
Saturday | Saturday | 9 | 9 | 632943.4937 | 1267429.7896 | 301661.0276 | 195.5671 | 4552.5823 | 4481.4051 | 2211263.8654 | 755959.9435 | 1513762.5425 | 360290.6985 | 233.5768 | 5437.4046 | 5352.3936 | 2641036.5595
Saturday | Saturday | 9 | 10 | 632853.6119 | 1318829.2931 | 303882.0832 | 213.2116 | 4715.5652 | 4548.1366 | 2265041.9018 | 755852.5927 | 1575151.8547 | 362943.4298 | 254.6506 | 5632.0643 | 5432.0949 | 2705266.687
Saturday | Saturday | 9 | 11 | 632551.7611 | 1345493.2532 | 302290.3926 | 216.6417 | 4172.614 | 4442.613 | 2289167.2756 | 755492.0754 | 1606998.1189 | 361042.3844 | 258.7474 | 4983.5871 | 5306.0621 | 2734080.9752
Saturday | Saturday | 9 | 12 | 629765.3956 | 1350169.3404 | 303593.347 | 220.9178 | 4599.8257 | 4773.8463 | 2293122.6728 | 752164.1627 | 1612583.0323 | 362598.5759 | 263.8545 | 5493.8301 | 5701.6726 | 2738805.1281
Saturday | Saturday | 9 | 13 | 604229.3855 | 1353359.0086 | 303382.942 | 225.1335 | 5274.125 | 5056.4741 | 2271527.0687 | 721665.0723 | 1616392.6322 | 362347.2775 | 268.8896 | 6299.1835 | 6039.2308 | 2713012.2859
Saturday | Saturday | 9 | 14 | 624023.0235 | 1338942.8024 | 301810.1835 | 200.1339 | 5732.693 | 5115.0085 | 2275823.8448 | 745305.7253 | 1599174.5479 | 360468.8437 | 239.0311 | 6846.8771 | 6109.1418 | 2718144.1668
Saturday | Saturday | 9 | 15 | 656360.3848 | 1284896.0583 | 294165.5303 | 190.3622 | 6483.2925 | 5263.8268 | 2247359.4548 | 783928.0511 | 1534623.4876 | 351338.4053 | 227.3602 | 7743.3601 | 6286.8838 | 2684147.5481
Saturday | Saturday | 9 | 16 | 700884.8733 | 1196972.7792 | 287407.6116 | 183.2884 | 5951.072 | 5013.1794 | 2196412.804 | 837106.147 | 1429611.78 | 343267.0436 | 218.9117 | 7107.6994 | 5987.5215 | 2623299.1032
Saturday | Saturday | 9 | 17 | 755299.6391 | 1096950.7047 | 280168.0926 | 62334.3682 | 4670.9696 | 5030.7282 | 2204454.5023 | 902096.7562 | 1310149.8018 | 334620.4796 | 74449.4349 | 5578.8012 | 6008.481 | 2632903.7549
Saturday | Saturday | 9 | 18 | 855134.5678 | 1057677.4335 | 276745.6001 | 62341.8967 | 3057.4456 | 4853.5085 | 2259810.4523 | 1021335.2157 | 1263243.5296 | 330532.8048 | 74458.4267 | 3651.6789 | 5796.8177 | 2699018.4733
Saturday | Saturday | 9 | 19 | 907523.1444 | 1026511.6229 | 272908.8402 | 62450.6602 | 2129.8574 | 4753.6421 | 2276277.7672 | 1083905.8335 | 1226020.4524 | 325950.347 | 74588.3291 | 2543.8082 | 5677.5416 | 2718686.3118
Saturday | Saturday | 9 | 20 | 934842.2431 | 979791.325 | 268095.7681 | 62579.5058 | 1708.011 | 4571.5735 | 2251588.4265 | 1116534.5665 | 1170219.7781 | 320201.8249 | 74742.2165 | 2039.9734 | 5460.0868 | 2689198.4463
Saturday | Saturday | 9 | 21 | 972261.1231 | 936569.9626 | 261624.5452 | 62573.2688 | 1869.4609 | 4393.1993 | 2239291.56 | 1161226.0353 | 1118598.0789 | 312472.8802 | 74734.7674 | 2232.8021 | 5247.0446 | 2674511.6084
Saturday | Saturday | 9 | 22 | 998955.8564 | 890335.4513 | 253265.7662 | 62587.9817 | 1510.8845 | 4122.925 | 2210778.8651 | 1193109.0537 | 1063377.6067 | 302489.5212 | 74752.3398 | 1804.5342 | 4924.2407 | 2640457.2964
Saturday | Saturday | 9 | 23 | 975788.2269 | 858515.3402 | 248552.228 | 62430.8019 | 1642.9293 | 4020.0568 | 2150949.583 | 1165438.6533 | 1025373.0619 | 296859.8779 | 74564.6111 | 1962.2427 | 4801.3795 | 2568999.8264
Sunday | Sunday | 9 | 0 | 933503.4937 | 826150.9972 | 243967.2367 | 62415.0781 | 2495.5412 | 3917.1886 | 2072449.5354 | 1114935.6229 | 986718.5103 | 291383.7654 | 74545.8313 | 2980.5649 | 4678.5182 | 2475242.813
Sunday | Sunday | 9 | 1 | 881790.3575 | 796483.6083 | 241502.0268 | 62382.095 | 3143.9889 | 3857.2687 | 1989159.3451 | 1053171.7215 | 951285.0824 | 288439.4268 | 74506.4378 | 3755.0424 | 4606.9526 | 2375764.6635
Sunday | Sunday | 9 | 2 | 840311.7499 | 780744.0126 | 239464.1695 | 62376.653 | 3336.6557 | 3912.1087 | 1930145.3493 | 1003631.4921 | 932486.3997 | 286005.4995 | 74499.9381 | 3985.1553 | 4672.451 | 2305280.9357
Sunday | Sunday | 9 | 3 | 801087.5194 | 760815.7071 | 238899.4272 | 62376.7158 | 3617.6079 | 3856.1142 | 1870653.0916 | 956783.7919 | 908684.9059 | 285330.996 | 74500.0131 | 4320.7122 | 4605.5736 | 2234225.9928
Sunday | Sunday | 9 | 4 | 766359.5561 | 756297.3592 | 236997.058 | 62355.9972 | 3870.8969 | 3895.8299 | 1829776.6973 | 915306.2359 | 903288.3894 | 283058.8897 | 74475.2677 | 4623.2295 | 4653.0083 | 2185405.0206
Sunday | Sunday | 9 | 5 | 748637.8994 | 767859.0223 | 235338.9584 | 190.42 | 4734.2396 | 3864.7731 | 1760625.3128 | 894140.2666 | 917097.1326 | 281078.5283 | 227.4292 | 5654.3681 | 4615.9155 | 2102813.6404
Sunday | Sunday | 9 | 6 | 747801.6562 | 765172.1406 | 232552.8618 | 182.037 | 4303.4741 | 3751.0524 | 1753763.2221 | 893141.4943 | 913888.039 | 277750.9367 | 217.417 | 5139.8807 | 4480.0925 | 2094617.8603
Sunday | Sunday | 9 | 7 | 760284.1659 | 808673.5514 | 234137.5981 | 144.2469 | 3092.2859 | 3635.5999 | 1809967.448 | 908050.0564 | 965844.2157 | 279643.6763 | 172.2821 | 3693.2906 | 4342.201 | 2161745.7222
Sunday | Sunday | 9 | 8 | 762186.3971 | 893356.665 | 236627.1171 | 135.9888 | 3276.5911 | 3451.9149 | 1899034.6739 | 910321.9979 | 1066986.0119 | 282617.0485 | 162.419 | 3913.4166 | 4122.8158 | 2268123.7097
Sunday | Sunday | 9 | 9 | 744719.9945 | 977937.5815 | 240893.676 | 133.8654 | 3412.4682 | 3269.0381 | 1970366.6237 | 889460.8928 | 1168005.7483 | 287712.8393 | 159.883 | 4075.7024 | 3904.3957 | 2353319.4614
Sunday | Sunday | 9 | 10 | 731199.1922 | 1022281.3008 | 244000.8868 | 135.9745 | 3502.5653 | 3246.4094 | 2004366.3289 | 873312.2397 | 1220967.9413 | 291423.9556 | 162.402 | 4183.3103 | 3877.369 | 2393927.2179
Sunday | Sunday | 9 | 11 | 730192.8133 | 1058167.3036 | 243679.187 | 159.2219 | 4089.4153 | 3308.6383 | 2039596.5795 | 872110.2649 | 1263828.6089 | 291039.7315 | 190.1676 | 4884.2183 | 3951.6925 | 2436004.6837
Sunday | Sunday | 9 | 12 | 735874.0781 | 1058831.9148 | 242858.5961 | 170.4343 | 4080.4962 | 3426.0536 | 2045241.573 | 878895.7183 | 1264622.3913 | 290059.6537 | 203.5592 | 4873.5657 | 4091.9281 | 2442746.8163
Sunday | Sunday | 9 | 13 | 731029.055 | 1040271.9255 | 240662.3166 | 184.7802 | 4885.0285 | 3497.1723 | 2020530.2781 | 873109.0353 | 1242455.1543 | 287436.5139 | 220.6934 | 5834.4637 | 4176.8692 | 2413232.7297
Sunday | Sunday | 9 | 14 | 712076.4607 | 1018647.7337 | 234724.13 | 186.4077 | 5229.2506 | 3815.7058 | 1974679.6886 | 850472.888 | 1216628.1681 | 280344.2043 | 222.6372 | 6245.5876 | 4557.3116 | 2358470.7969
Sunday | Sunday | 9 | 15 | 736686.507 | 1004005.4237 | 233336.1123 | 181.4499 | 6053.9903 | 4079.9766 | 1984343.4598 | 879866.0477 | 1199140.0354 | 278686.4168 | 216.7158 | 7230.6204 | 4872.9451 | 2370012.7813
Sunday | Sunday | 9 | 16 | 751857.9609 | 982232.3703 | 237365.5314 | 176.7089 | 6143.1118 | 4469.6289 | 1982245.3122 | 897986.1668 | 1173135.2556 | 283498.9781 | 211.0534 | 7337.0632 | 5338.3287 | 2367506.8458
Sunday | Sunday | 9 | 17 | 783747.182 | 942861.4144 | 235303.4042 | 62342.1916 | 5646.7071 | 4822.7982 | 2034723.6974 | 936073.2536 | 1126112.3129 | 281036.064 | 74458.7788 | 6744.1793 | 5760.1386 | 2430184.7271
Sunday | Sunday | 9 | 18 | 867960.9784 | 955984.435 | 235246.9054 | 62349.7394 | 3361.6014 | 4821.6436 | 2129725.3033 | 1036654.5179 | 1141785.8731 | 280968.5843 | 74467.7936 | 4014.9493 | 5758.7596 | 2543650.4777
Sunday | Sunday | 9 | 19 | 910932.5621 | 956402.8726 | 227917.6656 | 62403.5851 | 2347.1215 | 4662.0883 | 2164665.8951 | 1087977.8923 | 1142285.6366 | 272214.8617 | 74532.1045 | 2803.2989 | 5568.1937 | 2585381.9879
Sunday | Sunday | 9 | 20 | 923095.4301 | 931117.2883 | 226600.8473 | 62421.4566 | 1919.4219 | 4488.794 | 2149643.2382 | 1102504.6884 | 1112085.6438 | 270642.1117 | 74553.4495 | 2292.4734 | 5361.2187 | 2567439.5854
Sunday | Sunday | 9 | 21 | 943108.8485 | 902805.469 | 224495.643 | 62415.4835 | 2107.5596 | 4323.2351 | 2139256.2385 | 1126407.8373 | 1078271.2488 | 268127.748 | 74546.3155 | 2517.1767 | 5163.4824 | 2555033.8087
Sunday | Sunday | 9 | 22 | 955575.2451 | 873899.7302 | 222161.5771 | 62414.6576 | 1683.9015 | 4128.6976 | 2119863.8091 | 1141297.1546 | 1043747.5024 | 265340.0422 | 74545.3291 | 2011.1781 | 4931.1353 | 2531872.3417
Sunday | Sunday | 9 | 23 | 938004.5476 | 845938.683 | 219891.2051 | 62413.9037 | 1872.1088 | 3973.6449 | 2072094.093 | 1120311.4843 | 1010352.0542 | 262628.4094 | 74544.4287 | 2235.9646 | 4745.9471 | 2474818.2883
WeekDay | Monday | 9 | 0 | 896099.3315 | 814212.9562 | 218651.5879 | 62411.5726 | 2423.7701 | 3902.4107 | 1997701.629 | 1070261.7324 | 972460.2378 | 261147.865 | 74541.6445 | 2894.8447 | 4660.8681 | 2385967.1926
WeekDay | Monday | 9 | 1 | 852035.8872 | 780073.1915 | 217995.5686 | 62389.0607 | 2977.8703 | 3800.2352 | 1919271.8134 | 1017634.2874 | 931685.2005 | 260364.3444 | 74514.7573 | 3556.6377 | 4538.8342 | 2292294.0614
WeekDay | Monday | 9 | 2 | 817609.6308 | 754593.2246 | 218666.591 | 62373.0068 | 2992.3639 | 3838.7963 | 1860073.6134 | 976517.077 | 901253.0458 | 261165.7841 | 74495.5832 | 3573.9482 | 4584.8899 | 2221590.3281
WeekDay | Monday | 9 | 3 | 779483.5915 | 755086.7138 | 216172.6258 | 62353.7457 | 2762.6966 | 3827.2511 | 1819686.6245 | 930981.0082 | 901842.4477 | 258187.1014 | 74472.5786 | 3299.6436 | 4571.1008 | 2173353.8803
WeekDay | Monday | 9 | 4 | 744625.3526 | 750428.9267 | 214058.1001 | 62351.1885 | 2842.9687 | 3832.7928 | 1778139.3293 | 889347.8567 | 896279.391 | 255661.6046 | 74469.5243 | 3395.5171 | 4577.7196 | 2123731.6133
WeekDay | Monday | 9 | 5 | 724549.2659 | 752288.2234 | 210743.6446 | 187.9925 | 3246.5587 | 3881.3983 | 1694897.0834 | 865369.8594 | 898500.0535 | 251702.9644 | 224.53 | 3877.5473 | 4635.7719 | 2024310.7265
WeekDay | Monday | 9 | 6 | 720477.4814 | 740707.6736 | 208127.6714 | 204.8765 | 3401.5284 | 3756.1323 | 1676675.3637 | 860506.6987 | 884668.7528 | 248578.5608 | 244.6955 | 4062.6363 | 4486.1597 | 2002547.5038
WeekDay | Monday | 9 | 7 | 738462.7767 | 745269.1729 | 210739.4316 | 158.0149 | 2388.0937 | 3475.1209 | 1700492.6105 | 881987.5464 | 890116.8074 | 251697.9326 | 188.726 | 2852.2343 | 4150.5319 | 2030993.7786
WeekDay | Monday | 9 | 8 | 768576.6153 | 783321.7297 | 216021.154 | 158.1321 | 2813.4938 | 3301.4803 | 1774192.6052 | 917954.1942 | 935565.112 | 258006.1902 | 188.8661 | 3360.3135 | 3943.1432 | 2119017.8193
WeekDay | Monday | 9 | 9 | 775485.241 | 824401.5949 | 219525.3177 | 155.7072 | 3003.5128 | 3337.8478 | 1825909.2214 | 926205.5537 | 984629.101 | 262191.4095 | 185.9699 | 3587.2639 | 3986.579 | 2180785.877
WeekDay | Monday | 9 | 10 | 763738.6703 | 857492.6856 | 216834.9571 | 160.3535 | 3123.9209 | 3249.6421 | 1844600.2295 | 912175.965 | 1024151.6482 | 258978.1608 | 191.5192 | 3731.074 | 3881.23 | 2203109.5972
WeekDay | Monday | 9 | 11 | 750795.9197 | 886818.8032 | 214145.0075 | 165.9807 | 3530.8556 | 3287.1642 | 1858743.7308 | 896717.7113 | 1059177.4766 | 255765.4031 | 198.24 | 4217.099 | 3926.0447 | 2220001.9747
WeekDay | Monday | 9 | 12 | 751910.645 | 913017.9545 | 215775.0478 | 182.5371 | 4106.1387 | 3543.8151 | 1888536.1382 | 898049.0904 | 1090468.5936 | 257712.2518 | 218.0143 | 4904.1919 | 4232.5773 | 2255584.7192
WeekDay | Monday | 9 | 13 | 746054.064 | 914289.0096 | 215504.694 | 191.6085 | 4614.5284 | 3769.7557 | 1884423.6602 | 891054.2469 | 1091986.686 | 257389.353 | 228.8488 | 5511.3902 | 4502.4309 | 2250672.9558
WeekDay | Monday | 9 | 14 | 730464.7881 | 916515.2263 | 218587.6311 | 178.0516 | 5113.5112 | 3871.2385 | 1874730.4468 | 872435.0997 | 1094645.5815 | 261071.4779 | 212.6571 | 6107.3534 | 4623.6374 | 2239095.807
WeekDay | Monday | 9 | 15 | 728687.7546 | 912310.3379 | 219453.1673 | 189.5212 | 5386.032 | 4491.334 | 1870518.147 | 870312.6888 | 1089623.4474 | 262105.2363 | 226.3558 | 6432.8404 | 5364.2523 | 2234064.8208
WeekDay | Monday | 9 | 16 | 736049.5451 | 896581.0679 | 220917.0893 | 204.1678 | 5480.7976 | 4343.3238 | 1863575.9916 | 879105.2885 | 1070837.0972 | 263853.6805 | 243.8491 | 6546.0243 | 5187.4755 | 2225773.415
WeekDay | Monday | 9 | 17 | 769423.2659 | 892610.8833 | 220137.6777 | 62447.9346 | 4283.4061 | 4621.449 | 1953524.6167 | 918965.3966 | 1066095.2829 | 262922.7855 | 74585.0737 | 5115.9124 | 5519.6559 | 2333204.1071
WeekDay | Monday | 9 | 18 | 857338.8325 | 927342.0983 | 220238.1891 | 62708.8782 | 2233.124 | 4652.5057 | 2074513.6277 | 1023967.8927 | 1107576.7225 | 263042.8319 | 74896.7332 | 2667.1454 | 5556.7487 | 2477708.0744
WeekDay | Monday | 9 | 19 | 958474.7161 | 923142.9776 | 220176.1852 | 62929.445 | 1903.7438 | 4573.5362 | 2171200.6039 | 1144760.1556 | 1102561.477 | 262968.7772 | 75160.1685 | 2273.7481 | 5462.431 | 2593186.7574
WeekDay | Monday | 9 | 20 | 1027505.7806 | 895265.2186 | 219423.7305 | 62938.348 | 1689.0579 | 4395.3929 | 2211217.5286 | 1227207.8308 | 1069265.5046 | 262070.0783 | 75170.802 | 2017.3366 | 5249.6645 | 2640981.2168
WeekDay | Monday | 9 | 21 | 1068739.0264 | 864716.561 | 218757.062 | 62927.9021 | 1800.5468 | 4316.1925 | 2221257.2908 | 1276455.0109 | 1032779.528 | 261273.8386 | 75158.3258 | 2150.4941 | 5155.071 | 2652972.2683
WeekDay | Monday | 9 | 22 | 1066239.3846 | 846518.5275 | 218462.1991 | 62925.5919 | 1531.8584 | 4121.655 | 2199799.2166 | 1273469.5483 | 1011044.5951 | 260921.6673 | 75155.5666 | 1829.5845 | 4922.7239 | 2627343.6858
WeekDay | Monday | 9 | 23 | 1014094.5667 | 824695.3942 | 219358.3556 | 62907.6944 | 1866.3253 | 3986.5756 | 2126908.9117 | 1211190.0652 | 984980.002 | 261991.9973 | 75134.1907 | 2229.0571 | 4761.391 | 2540286.7032
WeekDay | Tuesday | 9 | 0 | 944013.0589 | 804518.4667 | 219386.4815 | 62562.1502 | 2665.7012 | 3945.4745 | 2037091.333 | 1127487.7866 | 960881.5648 | 262025.5896 | 74721.4878 | 3183.7966 | 4712.3016 | 2433012.5271
WeekDay | Tuesday | 9 | 1 | 883910.3082 | 786875.5472 | 218484.4092 | 62421.0888 | 3421.5964 | 3897.2153 | 1959010.1651 | 1055703.6976 | 939809.6357 | 260948.1941 | 74553.0103 | 4086.6047 | 4654.663 | 2339755.8054
WeekDay | Tuesday | 9 | 2 | 840470.2847 | 765661.076 | 220278.1977 | 62412.4806 | 3261.0523 | 3859.3469 | 1895942.4382 | 1003820.8392 | 914472.002 | 263090.6164 | 74542.729 | 3894.8578 | 4609.4346 | 2264430.479
WeekDay | Tuesday | 9 | 3 | 790097.7416 | 756805.5132 | 222552.2976 | 62412.4965 | 2517.4209 | 3957.9433 | 1838343.4131 | 943658.0834 | 903895.3063 | 265806.7016 | 74542.748 | 3006.6971 | 4727.1939 | 2195636.7302
WeekDay | Tuesday | 9 | 4 | 768768.4867 | 759989.3442 | 226456.369 | 62412.3767 | 2628.9098 | 4056.1934 | 1824311.6799 | 918183.3571 | 907697.9343 | 270469.5532 | 74542.6049 | 3139.8546 | 4844.5395 | 2178877.8436
WeekDay | Tuesday | 9 | 5 | 780504.8268 | 793723.7276 | 233656.9615 | 248.1631 | 3445.0091 | 4307.649 | 1815886.3371 | 932200.7267 | 947988.802 | 279069.625 | 296.3951 | 4114.5677 | 5144.867 | 2168814.9837
WeekDay | Tuesday | 9 | 6 | 795491.8972 | 850480.0993 | 246964.0573 | 259.4727 | 3315.6819 | 4515.2326 | 1901026.441 | 950100.6262 | 1015776.1226 | 294963.0365 | 309.9028 | 3960.105 | 5392.7958 | 2270502.5889
WeekDay | Tuesday | 9 | 7 | 694867.9255 | 992126.189 | 262309.1688 | 236.872 | 2637.829 | 4926.9363 | 1957104.9205 | 829919.7684 | 1184951.9986 | 313290.5645 | 282.9095 | 3150.5072 | 5884.5166 | 2337480.2648
WeekDay | Tuesday | 9 | 8 | 631400.1217 | 1177437.2803 | 278385.1007 | 243.8309 | 3117.2315 | 5104.6178 | 2095688.1829 | 754116.6078 | 1406279.4371 | 332490.9523 | 291.221 | 3723.0846 | 6096.7315 | 2502998.0342
WeekDay | Tuesday | 9 | 9 | 616647.978 | 1269516.3951 | 289597.6847 | 270.7546 | 3527.5109 | 4643.9622 | 2184204.2855 | 736497.2944 | 1516254.6925 | 345882.7708 | 323.3774 | 4213.1043 | 5546.5447 | 2608717.7843
WeekDay | Tuesday | 9 | 10 | 620791.1205 | 1329681.6735 | 295608.5821 | 280.1184 | 3864.2076 | 4594.7794 | 2254820.4816 | 741445.6822 | 1588113.4618 | 353061.9231 | 334.5611 | 4615.2401 | 5487.803 | 2693058.6712
WeekDay | Tuesday | 9 | 11 | 630537.3202 | 1351098.0174 | 300071.8077 | 280.9845 | 3701.4337 | 4852.5849 | 2290542.1485 | 753086.1155 | 1613692.2035 | 358392.6039 | 335.5955 | 4420.8301 | 5795.7146 | 2735723.0631
WeekDay | Tuesday | 9 | 12 | 633488.5024 | 1346266.1504 | 300927.2097 | 285.6458 | 4080.4962 | 4519.0426 | 2289567.0471 | 756610.878 | 1607921.2334 | 359414.2585 | 341.1629 | 4873.5657 | 5397.3462 | 2734558.4447
WeekDay | Tuesday | 9 | 13 | 626630.4103 | 1353243.1564 | 301815.1991 | 261.9118 | 4734.9364 | 5123.2056 | 2291808.8196 | 748419.8737 | 1616254.2634 | 360474.8341 | 312.816 | 5655.2004 | 6118.9321 | 2737235.9196
WeekDay | Tuesday | 9 | 14 | 631592.6789 | 1343331.5094 | 302908.8383 | 246.3463 | 4966.8335 | 4858.9348 | 2287905.1412 | 754346.5896 | 1604416.227 | 361781.0288 | 294.2252 | 5932.168 | 5803.2986 | 2732573.5373
WeekDay | Tuesday | 9 | 15 | 670699.3846 | 1285134.7312 | 297156.3719 | 243.6232 | 5250.9213 | 5268.0985 | 2263753.1307 | 801053.9234 | 1534908.548 | 354910.5353 | 290.9728 | 6271.4701 | 6291.9858 | 2703727.4354
WeekDay | Tuesday | 9 | 16 | 724907.4914 | 1223163.2391 | 290989.9294 | 228.3198 | 5576.4691 | 4819.1037 | 2249684.5525 | 865797.7083 | 1460892.5163 | 347545.6068 | 272.6952 | 6660.2901 | 5755.726 | 2686924.5428
WeekDay | Tuesday | 9 | 17 | 786234.2056 | 1114841.6884 | 283436.8557 | 62386.6969 | 4753.8896 | 4685.9869 | 2256339.3231 | 939043.6455 | 1331518.008 | 338524.547 | 74511.9341 | 5677.8372 | 5596.7372 | 2694872.7089
WeekDay | Tuesday | 9 | 18 | 899360.931 | 1071093.0806 | 273982.6717 | 62492.089 | 2700.8899 | 4793.1269 | 2314422.789 | 1074157.2437 | 1279266.5899 | 327232.8843 | 74637.8098 | 3225.8244 | 5724.7005 | 2764245.0526
WeekDay | Tuesday | 9 | 19 | 998633.527 | 1040601.2474 | 270758.0191 | 62773.0199 | 2110.4861 | 4706.1911 | 2379582.4907 | 1192724.0777 | 1242848.4819 | 323381.5007 | 74973.3413 | 2520.6721 | 5620.8682 | 2842068.9419
WeekDay | Tuesday | 9 | 20 | 1057197.3833 | 984013.2288 | 266228.0675 | 62840.3195 | 1753.7215 | 4566.9554 | 2376599.6759 | 1262670.1786 | 1175262.2348 | 317971.1252 | 75053.721 | 2094.568 | 5454.5712 | 2838506.3988
WeekDay | Tuesday | 9 | 21 | 1097076.4147 | 936037.4462 | 262190.4406 | 62594.2663 | 1903.1167 | 4302.2227 | 2364103.9074 | 1310299.9444 | 1117962.0647 | 313148.7608 | 74759.8459 | 2272.9991 | 5138.3861 | 2823582.001
WeekDay | Tuesday | 9 | 22 | 1092787.8527 | 887029.5454 | 256175.4277 | 62411.581 | 1724.7343 | 4126.8504 | 2304255.9916 | 1305177.8741 | 1059429.1778 | 305964.6933 | 74541.6545 | 2059.947 | 4928.929 | 2752102.2757
WeekDay | Tuesday | 9 | 23 | 1003755.7303 | 853468.9632 | 252210.7821 | 62409.2876 | 1832.8786 | 3994.5418 | 2177672.1837 | 1198841.8126 | 1019345.8906 | 301229.4944 | 74538.9154 | 2189.1098 | 4770.9055 | 2600916.1284
WeekDay | Wednesday | 9 | 0 | 942810.5316 | 836547.5451 | 248065.0642 | 62399.1607 | 2592.1185 | 3969.1422 | 2096383.5624 | 1126051.5408 | 999135.6911 | 296278.0309 | 74526.8203 | 3095.9126 | 4740.5694 | 2503828.565
WeekDay | Wednesday | 9 | 1 | 881985.9547 | 807525.65 | 244831.1792 | 62397.3565 | 3060.3722 | 3901.8334 | 2003702.3459 | 1053405.3342 | 964473.2126 | 292415.6204 | 74524.6654 | 3655.1742 | 4660.1787 | 2393134.1856
WeekDay | Wednesday | 9 | 2 | 837739.6518 | 787555.354 | 243583.7313 | 62393.6986 | 3174.0909 | 3885.5546 | 1938332.0811 | 1000559.491 | 940621.5672 | 290925.7233 | 74520.2966 | 3790.9949 | 4640.736 | 2315058.809
WeekDay | Wednesday | 9 | 3 | 793909.5531 | 769995.5142 | 244053.3608 | 62394.0454 | 2943.3087 | 4013.476 | 1877309.2582 | 948210.7438 | 919648.8649 | 291486.6282 | 74520.7108 | 3515.3588 | 4793.5197 | 2242175.8261
WeekDay | Wednesday | 9 | 4 | 758353.497 | 774853.5544 | 244279.9521 | 62390.4645 | 3152.908 | 4080.7848 | 1847111.1608 | 905744.1502 | 925451.0949 | 291757.2589 | 74516.434 | 3765.695 | 4873.9104 | 2206108.5433
WeekDay | Wednesday | 9 | 5 | 797799.9615 | 808277.4922 | 249634.1896 | 230.9927 | 3992.4199 | 4322.7733 | 1864257.8291 | 952857.2769 | 965371.18 | 298152.1253 | 275.8875 | 4768.3712 | 5162.9308 | 2226587.7718
WeekDay | Wednesday | 9 | 6 | 820244.3545 | 868297.8164 | 257793.7401 | 233.292 | 3802.8887 | 4493.5276 | 1954865.6192 | 979663.8754 | 1037056.8224 | 307897.5345 | 278.6337 | 4542.0034 | 5366.8722 | 2334805.7416
WeekDay | Wednesday | 9 | 7 | 693861.189 | 1005037.902 | 274573.907 | 211.3178 | 2700.2628 | 4705.6139 | 1981090.1925 | 828717.3666 | 1200373.1822 | 327939.0298 | 252.3887 | 3225.0754 | 5620.1788 | 2366127.2215
WeekDay | Wednesday | 9 | 8 | 609861.4144 | 1200839.7707 | 285025.2017 | 223.5211 | 3344.1813 | 4744.5214 | 2104038.6105 | 728391.7206 | 1434230.345 | 340421.5977 | 266.9638 | 3994.1434 | 5666.6482 | 2512971.4186
WeekDay | Wednesday | 9 | 9 | 588348.6223 | 1309969.0975 | 288759.9587 | 241.1564 | 3739.6187 | 4967.4602 | 2196025.9138 | 702697.7855 | 1564569.6257 | 344882.2277 | 288.0266 | 4466.4365 | 5932.9165 | 2622837.0185
WeekDay | Wednesday | 9 | 10 | 590495.7131 | 1373308.4855 | 291735.5432 | 241.5777 | 4247.7297 | 4593.7404 | 2264622.7895 | 705262.1764 | 1640219.4122 | 348436.1353 | 288.5298 | 5073.302 | 5486.562 | 2704766.1177
WeekDay | Wednesday | 9 | 11 | 597998.6675 | 1406909.0326 | 284000.3244 | 250.2379 | 4505.1298 | 4335.4731 | 2297998.8653 | 714223.3761 | 1680350.4317 | 339197.5292 | 298.8732 | 5380.7294 | 5178.0989 | 2744629.0385
WeekDay | Wednesday | 9 | 12 | 601938.6416 | 1404470.7298 | 285933.5732 | 247.4989 | 4811.6548 | 3938.2009 | 2301340.2992 | 718929.1083 | 1677438.2299 | 341506.5168 | 295.6018 | 5746.8294 | 4703.6145 | 2748619.9006
WeekDay | Wednesday | 9 | 13 | 597057.1641 | 1405256.2566 | 290766.0643 | 240.8172 | 5224.6517 | 4259.2744 | 2302804.2283 | 713098.8858 | 1678376.4286 | 347278.2322 | 287.6214 | 6240.0948 | 5087.0905 | 2750368.3533
WeekDay | Wednesday | 9 | 14 | 606234.8092 | 1398176.8959 | 289893.4751 | 243.8343 | 5698.8282 | 4516.9644 | 2304764.8072 | 724060.2625 | 1669921.1507 | 346236.0499 | 291.225 | 6806.4305 | 5394.8642 | 2752709.9827
WeekDay | Wednesday | 9 | 15 | 651657.9549 | 1335513.3698 | 287587.2877 | 238.5807 | 6003.9596 | 4653.1984 | 2285654.3511 | 778311.6751 | 1595078.584 | 343481.6408 | 284.9503 | 7170.866 | 5557.5761 | 2729885.2923
WeekDay | Wednesday | 9 | 16 | 711278.0959 | 1248480.1379 | 282578.1446 | 215.3668 | 6106.5295 | 4822.7982 | 2253481.0728 | 849519.3561 | 1491129.9097 | 337498.9401 | 257.2247 | 7293.3709 | 5760.1386 | 2691458.9401
WeekDay | Wednesday | 9 | 17 | 774883.59 | 1130705.5258 | 271138.9986 | 62428.6861 | 4793.5378 | 4968.6147 | 2248918.953 | 925486.9681 | 1350465.0794 | 323836.5259 | 74562.0841 | 5725.1913 | 5934.2954 | 2686010.1443
WeekDay | Wednesday | 9 | 18 | 892780.3379 | 1080948.5744 | 267156.8743 | 62739.9833 | 2835.1644 | 4931.9008 | 2311392.8351 | 1066297.672 | 1291037.5594 | 319080.4514 | 74933.8838 | 3386.196 | 5890.446 | 2760626.2085
WeekDay | Wednesday | 9 | 19 | 992950.9191 | 1047483.9064 | 260072.6412 | 62901.0454 | 2505.7842 | 4753.2957 | 2370667.5921 | 1185937.02 | 1251068.8279 | 310619.3541 | 75126.2493 | 2992.7988 | 5677.1279 | 2831421.3781
WeekDay | Wednesday | 9 | 20 | 1050507.2746 | 989237.4677 | 254209.7135 | 62984.2841 | 2016.8354 | 4645.4631 | 2363601.0384 | 1254679.8063 | 1181501.8366 | 303616.9303 | 75225.666 | 2408.8197 | 5548.3373 | 2822981.3963
WeekDay | Wednesday | 9 | 21 | 1094422.6401 | 935650.5181 | 249145.2018 | 62915.2489 | 2072.5799 | 4436.0322 | 2348642.2212 | 1307130.3924 | 1117499.9347 | 297568.0998 | 75143.2134 | 2475.3985 | 5298.2023 | 2805115.2412
WeekDay | Wednesday | 9 | 22 | 1098812.8184 | 886789.426 | 246085.5882 | 62612.4679 | 1718.045 | 4182.0367 | 2300200.3821 | 1312373.8287 | 1059142.3897 | 293913.8315 | 74781.585 | 2051.9576 | 4994.8411 | 2747258.4336
WeekDay | Wednesday | 9 | 23 | 1034800.1222 | 848673.2415 | 243356.5935 | 62447.9363 | 1991.193 | 4082.4011 | 2195351.4876 | 1235919.8724 | 1013618.091 | 290654.4399 | 74585.0757 | 2378.1935 | 4875.8408 | 2622031.5134
WeekDay | Thursday | 9 | 0 | 939261.0764 | 813696.6762 | 240475.277 | 62406.0669 | 2634.4843 | 4053.1917 | 2062526.7724 | 1121812.2271 | 971843.6156 | 287213.122 | 74535.0688 | 3146.5125 | 4840.9543 | 2463391.5003
WeekDay | Thursday | 9 | 1 | 880648.3439 | 788267.7555 | 238925.537 | 62379.9884 | 3390.3795 | 3971.9131 | 1977583.9174 | 1051807.7507 | 941472.4282 | 285362.1805 | 74503.9217 | 4049.3205 | 4743.8787 | 2361939.4804
WeekDay | Thursday | 9 | 2 | 838110.0847 | 765081.8753 | 237919.2136 | 62381.7759 | 3450.5835 | 3926.8866 | 1910870.4196 | 1001001.9198 | 913780.23 | 284160.272 | 74506.0566 | 4121.2256 | 4690.1011 | 2282259.8051
WeekDay | Thursday | 9 | 3 | 795423.8725 | 753707.6011 | 238418.9511 | 62380.5471 | 3121.6911 | 3969.4886 | 1857022.1515 | 950019.3806 | 900195.2959 | 284757.1365 | 74504.589 | 3728.4109 | 4740.983 | 2217945.7959
WeekDay | Thursday | 9 | 4 | 771996.4048 | 763645.566 | 239961.2555 | 62381.512 | 3542.0045 | 4037.9519 | 1845564.6947 | 922038.6407 | 912064.7652 | 286599.1972 | 74505.7415 | 4230.4148 | 4822.7526 | 2204261.5121
WeekDay | Thursday | 9 | 5 | 787129.645 | 793737.5317 | 243924.2613 | 217.4751 | 4391.5504 | 4276.1305 | 1833676.594 | 940113.119 | 948005.289 | 291332.4374 | 259.7428 | 5245.0752 | 5107.2227 | 2190062.8861
WeekDay | Thursday | 9 | 6 | 805147.234 | 834930.4074 | 251967.6384 | 225.0322 | 4663.5835 | 4474.247 | 1901408.1426 | 961632.537 | 997204.2528 | 300939.0943 | 268.7685 | 5569.9796 | 5343.8443 | 2270958.4765
WeekDay | Thursday | 9 | 7 | 687867.4141 | 978758.9372 | 266470.9785 | 204.6838 | 3429.4006 | 4803.4021 | 1941534.8164 | 821558.6648 | 1168986.7394 | 318261.2475 | 244.4654 | 4095.9257 | 5736.9728 | 2318884.0155
WeekDay | Thursday | 9 | 8 | 608994.6331 | 1181952.0668 | 280091.812 | 216.4331 | 3690.2848 | 4064.0442 | 2079009.274 | 727356.475 | 1411671.6999 | 334529.3735 | 258.4982 | 4407.5143 | 4853.9161 | 2483077.4771
WeekDay | Thursday | 9 | 9 | 589225.6217 | 1296044.3472 | 290597.8354 | 213.7762 | 4331.3464 | 4213.9016 | 2184626.8284 | 703745.2351 | 1547938.5148 | 347077.3069 | 255.3249 | 5173.1701 | 5032.8992 | 2609222.451
WeekDay | Thursday | 9 | 10 | 592304.2753 | 1351028.5048 | 296484.7977 | 226.6546 | 4485.2012 | 3626.8255 | 2248156.2591 | 707422.2438 | 1613609.1807 | 354108.4365 | 270.7064 | 5356.9275 | 4331.7213 | 2685099.2162
WeekDay | Thursday | 9 | 11 | 598580.1018 | 1375116.8935 | 298336.0698 | 233.7828 | 4513.0734 | 3738.4681 | 2280518.3894 | 714917.8157 | 1642379.2954 | 356319.5147 | 279.2199 | 5390.2169 | 4465.0623 | 2723751.1249
WeekDay | Thursday | 9 | 12 | 598748.0411 | 1374213.4423 | 300265.7907 | 235.5485 | 4823.0127 | 3837.18 | 2282123.0153 | 715118.3951 | 1641300.2529 | 358624.2887 | 281.3288 | 5760.3948 | 4582.9595 | 2725667.6197
WeekDay | Thursday | 9 | 13 | 593607.7959 | 1380134.8228 | 299139.1758 | 229.9817 | 5622.3886 | 3853.1124 | 2282587.2772 | 708979.1116 | 1648372.49 | 357278.7093 | 274.68 | 6715.1343 | 4601.9885 | 2726222.1138
WeekDay | Thursday | 9 | 14 | 599485.7213 | 1361044.3237 | 297091.7489 | 244.2757 | 5520.9337 | 4575.3834 | 2267962.3867 | 715999.4479 | 1625571.6354 | 354833.3524 | 291.7522 | 6593.961 | 5464.6372 | 2708754.7862
WeekDay | Thursday | 9 | 15 | 640090.0637 | 1298278.4883 | 293125.1951 | 248.4404 | 5820.839 | 5193.0544 | 2242756.0809 | 764495.4933 | 1550606.875 | 350095.8746 | 296.7263 | 6952.1547 | 6202.3564 | 2678649.4802
WeekDay | Thursday | 9 | 16 | 695600.2055 | 1215613.2264 | 285613.4689 | 230.3402 | 5207.6497 | 4808.0202 | 2207072.9108 | 830794.3716 | 1451875.1123 | 341124.1982 | 275.1082 | 6219.7883 | 5742.4885 | 2636031.0671
WeekDay | Thursday | 9 | 17 | 753514.793 | 1117260.5916 | 275992.0386 | 62377.3532 | 4957.9144 | 4743.7132 | 2218846.404 | 899965.0144 | 1334407.0398 | 329632.784 | 74500.7744 | 5921.5154 | 5665.6829 | 2650092.811
WeekDay | Thursday | 9 | 18 | 861205.4664 | 1075819.3072 | 268685.8624 | 62454.4647 | 3342.4392 | 4676.5198 | 2276184.0597 | 1028586.0306 | 1284911.3876 | 320906.6076 | 74592.873 | 3992.0628 | 5585.4301 | 2718574.3917
WeekDay | Thursday | 9 | 19 | 957538.8509 | 1050507.9132 | 262007.5219 | 62737.3255 | 2304.7557 | 4505.6501 | 2339602.0171 | 1143642.3992 | 1254680.5689 | 312930.2906 | 74930.7095 | 2752.6991 | 5381.3508 | 2794318.0181
WeekDay | Thursday | 9 | 20 | 1006650.2714 | 994286.2063 | 255236.0534 | 62807.3557 | 1996.7674 | 4431.9914 | 2325408.6455 | 1202298.9254 | 1187531.8285 | 304842.7458 | 75014.3505 | 2384.8514 | 5293.3761 | 2777366.0777
WeekDay | Thursday | 9 | 21 | 1055257.7041 | 941600.85 | 250544.9654 | 62584.751 | 2059.2012 | 4267.4715 | 2316314.9433 | 1260353.5109 | 1124606.7501 | 299239.9161 | 74748.4811 | 2459.4196 | 5096.8808 | 2766504.9587
WeekDay | Thursday | 9 | 22 | 1062743.4146 | 886141.8944 | 244830.2774 | 62442.1333 | 1849.602 | 4028.023 | 2262035.3447 | 1269294.1151 | 1058369.0064 | 292414.5434 | 74578.1448 | 2209.0835 | 4810.894 | 2701675.7871
WeekDay | Thursday | 9 | 23 | 1004281.7345 | 852607.104 | 240928.4504 | 62438.7342 | 2194.1029 | 3944.3199 | 2166394.4459 | 1199470.0489 | 1018316.5238 | 287754.3723 | 74574.0851 | 2620.5402 | 4710.9227 | 2587446.493
WeekDay | Friday | 9 | 0 | 932263.0438 | 771352.804 | 237217.4679 | 62424.7124 | 2376.9448 | 3833.7164 | 2009468.6892 | 1113454.0839 | 921269.9522 | 283322.1376 | 74557.3381 | 2838.9186 | 4578.8227 | 2400021.2532
WeekDay | Friday | 9 | 1 | 874012.0955 | 754774.8334 | 231545.0431 | 62403.0389 | 3148.4484 | 3780.9546 | 1929664.414 | 1043881.7067 | 901469.9514 | 276547.2423 | 74531.4523 | 3760.3687 | 4515.8063 | 2304706.5276
WeekDay | Friday | 9 | 2 | 827941.4101 | 737274.2544 | 230957.253 | 62400.3552 | 3197.5036 | 3736.0436 | 1865506.8198 | 988856.9009 | 880568.0275 | 275845.2116 | 74528.2469 | 3818.958 | 4462.1666 | 2228079.5115
WeekDay | Friday | 9 | 3 | 812984.6187 | 729078.1829 | 230094.2477 | 62399.6373 | 2880.8749 | 3824.7111 | 1841262.2726 | 970993.1654 | 870778.9992 | 274814.4759 | 74527.3896 | 3440.7906 | 4568.0672 | 2199122.8879
WeekDay | Friday | 9 | 4 | 788940.4905 | 729204.4901 | 231981.677 | 62397.3934 | 2867.4962 | 3928.5029 | 1819320.05 | 942275.9134 | 870929.855 | 277068.7386 | 74524.7094 | 3424.8117 | 4692.0316 | 2172916.0598
WeekDay | Friday | 9 | 5 | 799771.3715 | 753532.1089 | 239746.014 | 238.1284 | 3549.8087 | 4116.806 | 1800954.2375 | 955211.8426 | 899985.6957 | 286342.1222 | 284.4101 | 4239.7358 | 4916.9325 | 2150980.7389
WeekDay | Friday | 9 | 6 | 801497.3014 | 795007.0069 | 250068.9371 | 234.0843 | 3781.7058 | 4341.1302 | 1854930.1657 | 957273.2175 | 949521.4946 | 298671.3687 | 279.5801 | 4516.7035 | 5184.8555 | 2215447.2198
WeekDay | Friday | 9 | 7 | 666730.9795 | 944918.4252 | 263226.1065 | 208.9172 | 3206.4227 | 4715.8891 | 1883006.7401 | 796314.2345 | 1128569.1163 | 314385.7147 | 249.5215 | 3829.6106 | 5632.4511 | 2248980.6487
WeekDay | Friday | 9 | 8 | 587671.256 | 1152877.1059 | 276621.6407 | 220.8952 | 3788.6738 | 4520.7744 | 2025700.346 | 701888.7689 | 1376945.8421 | 330384.7531 | 263.8275 | 4525.0258 | 5399.4146 | 2419407.6319
WeekDay | Friday | 9 | 9 | 570177.5016 | 1252757.6511 | 284208.4819 | 235.9941 | 3893.1947 | 4497.1066 | 2115769.93 | 680994.9959 | 1496238.7838 | 339446.1434 | 281.861 | 4649.861 | 5371.1468 | 2526982.792
WeekDay | Friday | 9 | 10 | 571473.5574 | 1312237.8325 | 287702.5595 | 243.1449 | 4261.387 | 4312.3826 | 2180230.864 | 682542.9482 | 1567279.3033 | 343619.3165 | 290.4016 | 5089.6138 | 5150.5206 | 2603972.1039
WeekDay | Friday | 9 | 11 | 568908.3964 | 1310552.6529 | 290666.9716 | 260.2868 | 3763.8675 | 4455.3128 | 2178607.488 | 679479.2324 | 1565266.5987 | 347159.8802 | 310.8752 | 4495.3983 | 5321.2302 | 2602033.2148
WeekDay | Friday | 9 | 12 | 577555.4564 | 1311091.5318 | 292712.8991 | 252.9643 | 4142.93 | 5399.0217 | 2191154.8033 | 689806.9015 | 1565910.212 | 349603.4463 | 302.1295 | 4948.1339 | 6448.3547 | 2617019.1778
WeekDay | Friday | 9 | 13 | 574155.8058 | 1317103.5886 | 293585.9962 | 252.5497 | 4655.7793 | 4642.4613 | 2194396.1808 | 685746.508 | 1573090.7489 | 350646.2351 | 301.6343 | 5560.6585 | 5544.7522 | 2620890.537
WeekDay | Friday | 9 | 14 | 580803.9632 | 1312892.3053 | 286811.3368 | 248.9798 | 5173.0881 | 4625.9516 | 2190555.6247 | 693686.7755 | 1568060.9768 | 342554.8792 | 297.3705 | 6178.5095 | 5525.0337 | 2616303.5452
WeekDay | Friday | 9 | 15 | 621522.4176 | 1245443.1204 | 285085.1837 | 231.8538 | 5048.2204 | 4840.6933 | 2162171.4892 | 742319.1113 | 1487502.6292 | 340493.2376 | 276.916 | 6029.373 | 5781.5117 | 2582402.7789
WeekDay | Friday | 9 | 16 | 681362.2799 | 1173488.8703 | 278616.3869 | 263.9372 | 5369.3087 | 4858.0112 | 2143958.7943 | 813789.2179 | 1401563.6294 | 332767.1905 | 315.235 | 6412.8667 | 5802.1954 | 2560650.335
WeekDay | Friday | 9 | 17 | 740896.8788 | 1059565.6282 | 271187.9279 | 62733.3619 | 3656.8381 | 4580.0015 | 2142620.6363 | 884894.7311 | 1265498.7064 | 323894.9649 | 74925.9755 | 4367.567 | 5470.1529 | 2559052.0978
WeekDay | Friday | 9 | 18 | 854473.3502 | 1018904.7041 | 267186.9354 | 62761.913 | 2060.3161 | 4641.9995 | 2210029.2184 | 1020545.4864 | 1216935.0824 | 319116.355 | 74960.0758 | 2460.7512 | 5544.2006 | 2639561.9513
WeekDay | Friday | 9 | 19 | 965549.2012 | 1019601.856 | 263288.6265 | 62987.4461 | 1834.1329 | 4563.9536 | 2317825.2163 | 1153209.6102 | 1217767.73 | 314460.3858 | 75229.4426 | 2190.6078 | 5450.986 | 2768308.7624
WeekDay | Friday | 9 | 20 | 1036023.7746 | 965465.1095 | 258896.4379 | 62854.5431 | 1476.1139 | 4372.8797 | 2329088.8587 | 1237381.3492 | 1153109.1747 | 309214.5485 | 75070.7091 | 1763.0057 | 5222.7757 | 2781761.5629
WeekDay | Friday | 9 | 21 | 1095842.7712 | 922445.6362 | 253845.4858 | 62844.7195 | 1913.1507 | 4233.9903 | 2341125.7537 | 1308826.5347 | 1101728.603 | 303181.9128 | 75058.9762 | 2284.9832 | 5056.8923 | 2796137.9022
WeekDay | Friday | 9 | 22 | 1105679.349 | 872531.6321 | 247947.4014 | 62610.1745 | 1431.5183 | 4019.4795 | 2294219.5548 | 1320574.9116 | 1042113.506 | 296137.4996 | 74778.8459 | 1709.7427 | 4800.69 | 2740115.1958
WeekDay | Friday | 9 | 23 | 1047866.8854 | 837309.5825 | 244430.0788 | 62412.7704 | 1636.658 | 3879.4356 | 2197535.4108 | 1251526.2412 | 1000045.8352 | 291936.5637 | 74543.0751 | 1954.7526 | 4633.4277 | 2624639.8955
Saturday | Saturday | 9 | 0 | 969044.434 | 813412.9882 | 239243.2248 | 62392.7002 | 1743.6874 | 3793.6544 | 2089630.6889 | 1157384.1629 | 971504.7911 | 285741.6128 | 74519.1041 | 2082.5838 | 4530.9744 | 2495763.2291
Saturday | Saturday | 9 | 1 | 910248.1892 | 793773.2774 | 236977.8046 | 62376.7971 | 1761.5257 | 3733.85 | 2008871.4439 | 1087160.5074 | 948047.9821 | 283035.8943 | 74500.1101 | 2103.889 | 4459.5466 | 2399307.9295
Saturday | Saturday | 9 | 2 | 861164.6716 | 768133.4968 | 236601.3054 | 62376.1873 | 1779.3639 | 3699.676 | 1933754.701 | 1028537.3071 | 917424.9529 | 282586.2201 | 74499.3818 | 2125.1942 | 4418.7308 | 2309591.7869
Saturday | Saturday | 9 | 3 | 822756.1989 | 753357.6878 | 241005.1265 | 62373.2665 | 2176.2646 | 3801.0434 | 1885469.5876 | 982663.9121 | 899777.3748 | 287845.9509 | 74495.8934 | 2599.235 | 4539.7994 | 2251922.1657
Saturday | Saturday | 9 | 4 | 795661.9854 | 753984.2439 | 243021.1981 | 62374.2071 | 3505.2131 | 3908.7606 | 1862455.6083 | 950303.7721 | 900525.7059 | 290253.8585 | 74497.0168 | 4186.4728 | 4668.4521 | 2224435.2783
Saturday | Saturday | 9 | 5 | 804706.6231 | 777569.2878 | 245494.4987 | 212.6194 | 4089.4153 | 4077.0903 | 1836149.5348 | 961106.2907 | 928694.6478 | 293207.8602 | 253.9433 | 4884.2183 | 4869.4978 | 2193016.4581
Saturday | Saturday | 9 | 6 | 809849.2444 | 816055.9696 | 248504.4114 | 209.6451 | 3469.5367 | 4267.1252 | 1882355.9323 | 967248.4119 | 974661.4522 | 296802.7678 | 250.3909 | 4143.8624 | 5096.4671 | 2248203.3523
Saturday | Saturday | 9 | 7 | 688911.4425 | 961976.3745 | 260886.2685 | 182.9082 | 3001.283 | 4515.579 | 1919473.8556 | 822805.6065 | 1148942.3827 | 311591.1148 | 218.4575 | 3584.6008 | 5393.2095 | 2292535.3717
Saturday | Saturday | 9 | 8 | 618126.856 | 1155128.8905 | 274146.4874 | 200.5585 | 3870.8969 | 4470.4371 | 2055944.1264 | 738263.6015 | 1379635.2749 | 327428.5386 | 239.5383 | 4623.2295 | 5339.2939 | 2455529.4767
Saturday | Saturday | 9 | 9 | 595801.5103 | 1260167.1888 | 283536.2102 | 221.4848 | 4579.9668 | 4641.8841 | 2148948.2451 | 711599.188 | 1505088.4106 | 338643.2116 | 264.5318 | 5470.1114 | 5544.0627 | 2566609.5161
Saturday | Saturday | 9 | 10 | 595791.3036 | 1316581.0713 | 288187.6249 | 224.1929 | 4785.1065 | 4538.9004 | 2210108.1996 | 711586.9974 | 1572466.6772 | 344198.6573 | 267.7661 | 5715.1213 | 5421.0635 | 2639656.2829
Saturday | Saturday | 9 | 11 | 582632.2544 | 1346445.9331 | 290524.6699 | 242.7269 | 4084.9558 | 4966.4211 | 2228896.9612 | 695870.4064 | 1608135.958 | 346989.9214 | 289.9024 | 4878.892 | 5931.6755 | 2662096.7556
Saturday | Saturday | 9 | 12 | 583799.9663 | 1345037.7682 | 293308.7498 | 224.4324 | 4209.8234 | 4700.9958 | 2231281.7359 | 697265.0702 | 1606454.1077 | 350315.1042 | 268.0523 | 5028.0284 | 5614.6631 | 2664945.0258
Saturday | Saturday | 9 | 13 | 567697.7131 | 1345314.3164 | 294534.9254 | 210.8571 | 4521.9925 | 4722.8163 | 2217002.6208 | 678033.2453 | 1606784.4047 | 351779.5945 | 251.8385 | 5400.8695 | 5640.7246 | 2647890.6771
Saturday | Saturday | 9 | 14 | 580985.6413 | 1329632.0373 | 290819.8347 | 204.2072 | 5525.3932 | 5386.091 | 2212553.2046 | 693903.7639 | 1588054.1784 | 347342.4531 | 243.8961 | 6599.2873 | 6432.9108 | 2642576.4897
Saturday | Saturday | 9 | 15 | 615041.9427 | 1278420.7263 | 285859.6829 | 199.7201 | 6221.0844 | 5257.5924 | 2191000.7486 | 734579.1164 | 1526889.6351 | 341418.2654 | 238.5369 | 7430.1903 | 6279.4377 | 2616835.1817
Saturday | Saturday | 9 | 16 | 659368.2303 | 1187793.4338 | 276236.8159 | 189.6988 | 5824.1836 | 4869.6719 | 2134282.0343 | 787520.4898 | 1418648.3724 | 329925.1353 | 226.5679 | 6956.1495 | 5816.1225 | 2549092.8373
Saturday | Saturday | 9 | 17 | 711873.3442 | 1093716.976 | 268367.5957 | 62356.3449 | 4611.1837 | 4692.4523 | 2145617.8967 | 850230.2946 | 1306287.5782 | 320526.4838 | 74475.6829 | 5507.3955 | 5604.4591 | 2562631.8941
Saturday | Saturday | 9 | 18 | 811193.7135 | 1056647.5591 | 262327.9667 | 62384.5467 | 3219.8014 | 4628.8379 | 2200402.4254 | 968854.1868 | 1262013.4927 | 313313.0159 | 74509.366 | 3845.5895 | 5528.481 | 2628064.132
Saturday | Saturday | 9 | 19 | 839528.5281 | 1029880.6246 | 255879.9491 | 62510.7027 | 2403.7021 | 4425.0642 | 2194628.5709 | 1002696.0464 | 1230044.2404 | 305611.7865 | 74660.0411 | 2870.8764 | 5285.1026 | 2621168.0934
Saturday | Saturday | 9 | 20 | 873747.154 | 983332.4037 | 250354.6612 | 62443.2867 | 1975.5845 | 4028.1385 | 2175881.2285 | 1043565.2721 | 1174449.0872 | 299012.625 | 74579.5224 | 2359.5515 | 4811.0319 | 2598777.0901
Saturday | Saturday | 9 | 21 | 913613.2796 | 938618.1183 | 243906.7008 | 62438.4184 | 2162.886 | 3984.4974 | 2164723.9005 | 1091179.6237 | 1121044.3062 | 291311.464 | 74573.708 | 2583.2561 | 4758.9089 | 2585451.267
Saturday | Saturday | 9 | 22 | 939474.2444 | 888797.1858 | 240160.6481 | 62421.6827 | 1765.9852 | 3144.5803 | 2135764.3265 | 1122066.8256 | 1061540.3699 | 286837.343 | 74553.7196 | 2109.2153 | 3755.7488 | 2550863.2221
Saturday | Saturday | 9 | 23 | 920068.4388 | 856278.5701 | 232798.3931 | 62429.2774 | 2203.022 | 2389.059 | 2076166.7604 | 1098889.3827 | 1022701.5618 | 278044.1885 | 74562.7904 | 2631.1928 | 2853.3873 | 2479682.5035
Sunday | Sunday | 10 | 0 | 862955.1984 | 760630.6976 | 223956.0421 | 68984.8086 | 2576.521 | 1985.8879 | 1921089.1556 | 1030675.8338 | 908463.9387 | 267483.2724 | 82392.4293 | 3077.2836 | 2371.8574 | 2294464.6152
Sunday | Sunday | 10 | 1 | 816616.7668 | 733610.835 | 221952.9801 | 68931.8702 | 3216.1594 | 2943.4853 | 1847272.0967 | 975331.2438 | 876192.6001 | 265090.903 | 82329.2019 | 3841.2397 | 3515.5697 | 2206300.7581
Sunday | Sunday | 10 | 2 | 779324.853 | 719101.4478 | 221845.0229 | 68928.023 | 3000.5509 | 3007.3055 | 1795207.2031 | 930791.4178 | 858863.2244 | 264961.9637 | 82324.607 | 3583.7264 | 3591.7938 | 2144116.7331
Sunday | Sunday | 10 | 3 | 742726.3394 | 694914.2656 | 218876.6877 | 68918.8692 | 2889.1532 | 2997.6834 | 1731322.9985 | 887079.7587 | 829975.1151 | 261416.7143 | 82313.6742 | 3450.6779 | 3580.3015 | 2067816.2416
Sunday | Sunday | 10 | 4 | 712046.9242 | 693713.1821 | 217432.795 | 68916.1448 | 3007.7379 | 2980.2065 | 1698096.9905 | 850437.611 | 828540.5936 | 259692.1923 | 82310.4202 | 3592.3102 | 3559.4279 | 2028132.5551
Sunday | Sunday | 10 | 5 | 692900.1293 | 704393.2746 | 214509.5274 | 277.1564 | 3737.2131 | 2994.0505 | 1618811.3514 | 827569.5191 | 841296.4276 | 256200.7696 | 331.0235 | 4463.5634 | 3575.9626 | 1933437.2658
Sunday | Sunday | 10 | 6 | 689417.9708 | 699398.38 | 211615.0318 | 384.2472 | 3410.207 | 2927.4812 | 1607153.3178 | 823410.5816 | 835330.7446 | 252743.711 | 458.928 | 4073.0016 | 3496.4551 | 1919513.4219
Sunday | Sunday | 10 | 7 | 696485.124 | 738991.9672 | 211922.4378 | 364.5791 | 2227.954 | 2786.9786 | 1652779.0406 | 831851.2794 | 882619.5883 | 253110.8633 | 435.4373 | 2660.9705 | 3328.6449 | 1974006.7837
Sunday | Sunday | 10 | 8 | 692032.1025 | 823387.5554 | 215359.2902 | 198.564 | 1908.1348 | 2759.9777 | 1735645.6246 | 826532.7859 | 983417.9767 | 257215.689 | 237.1562 | 2278.9925 | 3296.3963 | 2072978.9966
Sunday | Sunday | 10 | 9 | 669353.7853 | 899475.5641 | 216370.3318 | 202.1577 | 3068.8269 | 2628.8027 | 1791099.4686 | 799446.7987 | 1074294.1565 | 258423.2329 | 241.4483 | 3665.2723 | 3139.7266 | 2139210.6353
Sunday | Sunday | 10 | 10 | 657045.5379 | 940433.9256 | 220205.8532 | 229.8714 | 3029.2987 | 2528.1631 | 1823472.6499 | 784746.3679 | 1123213.0268 | 263004.2113 | 274.5483 | 3618.0615 | 3019.5272 | 2177875.7429
Sunday | Sunday | 10 | 11 | 651911.7405 | 980516.9575 | 222715.0234 | 265.8796 | 3672.5306 | 2666.5057 | 1861748.6372 | 778614.7855 | 1171086.4418 | 266001.0541 | 317.5549 | 4386.3094 | 3184.7574 | 2223590.903
Sunday | Sunday | 10 | 12 | 655912.0859 | 977916.2005 | 225715.6578 | 275.5647 | 3417.3939 | 2661.9892 | 1865898.8919 | 783392.6225 | 1167980.2117 | 269584.8802 | 329.1223 | 4081.5854 | 3179.3631 | 2228547.7852
Sunday | Sunday | 10 | 13 | 654919.9433 | 959527.7073 | 226144.2088 | 289.8205 | 4330.1364 | 2813.0957 | 1848024.912 | 782207.6509 | 1146017.8021 | 270096.7227 | 346.1489 | 5171.7249 | 3359.8382 | 2207199.8878
Sunday | Sunday | 10 | 14 | 646883.7317 | 939742.4744 | 221420.4936 | 294.1479 | 4617.6143 | 3072.7948 | 1816031.2566 | 772609.5523 | 1122387.1878 | 264454.9245 | 351.3173 | 5515.0759 | 3670.0113 | 2168988.0692
Sunday | Sunday | 10 | 15 | 664477.8779 | 927274.3659 | 217591.1287 | 260.4084 | 5102.7333 | 3158.8048 | 1817865.3191 | 793623.2288 | 1107495.826 | 259881.299 | 311.0204 | 6094.4808 | 3772.7379 | 2171178.5929
Sunday | Sunday | 10 | 16 | 675156.556 | 903061.8604 | 214152.8024 | 223.9767 | 4854.7836 | 3592.8803 | 1801042.8594 | 806377.3735 | 1078577.4715 | 255774.7129 | 267.508 | 5798.3405 | 4291.1786 | 2151086.5851
Sunday | Sunday | 10 | 17 | 706178.7285 | 873304.293 | 213856.1476 | 68849.4262 | 4082.1866 | 3625.9686 | 1869896.7506 | 843428.8954 | 1043036.3384 | 255420.4015 | 82230.7344 | 4875.5846 | 4330.6978 | 2233322.6522
Sunday | Sunday | 10 | 18 | 783866.2811 | 885446.6496 | 214296.5927 | 68866.9868 | 2723.8534 | 3652.0858 | 1958852.4493 | 936215.5003 | 1057538.6364 | 255946.4497 | 82251.708 | 3253.251 | 4361.891 | 2339567.4365
Sunday | Sunday | 10 | 19 | 828336.3152 | 880096.0331 | 210645.1716 | 69176.2042 | 1397.8614 | 3499.0155 | 1993150.601 | 989328.5584 | 1051148.0948 | 251585.3526 | 82621.0237 | 1669.5444 | 4179.0706 | 2380531.6444
Sunday | Sunday | 10 | 20 | 844174.8516 | 856205.6063 | 210965.1509 | 69003.0728 | 1218.1877 | 3391.0121 | 1984957.8814 | 1008245.4113 | 1022614.417 | 251967.5219 | 82414.2432 | 1454.95 | 4050.0761 | 2370746.6195
Sunday | Sunday | 10 | 21 | 867690.3107 | 827854.1631 | 207274.4062 | 68951.3615 | 1117.5705 | 3329.5483 | 1976217.3603 | 1036331.2441 | 988752.697 | 247559.4583 | 82352.4815 | 1334.7771 | 3976.6665 | 2360307.3246
Sunday | Sunday | 10 | 22 | 877381.2691 | 802881.3016 | 208924.5505 | 68949.244 | 995.3923 | 3185.4129 | 1962317.1704 | 1047905.6998 | 958926.2067 | 249530.3182 | 82349.9524 | 1188.8529 | 3804.5174 | 2343705.5475
Sunday | Sunday | 10 | 23 | 859154.7765 | 779967.4682 | 206897.4859 | 68946.6096 | 1178.6595 | 3136.9096 | 1919281.9093 | 1026136.7766 | 931558.9292 | 247109.2812 | 82346.806 | 1407.7392 | 3746.5872 | 2292306.1194
WeekDay | Monday | 10 | 0 | 826905.3802 | 750706.8987 | 203039.9685 | 68933.144 | 1505.6657 | 3105.7849 | 1854196.842 | 987619.5123 | 896611.3886 | 242502.0317 | 82330.7233 | 1798.301 | 3709.4133 | 2214571.3702
WeekDay | Monday | 10 | 1 | 790230.654 | 717935.058 | 201096.3671 | 68898.363 | 1882.9805 | 3063.5654 | 1783106.988 | 943816.8281 | 857470.1396 | 240180.6794 | 82289.1824 | 2248.9493 | 3658.9882 | 2129664.767
WeekDay | Monday | 10 | 2 | 758812.3875 | 694031.0888 | 201524.3829 | 68870.8406 | 1796.7371 | 3031.459 | 1728066.8958 | 906292.2288 | 828920.2874 | 240691.8827 | 82256.3108 | 2145.9439 | 3620.6416 | 2063927.2953
WeekDay | Monday | 10 | 3 | 716331.6548 | 698528.3381 | 200096.9764 | 68870.5404 | 2799.3164 | 3006.1273 | 1689632.9534 | 855555.1053 | 834291.6047 | 238987.051 | 82255.9524 | 3343.3807 | 3590.3865 | 2018023.4805
WeekDay | Monday | 10 | 4 | 687171.4892 | 696153.849 | 199310.7665 | 68871.7665 | 2457.9363 | 3027.237 | 1656993.0446 | 820727.4826 | 831455.6191 | 238048.0364 | 82257.4167 | 2935.6513 | 3615.5991 | 1979039.8052
WeekDay | Monday | 10 | 5 | 668287.6551 | 698927.6368 | 199426.9187 | 232.6303 | 2634.0166 | 3019.3822 | 1572528.2397 | 798173.4595 | 834768.5096 | 238186.7634 | 277.8434 | 3145.9538 | 3606.2177 | 1878158.7475
WeekDay | Monday | 10 | 6 | 662155.1532 | 688888.8896 | 198033.8815 | 316.9595 | 2328.5712 | 2920.6082 | 1554644.0633 | 790849.0683 | 822778.6704 | 236522.981 | 378.5625 | 2781.1434 | 3488.2463 | 1856798.6718
WeekDay | Monday | 10 | 7 | 674621.7348 | 692480.4184 | 197613.6526 | 187.7018 | 1764.3958 | 2735.726 | 1569403.6295 | 805738.6065 | 827068.2348 | 236021.078 | 224.1828 | 2107.317 | 3267.4312 | 1874426.8501
WeekDay | Monday | 10 | 8 | 695432.3386 | 729552.467 | 198981.7418 | 185.1941 | 2386.0668 | 2521.0938 | 1629058.9022 | 830593.8787 | 871345.4634 | 237655.0637 | 221.1877 | 2849.8136 | 3011.0839 | 1945676.491
WeekDay | Monday | 10 | 9 | 693694.2825 | 765522.4197 | 203026.0237 | 194.7947 | 2644.797 | 2482.8999 | 1667565.2175 | 828518.0208 | 914306.397 | 242485.3766 | 232.6543 | 3158.8295 | 2965.4667 | 1991666.7448
WeekDay | Monday | 10 | 10 | 678748.2004 | 796675.1226 | 203610.3041 | 214.903 | 2651.9839 | 2464.6375 | 1684365.1515 | 810667.076 | 951513.8187 | 243183.2154 | 256.6707 | 3167.4133 | 2943.6549 | 2011731.849
WeekDay | Monday | 10 | 11 | 671436.3568 | 821326.6375 | 204758.6934 | 239.9066 | 2784.9425 | 2865.5265 | 1703412.0632 | 801934.1307 | 980956.5067 | 244554.8013 | 286.534 | 3326.2131 | 3422.4591 | 2034480.6449
WeekDay | Monday | 10 | 12 | 666422.4305 | 846837.4348 | 205907.3145 | 249.2171 | 3298.8093 | 3267.2991 | 1725982.5054 | 795945.7171 | 1011425.484 | 245926.6639 | 297.654 | 3939.9531 | 3902.3187 | 2061437.7909
WeekDay | Monday | 10 | 13 | 659914.9898 | 849154.3761 | 205326.4403 | 246.1525 | 3870.1717 | 2732.3877 | 1721244.5181 | 788173.5153 | 1014192.737 | 245232.8933 | 293.9938 | 4622.3633 | 3263.4441 | 2055778.9467
WeekDay | Monday | 10 | 14 | 648905.9237 | 849198.5479 | 205059.5073 | 253.7357 | 4151.4733 | 3470.4437 | 1711039.6316 | 775024.7697 | 1014245.4939 | 244914.0802 | 303.0507 | 4958.3376 | 4144.9457 | 2043590.6779
WeekDay | Monday | 10 | 15 | 648520.8128 | 845583.3421 | 203676.6178 | 322.1005 | 4570.8991 | 3554.5882 | 1706228.3604 | 774564.8102 | 1009927.6506 | 243262.4176 | 384.7027 | 5459.2814 | 4245.4442 | 2037844.3067
WeekDay | Monday | 10 | 16 | 657330.1731 | 830814.7992 | 204499.229 | 348.2368 | 4448.721 | 3371.6697 | 1700812.8288 | 785086.3237 | 992288.7509 | 244244.9084 | 415.9188 | 5313.3572 | 4026.9744 | 2031376.2333
WeekDay | Monday | 10 | 17 | 690453.2961 | 825593.81 | 203701.8037 | 69011.9576 | 3902.5129 | 3372.0624 | 1796035.4427 | 824647.1287 | 986053.0304 | 243292.4985 | 82424.8548 | 4660.9902 | 4027.4434 | 2145105.9462
WeekDay | Monday | 10 | 18 | 777595.7897 | 860579.0411 | 205180.4568 | 69371.568 | 1893.7609 | 3389.0484 | 1918009.6648 | 928726.3004 | 1027837.8557 | 245058.537 | 82854.3577 | 2261.8249 | 4047.7307 | 2290786.6064
WeekDay | Monday | 10 | 19 | 886888.071 | 848132.2802 | 205965.6056 | 69684.1635 | 1510.2698 | 3301.3693 | 2015481.7593 | 1059260.2069 | 1012971.9905 | 245996.2843 | 83227.708 | 1803.8 | 3943.0106 | 2407203.0003
WeekDay | Monday | 10 | 20 | 945238.0509 | 822001.1568 | 205904.1593 | 69673.209 | 1383.4875 | 3269.4592 | 2047469.5227 | 1128950.8633 | 981762.123 | 245922.8955 | 83214.6244 | 1652.3768 | 3904.8986 | 2445407.7817
WeekDay | Monday | 10 | 21 | 984132.4616 | 795111.1236 | 205142.0379 | 69543.849 | 1469.7309 | 3211.9228 | 2058611.1259 | 1175404.6413 | 949645.8469 | 245012.6512 | 83060.1226 | 1755.3821 | 3836.1797 | 2458714.8238
WeekDay | Monday | 10 | 22 | 989494.482 | 780212.775 | 204598.7144 | 69118.4237 | 1246.9355 | 3157.7248 | 2047829.0554 | 1181808.8032 | 931851.9129 | 244363.7294 | 82552.0132 | 1489.2851 | 3771.4479 | 2445837.1917
WeekDay | Monday | 10 | 23 | 947419.8595 | 757509.9444 | 205222.9558 | 69054.514 | 1642.2177 | 3133.964 | 1983983.4555 | 1131556.7198 | 904736.6479 | 245109.296 | 82475.6823 | 1961.3928 | 3743.0691 | 2369582.8079
WeekDay | Tuesday | 10 | 0 | 917240.7848 | 737534.2494 | 204637.247 | 68920.6489 | 2249.5148 | 3100.5811 | 1933683.026 | 1095512.1568 | 880878.5541 | 244409.751 | 82315.7997 | 2686.7218 | 3703.1981 | 2309506.1815
WeekDay | Tuesday | 10 | 1 | 860436.3898 | 723818.7629 | 203273.1354 | 68916.6783 | 2889.1532 | 3045.5976 | 1862379.7174 | 1027667.4793 | 864497.3787 | 242780.516 | 82311.0574 | 3450.6779 | 3637.5282 | 2224344.6375
WeekDay | Tuesday | 10 | 2 | 820482.8556 | 705468.0836 | 207411.9899 | 68913.2914 | 2720.2599 | 3032.3426 | 1808028.8231 | 979948.7307 | 842580.1324 | 247723.7822 | 82307.0122 | 3248.9591 | 3621.697 | 2159430.3136
WeekDay | Tuesday | 10 | 3 | 802421.9843 | 698202.179 | 210181.0329 | 68914.134 | 2314.1974 | 3081.7296 | 1785115.2571 | 958377.6182 | 833902.0546 | 251031.0057 | 82308.0186 | 2763.9758 | 3680.6827 | 2132063.3556
WeekDay | Tuesday | 10 | 4 | 782598.083 | 701165.7255 | 214160.9856 | 68914.4085 | 2033.9064 | 3168.5251 | 1772041.6341 | 934700.8201 | 837441.5846 | 255784.4866 | 82308.3465 | 2429.2085 | 3784.3474 | 2116448.7937
WeekDay | Tuesday | 10 | 5 | 785035.6148 | 730741.1806 | 222612.751 | 275.0789 | 2569.334 | 3343.3924 | 1744577.3518 | 937612.1012 | 872765.2108 | 265878.9045 | 328.5422 | 3068.6998 | 3993.2012 | 2083646.6597
WeekDay | Tuesday | 10 | 6 | 766235.6628 | 786680.292 | 234823.6958 | 268.6207 | 2156.0845 | 3478.0039 | 1793642.3597 | 915158.2633 | 939576.4315 | 280463.1213 | 320.8288 | 2575.1327 | 4153.9753 | 2142247.7528
WeekDay | Tuesday | 10 | 7 | 617892.8413 | 937389.0925 | 248389.6729 | 244.5152 | 2213.5801 | 3791.8029 | 1809921.5048 | 737984.1045 | 1119576.4117 | 296665.7292 | 292.0382 | 2643.8029 | 4528.763 | 2161690.8497
WeekDay | Tuesday | 10 | 8 | 541074.5964 | 1125750.9851 | 264942.5482 | 279.0817 | 3011.3313 | 3829.8004 | 1938888.3431 | 646235.7626 | 1344547.5934 | 316435.7573 | 333.3229 | 3596.6021 | 4574.1456 | 2315723.184
WeekDay | Tuesday | 10 | 9 | 523349.4706 | 1211347.4366 | 276270.7582 | 287.4973 | 3101.1682 | 3841.1899 | 2018197.5208 | 625065.6499 | 1446780.2402 | 329965.6744 | 343.3742 | 3703.8992 | 4587.7487 | 2410446.5866
WeekDay | Tuesday | 10 | 10 | 526684.4635 | 1261688.2688 | 282544.8456 | 274.721 | 3385.0526 | 3945.2659 | 2078522.6174 | 629048.8192 | 1506905.1219 | 337459.1692 | 328.1147 | 4042.9584 | 4712.0525 | 2482496.2358
WeekDay | Tuesday | 10 | 11 | 522344.6629 | 1264559.5945 | 285329.1577 | 262.4937 | 2831.6576 | 4060.2404 | 2079387.8069 | 623865.5517 | 1510334.5073 | 340784.6295 | 313.511 | 3382.0077 | 4849.373 | 2483529.5802
WeekDay | Tuesday | 10 | 12 | 533284.8517 | 1266983.0721 | 290007.7967 | 263.1629 | 2849.625 | 4210.3651 | 2097598.8734 | 636932.0333 | 1513229.0026 | 346372.5906 | 314.3102 | 3403.4671 | 5028.6754 | 2505280.0792
WeekDay | Tuesday | 10 | 13 | 532122.6224 | 1272714.9544 | 292979.5115 | 255.0829 | 3474.8895 | 4386.2143 | 2105933.275 | 635543.9176 | 1520074.9115 | 349921.8765 | 304.6598 | 4150.2556 | 5238.702 | 2515234.3228
WeekDay | Tuesday | 10 | 14 | 542232.9648 | 1261980.1296 | 292692.5817 | 238.8562 | 3834.2369 | 4642.9678 | 2105621.737 | 647619.267 | 1507253.7076 | 349579.18 | 285.2794 | 4579.4444 | 5545.3571 | 2514862.2355
WeekDay | Tuesday | 10 | 15 | 589282.8951 | 1201988.0154 | 290437.3779 | 218.3433 | 3830.6434 | 4541.9356 | 2090299.2107 | 703813.6399 | 1435601.7581 | 346885.6635 | 260.7797 | 4575.1525 | 5424.6886 | 2496561.6823
WeekDay | Tuesday | 10 | 16 | 650578.8512 | 1176026.1338 | 282291.8388 | 203.8129 | 3977.9759 | 4075.4591 | 2117154.0716 | 777022.841 | 1404594.0255 | 337156.989 | 243.4251 | 4751.1199 | 4867.5495 | 2528635.9501
WeekDay | Tuesday | 10 | 17 | 712977.8598 | 1064931.286 | 271629.3434 | 68842.2521 | 3359.8983 | 3925.3344 | 2125665.974 | 851549.4796 | 1271907.2127 | 324422.1723 | 82222.166 | 4012.9152 | 4688.2472 | 2538802.1929
WeekDay | Tuesday | 10 | 18 | 831622.4108 | 1014894.5473 | 262347.3377 | 69062.3762 | 1839.8588 | 3833.2369 | 2183599.7676 | 993253.3267 | 1212145.527 | 313336.1517 | 82485.0725 | 2197.4466 | 4578.25 | 2607995.7745
WeekDay | Tuesday | 10 | 19 | 926680.6528 | 949302.5898 | 257180.1311 | 69347.3536 | 1566.7547 | 3758.6164 | 2207836.0984 | 1106786.7211 | 1133805.3703 | 307164.6669 | 82825.4371 | 1871.2631 | 4489.1265 | 2636942.5849
WeekDay | Tuesday | 10 | 20 | 990417.1402 | 898479.7594 | 253043.7852 | 69211.402 | 1466.1375 | 3651.5948 | 2216269.8192 | 1182910.7857 | 1073104.8111 | 302224.3968 | 82663.0625 | 1751.0903 | 4361.3047 | 2647015.451
WeekDay | Tuesday | 10 | 21 | 1044800.9364 | 856147.0495 | 248109.227 | 69016.4339 | 1444.5766 | 3505.6921 | 2223023.9155 | 1247864.4063 | 1022544.4794 | 296330.7769 | 82430.2011 | 1725.3389 | 4187.0448 | 2655082.2475
WeekDay | Tuesday | 10 | 22 | 1044036.7502 | 810668.0543 | 243943.8772 | 68871.2574 | 1297.2442 | 3392.9758 | 2172210.159 | 1246951.6958 | 968226.3625 | 291355.8658 | 82256.8087 | 1549.3715 | 4052.4215 | 2594392.5257
WeekDay | Tuesday | 10 | 23 | 982977.966 | 781469.15 | 242556.6024 | 68874.0341 | 1473.3244 | 3315.017 | 2080666.0939 | 1174025.7623 | 933352.4721 | 289698.9657 | 82260.125 | 1759.674 | 3959.3109 | 2485056.3101
WeekDay | Wednesday | 10 | 0 | 913605.5887 | 766928.4909 | 238315.4525 | 68861.0199 | 1811.111 | 3268.0846 | 1992789.7476 | 1091170.4381 | 915985.7467 | 284633.5224 | 82244.5814 | 2163.1115 | 3903.2569 | 2380100.6569
WeekDay | Wednesday | 10 | 1 | 859096.3639 | 741814.4972 | 234357.1443 | 68862.1436 | 2285.4496 | 3250.2149 | 1909665.8136 | 1026067.0111 | 885990.6943 | 279905.8926 | 82245.9236 | 2729.6407 | 3881.9142 | 2280821.0765
WeekDay | Wednesday | 10 | 2 | 814834.5597 | 724721.3031 | 238448.6384 | 68861.3478 | 2249.5148 | 3230.4798 | 1852345.8436 | 973202.6539 | 865575.3331 | 284792.5936 | 82244.973 | 2686.7218 | 3858.3433 | 2212360.6188
WeekDay | Wednesday | 10 | 3 | 798140.5246 | 703278.7365 | 239727.3948 | 68861.958 | 2454.3428 | 3304.6094 | 1815767.5662 | 953264.0306 | 839965.2722 | 286319.8842 | 82245.7019 | 2931.3594 | 3946.8805 | 2168673.1289
WeekDay | Wednesday | 10 | 4 | 774199.3152 | 707416.6285 | 240838.3449 | 68859.3736 | 3183.8181 | 3415.2638 | 1797912.7441 | 924669.7004 | 844907.3889 | 287646.7543 | 82242.6152 | 3802.6127 | 4079.0412 | 2147348.1127
WeekDay | Wednesday | 10 | 5 | 778017.5827 | 738070.4737 | 245653.9129 | 222.4428 | 3841.4239 | 3543.7878 | 1769349.6238 | 929230.0715 | 881518.9969 | 293398.2575 | 265.6759 | 4588.0282 | 4232.5447 | 2113233.5747
WeekDay | Wednesday | 10 | 6 | 762215.0527 | 790325.3565 | 251703.9916 | 219.6416 | 2698.6991 | 3703.9274 | 1810866.6689 | 910356.2229 | 943929.9367 | 300624.2061 | 262.3303 | 3223.2078 | 4423.8084 | 2162819.7122
WeekDay | Wednesday | 10 | 7 | 611310.3861 | 922585.7609 | 263702.4158 | 202.878 | 1983.5977 | 3986.6999 | 1803771.7384 | 730122.3088 | 1101895.9618 | 314954.5976 | 242.3086 | 2369.1221 | 4761.5395 | 2154345.8384
WeekDay | Wednesday | 10 | 8 | 530803.4069 | 1108553.2917 | 274608.4012 | 223.1086 | 3237.7202 | 3800.7377 | 1921226.6664 | 633968.3045 | 1324007.4228 | 327980.2282 | 266.4711 | 3866.991 | 4539.4344 | 2294628.852
WeekDay | Wednesday | 10 | 9 | 511078.2816 | 1203857.7369 | 280677.7486 | 278.7248 | 3500.0438 | 3768.9258 | 2003161.4616 | 610409.4801 | 1437834.8714 | 335229.1905 | 332.8967 | 4180.2988 | 4501.4396 | 2392488.1772
WeekDay | Wednesday | 10 | 10 | 515205.5375 | 1260934.3627 | 281379.1378 | 332.6271 | 3794.7087 | 3732.0083 | 2065378.382 | 615338.8935 | 1506004.6895 | 336066.8989 | 397.2752 | 4532.2336 | 4457.347 | 2466797.3377
WeekDay | Wednesday | 10 | 11 | 503661.4081 | 1336047.5834 | 283625.357 | 336.6565 | 3909.6999 | 3858.765 | 2131439.47 | 601551.0918 | 1595716.6253 | 338749.6847 | 402.0877 | 4669.574 | 4608.7396 | 2545697.8032
WeekDay | Wednesday | 10 | 12 | 511898.0697 | 1336358.2867 | 288234.5562 | 338.2927 | 3600.6611 | 4118.2677 | 2144548.1341 | 611388.599 | 1596087.7157 | 344254.71 | 404.042 | 4300.4717 | 4918.6783 | 2561354.2166
WeekDay | Wednesday | 10 | 13 | 510284.2524 | 1335451.7368 | 288907.8147 | 335.8862 | 4118.1214 | 4465.8423 | 2143563.6538 | 609461.1265 | 1595004.9723 | 345058.8204 | 401.1677 | 4918.5035 | 5333.8061 | 2560178.3965
WeekDay | Wednesday | 10 | 14 | 524923.5391 | 1333317.2574 | 284774.717 | 316.1169 | 5498.0154 | 4541.0519 | 2153370.6978 | 626945.6483 | 1592455.6437 | 340122.4298 | 377.5562 | 6566.5885 | 5423.6332 | 2571891.4996
WeekDay | Wednesday | 10 | 15 | 569161.566 | 1274747.4512 | 277537.7732 | 287.2862 | 5415.3655 | 4399.1747 | 2131548.6167 | 679781.607 | 1522502.4364 | 331478.9415 | 343.122 | 6467.875 | 5254.1813 | 2545828.1633
WeekDay | Wednesday | 10 | 16 | 624747.2748 | 1190308.8561 | 271107.3635 | 225.115 | 5163.8224 | 4036.2833 | 2095588.7152 | 746170.7393 | 1421652.6826 | 323798.7424 | 268.8675 | 6167.4429 | 4820.7597 | 2502879.2343
WeekDay | Wednesday | 10 | 17 | 687369.061 | 1074807.3421 | 262787.0083 | 68881.3027 | 5253.6592 | 3973.6413 | 2103072.0146 | 820963.4537 | 1283702.7409 | 313861.2751 | 82268.8063 | 6274.7401 | 4745.9429 | 2511816.9589
WeekDay | Wednesday | 10 | 18 | 808090.2734 | 989124.6547 | 255846.3499 | 69242.1224 | 3801.8957 | 3949.6842 | 2130054.9803 | 965147.5741 | 1181367.0977 | 305571.6571 | 82699.7536 | 4540.8174 | 4717.3296 | 2544044.2295
WeekDay | Wednesday | 10 | 19 | 940583.7658 | 947499.1468 | 253611.7975 | 69447.0069 | 2045.6975 | 3829.6041 | 2217017.0184 | 1123391.9893 | 1131651.417 | 302902.8058 | 82944.4586 | 2443.2913 | 4573.9111 | 2647907.8731
WeekDay | Wednesday | 10 | 20 | 1009823.8026 | 896362.9265 | 252030.8554 | 69642.8376 | 1631.4373 | 3715.415 | 2233207.2744 | 1206089.252 | 1070576.5588 | 301014.5978 | 83178.3502 | 1948.5171 | 4437.5287 | 2667244.8046
WeekDay | Wednesday | 10 | 21 | 1074014.278 | 852031.3747 | 247492.3895 | 69596.4707 | 1750.0219 | 3599.8514 | 2248484.3861 | 1282755.5399 | 1017628.898 | 295594.0532 | 83122.9716 | 2090.1494 | 4299.5046 | 2685491.1167
WeekDay | Wednesday | 10 | 22 | 1087691.4938 | 807801.0832 | 241824.7523 | 69140.8474 | 1512.8526 | 3442.7555 | 2211413.7848 | 1299091.0065 | 964802.178 | 288824.876 | 82578.7951 | 1806.8848 | 4111.8762 | 2641215.6167
WeekDay | Wednesday | 10 | 23 | 1026511.0013 | 776640.5694 | 237264.4785 | 68937.0034 | 1703.3067 | 3328.3701 | 2114384.7295 | 1226019.7101 | 927585.4273 | 283378.2851 | 82335.3328 | 2034.3549 | 3975.2593 | 2525328.3694
WeekDay | Thursday | 10 | 0 | 948993.2819 | 745255.5124 | 237375.1242 | 68930.7108 | 1926.1021 | 3271.6193 | 2005752.3506 | 1133435.9465 | 890100.4919 | 283510.4354 | 82327.8172 | 2300.4519 | 3907.4785 | 2395582.6214
WeekDay | Thursday | 10 | 1 | 893954.178 | 721931.7342 | 237345.9281 | 68918.7603 | 2637.61 | 3226.7488 | 1928014.9595 | 1067699.6552 | 862243.5944 | 283475.5649 | 82313.5441 | 3150.2457 | 3853.8872 | 2302736.4915
WeekDay | Thursday | 10 | 2 | 847876.4488 | 701705.5282 | 239014.0236 | 68887.6308 | 2677.1382 | 3208.1918 | 1863368.9615 | 1012666.4367 | 838086.3013 | 285467.865 | 82276.3644 | 3197.4565 | 3831.7236 | 2225526.1473
WeekDay | Thursday | 10 | 3 | 790926.0112 | 689705.1433 | 237585.5137 | 68883.6603 | 2641.2035 | 3293.6127 | 1793035.1447 | 944647.3323 | 823753.5679 | 283761.7154 | 82271.6221 | 3154.5376 | 3933.7465 | 2141522.5219
WeekDay | Thursday | 10 | 4 | 766442.7108 | 698957.3393 | 237799.8597 | 68887.5975 | 3381.4592 | 3351.0508 | 1778820.0173 | 915405.5523 | 834803.9849 | 284017.7209 | 82276.3245 | 4038.6665 | 4002.3481 | 2124544.5972
WeekDay | Thursday | 10 | 5 | 765667.4646 | 725200.8661 | 239862.0415 | 251.9694 | 3633.0024 | 3540.7441 | 1738156.0881 | 914479.6323 | 866148.1022 | 286480.7004 | 300.9412 | 4339.0987 | 4228.9094 | 2075977.384
WeekDay | Thursday | 10 | 6 | 745010.1022 | 759304.2344 | 248858.6746 | 246.9028 | 3090.3878 | 3735.4447 | 1760245.7466 | 889807.3847 | 906879.6693 | 297225.8843 | 294.8899 | 3691.0236 | 4461.4513 | 2102360.3031
WeekDay | Thursday | 10 | 7 | 593557.0294 | 895584.6703 | 262298.4117 | 229.1111 | 2490.2776 | 3949.6842 | 1758109.1843 | 708918.4784 | 1069647.0437 | 313277.7167 | 273.6402 | 2974.2783 | 4717.3296 | 2099808.4868
WeekDay | Thursday | 10 | 8 | 522574.8166 | 1085770.3302 | 275973.645 | 257.794 | 3079.6073 | 3575.6979 | 1891231.8911 | 624140.4372 | 1296796.453 | 329610.8155 | 307.8978 | 3678.1479 | 4270.6567 | 2258804.4081
WeekDay | Thursday | 10 | 9 | 505196.8876 | 1193233.238 | 282541.3238 | 263.2329 | 3453.3287 | 3340.8396 | 1988028.8506 | 603385.0012 | 1425145.436 | 337454.9629 | 314.3938 | 4124.5043 | 3990.1523 | 2374414.4505
WeekDay | Thursday | 10 | 10 | 504517.3903 | 1248090.1145 | 283540.9237 | 293.7521 | 3934.8542 | 3370.3933 | 2043747.4282 | 602573.4394 | 1490664.0829 | 338648.8412 | 350.8447 | 4699.6172 | 4025.4499 | 2440962.2753
WeekDay | Thursday | 10 | 11 | 493733.0574 | 1255951.4637 | 287534.4474 | 309.0329 | 3906.1064 | 3499.2119 | 2044933.3197 | 589693.1052 | 1500053.3336 | 343418.5307 | 369.0953 | 4665.2821 | 4179.3052 | 2442378.652
WeekDay | Thursday | 10 | 12 | 500137.4521 | 1253591.3606 | 293175.7252 | 331.0397 | 3769.5544 | 3409.9618 | 2054415.0938 | 597342.2333 | 1497234.5299 | 350156.2255 | 395.3793 | 4502.1904 | 4072.7088 | 2453703.2671
WeekDay | Thursday | 10 | 13 | 498900.3763 | 1269793.6086 | 292980.811 | 353.7635 | 4937.4335 | 3583.7491 | 2070549.7421 | 595864.7243 | 1516585.7842 | 349923.4285 | 422.5197 | 5897.054 | 4280.2727 | 2472973.7833
WeekDay | Thursday | 10 | 14 | 509440.3776 | 1250409.7748 | 286544.149 | 339.2931 | 4402.0058 | 4171.7785 | 2055307.3789 | 608453.2395 | 1493434.5834 | 342235.7617 | 405.2368 | 5257.5627 | 4982.5892 | 2454768.9733
WeekDay | Thursday | 10 | 15 | 554287.893 | 1188733.8141 | 283179.3982 | 306.1817 | 4488.2492 | 4379.7341 | 2035375.2703 | 662017.1445 | 1419771.5214 | 338217.051 | 365.69 | 5360.568 | 5230.9623 | 2430962.9372
WeekDay | Thursday | 10 | 16 | 602237.0112 | 1112083.33 | 280209.8909 | 283.24 | 4437.9406 | 4101.2817 | 2003352.6945 | 719285.4679 | 1328223.5457 | 334670.4018 | 338.2895 | 5300.4815 | 4898.391 | 2392716.5773
WeekDay | Thursday | 10 | 17 | 654504.7894 | 1018783.2562 | 272754.2571 | 68917.9911 | 4502.6231 | 3919.0505 | 2023381.9674 | 781711.8093 | 1216790.0303 | 325765.7198 | 82312.6254 | 5377.7355 | 4680.742 | 2416638.6624
WeekDay | Thursday | 10 | 18 | 760478.9884 | 979845.8484 | 266821.6347 | 68920.6155 | 3640.1893 | 3292.5326 | 2082999.809 | 908282.7438 | 1170284.8985 | 318680.0558 | 82315.7598 | 4347.6824 | 3932.4566 | 2487843.597
WeekDay | Thursday | 10 | 19 | 863885.8342 | 946064.4651 | 260861.498 | 69197.7297 | 2389.6603 | 411.002 | 2142810.1893 | 1031787.3444 | 1129937.8961 | 311561.5301 | 82646.7329 | 2854.1054 | 490.8828 | 2559278.4916
WeekDay | Thursday | 10 | 20 | 926071.2581 | 891743.9771 | 252635.657 | 69543.2554 | 1944.0695 | 418.5623 | 2142356.7793 | 1106058.8867 | 1065059.8881 | 301736.9464 | 83059.4136 | 2321.9113 | 499.9124 | 2558736.9586
WeekDay | Thursday | 10 | 21 | 991292.9105 | 844689.9835 | 244199.1209 | 69449.5746 | 1663.7785 | 418.8568 | 2151714.2248 | 1183956.7673 | 1008860.6623 | 291660.7178 | 82947.5253 | 1987.1441 | 500.2642 | 2569913.0809
WeekDay | Thursday | 10 | 22 | 997435.4994 | 798475.5895 | 239768.691 | 69210.8851 | 1674.559 | 412.9657 | 2106978.1897 | 1191293.206 | 953664.2174 | 286369.2066 | 82662.4451 | 2000.0198 | 493.2281 | 2516482.323
WeekDay | Thursday | 10 | 23 | 942744.9192 | 769324.5106 | 237598.2676 | 68987.134 | 1825.4849 | 409.5292 | 2020889.8456 | 1125973.1762 | 918847.4476 | 283776.9481 | 82395.2066 | 2180.279 | 489.1238 | 2413662.1813
WeekDay | Friday | 10 | 0 | 877177.9038 | 693369.0174 | 239273.4295 | 68954.2538 | 1915.3217 | 411.7875 | 1881101.7138 | 1047662.8092 | 828129.5385 | 285777.688 | 82355.936 | 2287.5762 | 491.8209 | 2246705.3688
WeekDay | Friday | 10 | 1 | 823845.0536 | 676603.5551 | 238220.5192 | 68934.1022 | 2536.9927 | 408.9401 | 1810549.1629 | 983964.3924 | 808105.6057 | 284520.1381 | 82331.8677 | 3030.0729 | 488.4202 | 2162440.4969
WeekDay | Friday | 10 | 2 | 784983.1028 | 662861.0901 | 238038.9987 | 68932.2759 | 2576.521 | 407.1728 | 1757799.1613 | 937549.3832 | 791692.2084 | 284303.338 | 82329.6865 | 3077.2836 | 486.3093 | 2099438.2091
WeekDay | Friday | 10 | 3 | 790591.4722 | 665740.8939 | 236323.246 | 68931.8279 | 2321.3843 | 407.0746 | 1764315.899 | 944247.7736 | 795131.7197 | 282254.1182 | 82329.1514 | 2772.5596 | 486.1921 | 2107221.5146
WeekDay | Friday | 10 | 4 | 769534.0597 | 664107.1941 | 236669.5638 | 68930.2084 | 2310.6039 | 405.7982 | 1741957.4281 | 919097.7238 | 793180.5003 | 282667.745 | 82327.2171 | 2759.6839 | 484.6676 | 2080517.5377
WeekDay | Friday | 10 | 5 | 773657.6302 | 687188.3454 | 241556.7038 | 294.8971 | 2860.4054 | 401.4781 | 1705959.46 | 924022.7355 | 820747.6149 | 288504.7307 | 352.2121 | 3416.3428 | 479.5078 | 2037523.1438
WeekDay | Friday | 10 | 6 | 758007.7837 | 732648.7244 | 251031.7759 | 290.2563 | 3047.2661 | 411.4929 | 1745437.2993 | 905331.2454 | 875043.4974 | 299821.3411 | 346.6693 | 3639.5209 | 491.4691 | 2084673.7433
WeekDay | Friday | 10 | 7 | 612026.0329 | 874650.1007 | 265244.7265 | 280.9736 | 2583.7079 | 413.9476 | 1755199.4891 | 730977.046 | 1044643.7121 | 316796.6658 | 335.5825 | 3085.8674 | 494.4008 | 2096333.2746
WeekDay | Friday | 10 | 8 | 539085.4038 | 1068190.9562 | 275039.4863 | 292.7551 | 3052.8809 | 425.337 | 1886086.8193 | 643859.9583 | 1275800.4198 | 328495.0973 | 349.6538 | 3646.227 | 508.0039 | 2252659.3601
WeekDay | Friday | 10 | 9 | 523541.5435 | 1163043.8605 | 282842.6536 | 319.4472 | 3137.1029 | 414.4385 | 1973299.0463 | 625295.0534 | 1389088.5678 | 337814.8581 | 381.5337 | 3746.8181 | 494.9872 | 2356821.8183
WeekDay | Friday | 10 | 10 | 527123.8526 | 1218706.6829 | 286608.3885 | 316.058 | 3433.7891 | 412.8675 | 2036601.6387 | 629573.6063 | 1455569.8012 | 342312.4866 | 377.4858 | 4101.1671 | 493.1109 | 2432427.6578
WeekDay | Friday | 10 | 11 | 517068.3813 | 1232369.8783 | 290018.259 | 314.0394 | 3032.8922 | 417.0895 | 2043220.5396 | 617563.7925 | 1471888.5223 | 346385.0863 | 375.0749 | 3622.3534 | 498.1534 | 2440332.9827
WeekDay | Friday | 10 | 12 | 529644.5139 | 1232655.4166 | 292049.9562 | 300.2615 | 3338.3375 | 411.2966 | 2058399.7822 | 632584.1735 | 1472229.5568 | 348811.6563 | 358.6192 | 3987.1638 | 491.2346 | 2458462.4042
WeekDay | Friday | 10 | 13 | 524488.2033 | 1232270.9659 | 291126.6015 | 319.9863 | 3751.587 | 2608.6748 | 2054566.0188 | 626425.7024 | 1471770.3858 | 347708.842 | 382.1776 | 4480.731 | 3115.6867 | 2453883.5253
WeekDay | Friday | 10 | 14 | 536274.7418 | 1221622.9908 | 286811.6507 | 315.5845 | 4168.43 | 4108.6456 | 2053302.0434 | 640503.0269 | 1459052.9114 | 342555.254 | 376.9203 | 4978.59 | 4907.186 | 2452373.8886
WeekDay | Friday | 10 | 15 | 576551.0363 | 1162440.8822 | 277496.3884 | 314.2973 | 4067.8127 | 3869.0744 | 2024739.4912 | 688607.2662 | 1388368.397 | 331429.5134 | 375.3829 | 4858.4171 | 4621.0527 | 2418260.0292
WeekDay | Friday | 10 | 16 | 636085.1712 | 1092358.5526 | 271431.2251 | 324.8238 | 4326.5429 | 3551.1517 | 2008077.4673 | 759712.2254 | 1304665.1368 | 324185.5484 | 387.9553 | 5167.433 | 4241.3398 | 2398359.6387
WeekDay | Friday | 10 | 17 | 695048.7477 | 992454.511 | 266848.2121 | 69335.1096 | 2946.6488 | 3387.1829 | 2030020.4121 | 830135.7346 | 1185344.132 | 318711.7987 | 82810.8134 | 3519.3481 | 4045.5027 | 2424567.3295
WeekDay | Friday | 10 | 18 | 810510.852 | 950149.7438 | 261990.8954 | 69460.0634 | 1660.1851 | 3428.126 | 2097199.8656 | 968038.607 | 1134817.1739 | 312910.4328 | 82960.0527 | 1982.8522 | 4094.4033 | 2504803.5218
WeekDay | Friday | 10 | 19 | 916276.9035 | 937594.3133 | 256871.1245 | 69843.7448 | 1477.9285 | 3398.1796 | 2185462.1942 | 1094360.9393 | 1119821.5185 | 306795.6029 | 83418.3049 | 1765.173 | 4058.6366 | 2610220.1753
WeekDay | Friday | 10 | 20 | 979919.7266 | 881272.4039 | 253931.3098 | 69915.6011 | 1189.4399 | 3292.2381 | 2189520.7195 | 1170373.1354 | 1052553.1006 | 303284.4173 | 83504.1269 | 1420.6149 | 3932.1047 | 2615067.4998
WeekDay | Friday | 10 | 21 | 1042674.4225 | 843321.6504 | 248966.4809 | 69391.0038 | 1541.6004 | 3162.5358 | 2209057.6939 | 1245324.5914 | 1007226.3853 | 297354.6434 | 82877.5709 | 1841.2199 | 3777.1941 | 2638401.605
WeekDay | Friday | 10 | 22 | 1054743.0917 | 795569.8815 | 246399.5483 | 69265.0263 | 1153.5052 | 3038.8228 | 2170169.8759 | 1259738.8803 | 950193.7672 | 294288.8118 | 82727.109 | 1377.696 | 3629.4367 | 2591955.701
WeekDay | Friday | 10 | 23 | 1004120.1776 | 764367.2182 | 243685.5362 | 69002.5771 | 1318.805 | 2970.9771 | 2085465.2911 | 1199277.0924 | 912926.675 | 291047.3147 | 82413.6511 | 1575.1229 | 3548.4047 | 2490788.2608
Saturday | Saturday | 10 | 0 | 935943.7724 | 740920.8503 | 242145.1733 | 68959.9173 | 1405.0484 | 2938.2815 | 1992313.0432 | 1117850.1848 | 884923.3616 | 289207.5729 | 82362.7001 | 1678.1282 | 3509.3545 | 2379531.3021
Saturday | Saturday | 10 | 1 | 879974.0096 | 721913.7963 | 239558.5541 | 68917.283 | 1419.4223 | 2932.5868 | 1914715.6521 | 1051002.3553 | 862222.1702 | 286118.2283 | 82311.7797 | 1695.2957 | 3502.553 | 2286852.3822
Saturday | Saturday | 10 | 2 | 838268.3278 | 702284.3117 | 239843.6936 | 68914.8265 | 1433.7962 | 2910.6915 | 1853655.6473 | 1001190.9184 | 838777.5749 | 286458.7864 | 82308.8457 | 1712.4633 | 3476.4023 | 2213924.991
Saturday | Saturday | 10 | 3 | 787950.5768 | 684682.4974 | 239298.5444 | 68913.4359 | 1753.6154 | 2986.1957 | 1785584.8656 | 941093.604 | 817754.7399 | 285807.6842 | 82307.1848 | 2094.4413 | 3566.5812 | 2132624.2354
Saturday | Saturday | 10 | 4 | 767567.2075 | 683663.7567 | 241008.3792 | 68911.8163 | 2824.4707 | 3048.3468 | 1767023.9773 | 916748.6018 | 816538.0008 | 287849.8359 | 82305.2505 | 3373.4239 | 3640.8117 | 2110455.9245
Saturday | Saturday | 10 | 5 | 770435.8498 | 708351.1536 | 248970.128 | 275.4435 | 3295.2158 | 3158.2157 | 1734486.0065 | 920174.7824 | 846023.5447 | 297358.9994 | 328.9776 | 3935.6612 | 3772.0343 | 2071593.9996
Saturday | Saturday | 10 | 6 | 756570.4123 | 744748.746 | 258756.3294 | 272.9269 | 2795.7229 | 3250.5095 | 1766394.647 | 903614.512 | 889495.2324 | 309047.209 | 325.9719 | 3339.0888 | 3882.266 | 2109704.28
Saturday | Saturday | 10 | 7 | 627884.9234 | 879151.7338 | 268932.9615 | 247.9488 | 2418.4081 | 3530.4347 | 1782166.4103 | 749918.2091 | 1050020.2652 | 321201.7319 | 296.1392 | 2888.4405 | 4216.5963 | 2128541.3823
Saturday | Saturday | 10 | 8 | 564849.1504 | 1059274.8479 | 280042.9273 | 252.882 | 3119.1356 | 3338.1886 | 1910877.1317 | 674631.047 | 1265151.4112 | 334470.9877 | 302.0311 | 3725.3587 | 3986.9861 | 2282267.8218
Saturday | Saturday | 10 | 9 | 541643.9722 | 1159218.8226 | 283783.6804 | 255.2618 | 3690.498 | 3319.1407 | 1991911.3758 | 646915.8002 | 1384520.1104 | 338938.7791 | 304.8736 | 4407.7689 | 3964.2361 | 2379051.5682
Saturday | Saturday | 10 | 10 | 539709.1183 | 1192796.2213 | 285317.05 | 263.5486 | 3855.7978 | 4006.8278 | 2025948.5638 | 644604.8955 | 1424623.4824 | 340770.1685 | 314.7709 | 4605.1957 | 4785.5794 | 2419704.0924
Saturday | Saturday | 10 | 11 | 517448.2513 | 1203724.6296 | 282846.177 | 283.0689 | 3291.6223 | 3744.7723 | 2011338.5214 | 618017.4925 | 1437675.8939 | 337819.0662 | 338.085 | 3931.3693 | 4472.5918 | 2402254.4987
Saturday | Saturday | 10 | 12 | 523872.7871 | 1213722.1709 | 284136.0456 | 309.0751 | 3392.2396 | 3819.491 | 2029251.8094 | 625690.6762 | 1449616.5187 | 339359.6287 | 369.1458 | 4051.5422 | 4561.8325 | 2423649.3441
Saturday | Saturday | 10 | 13 | 519966.1962 | 1221353.1272 | 287456.8111 | 295.1805 | 3643.7828 | 3521.2053 | 2036236.3031 | 621024.8154 | 1458730.5981 | 343325.8053 | 352.5507 | 4351.9743 | 4205.5731 | 2431991.317
Saturday | Saturday | 10 | 14 | 525626.4762 | 1210231.3132 | 285752.1817 | 270.9794 | 4452.3145 | 3980.0234 | 2030313.2884 | 627785.2056 | 1445447.1914 | 341289.8707 | 323.6459 | 5317.6491 | 4753.5653 | 2424917.128
Saturday | Saturday | 10 | 15 | 558852.3144 | 1164002.5663 | 282113.7461 | 258.8622 | 5012.8964 | 3952.9243 | 2014193.3097 | 667468.6892 | 1390233.604 | 336944.2829 | 309.1737 | 5987.1836 | 4721.1994 | 2405664.1327
Saturday | Saturday | 10 | 16 | 602647.95 | 1097214.558 | 275436.992 | 252.2406 | 4693.0772 | 3695.2871 | 1983940.1049 | 719776.2751 | 1310464.9366 | 328969.8606 | 301.2651 | 5605.2056 | 4413.4888 | 2369531.0319
Saturday | Saturday | 10 | 17 | 661228.2314 | 999252.947 | 269490.4247 | 68898.8988 | 3715.6523 | 3579.1344 | 2006165.2885 | 789741.9935 | 1193463.8857 | 321867.5415 | 82289.8223 | 4437.8121 | 4274.7611 | 2396075.8162
Saturday | Saturday | 10 | 18 | 753684.9308 | 959223.2432 | 262414.6397 | 68935.0259 | 2594.4883 | 3607.7062 | 2050460.0342 | 900168.2195 | 1145654.1635 | 313416.5343 | 82332.971 | 3098.7431 | 4308.886 | 2448979.5174
Saturday | Saturday | 10 | 19 | 746126.1547 | 911436.5727 | 257675.1075 | 69058.8002 | 1466.1375 | 3529.2564 | 1989292.029 | 891140.3489 | 1088579.8605 | 307755.8449 | 82480.8016 | 1751.0903 | 4215.1891 | 2375923.1353
Saturday | Saturday | 10 | 20 | 775919.5162 | 868278.8989 | 252855.9197 | 69154.6564 | 1214.5943 | 3394.0558 | 1970817.6414 | 926724.2329 | 1037034.2282 | 302000.0185 | 82595.288 | 1450.6581 | 4053.7114 | 2353858.1371
Saturday | Saturday | 10 | 21 | 816792.3408 | 830324.1912 | 246665.4211 | 69138.3097 | 1390.6745 | 3284.776 | 1967595.7133 | 975540.9417 | 991702.7902 | 294606.3585 | 82575.7642 | 1660.9606 | 3923.1924 | 2350010.0076
Saturday | Saturday | 10 | 22 | 841879.043 | 792762.8121 | 240327.1988 | 69111.9633 | 1078.0422 | 3143.5861 | 1948302.6455 | 1005503.3983 | 946841.1267 | 287036.2638 | 82544.2972 | 1287.5664 | 3754.5614 | 2326967.2137
Saturday | Saturday | 10 | 23 | 828232.4417 | 768324.2691 | 233060.9072 | 69110.5027 | 955.8641 | 3046.1867 | 1902730.1715 | 989204.4964 | 917652.803 | 278357.7239 | 82542.5527 | 1141.6422 | 3638.2318 | 2272537.4499
Sunday | Sunday | 10 | 0 | 788585.6883 | 737299.188 | 232551.1423 | 69102.9829 | 1509.2591 | 2960.864 | 1832009.1246 | 941852.1532 | 880597.8071 | 277748.883 | 82533.5714 | 1802.5929 | 3536.3261 | 2188071.3338
Sunday | Sunday | 10 | 1 | 746259.7337 | 709065.977 | 231343.0633 | 69024.9152 | 2044.6868 | 2911.2806 | 1760649.6567 | 891299.8898 | 846877.2984 | 276306.0065 | 82440.3308 | 2442.0842 | 3477.1059 | 2102842.7156
Sunday | Sunday | 10 | 2 | 713295.7654 | 696049.4068 | 226988.5056 | 68907.3501 | 2217.1736 | 2891.9382 | 1710350.1396 | 851929.1721 | 831330.8779 | 271105.1138 | 82299.9162 | 2648.0948 | 3454.0042 | 2042767.179
Sunday | Sunday | 10 | 3 | 678024.6276 | 680978.5572 | 227324.8382 | 68905.5393 | 2978.9901 | 2905.4877 | 1661118.0401 | 809802.8724 | 813330.9162 | 271506.8147 | 82297.7535 | 3557.9751 | 3470.1871 | 1983966.5189
Sunday | Sunday | 10 | 4 | 651492.5745 | 676223.4309 | 225295.7095 | 68907.0399 | 3428.1743 | 2880.0578 | 1628226.987 | 778114.152 | 807651.602 | 269083.3124 | 82299.5457 | 4094.461 | 3439.8148 | 1944682.8879
Sunday | Sunday | 10 | 5 | 633472.0652 | 686198.1159 | 217694.6774 | 267.3279 | 3568.3198 | 2933.5686 | 1544134.0749 | 756591.2462 | 819564.9282 | 260004.9731 | 319.2848 | 4261.8447 | 3503.7257 | 1844246.0026
Sunday | Sunday | 10 | 6 | 623235.9029 | 685062.0094 | 216563.9866 | 258.3642 | 2863.9989 | 2837.8383 | 1530822.1004 | 744365.6229 | 818208.0125 | 258654.5256 | 308.5789 | 3420.6346 | 3389.3896 | 1828346.7642
Sunday | Sunday | 10 | 7 | 620089.211 | 723362.419 | 216952.2192 | 210.3945 | 2033.9064 | 2746.1336 | 1565394.2836 | 740607.3522 | 863952.3416 | 259118.2135 | 251.2859 | 2429.2085 | 3279.8616 | 1869638.2633
Sunday | Sunday | 10 | 8 | 607938.3938 | 794662.1744 | 218145.2485 | 201.9599 | 2709.4795 | 2588.3505 | 1626245.6066 | 726094.9491 | 949109.6417 | 260543.1155 | 241.212 | 3236.0835 | 3091.4123 | 1942316.4141
Sunday | Sunday | 10 | 9 | 583038.1907 | 874975.3905 | 221019.3931 | 202.8847 | 2799.3164 | 2821.5396 | 1684856.715 | 696355.2389 | 1045032.2239 | 263975.8676 | 242.3166 | 3343.3807 | 3369.9232 | 2012318.9509
Sunday | Sunday | 10 | 10 | 570229.7769 | 906617.346 | 224192.9245 | 231.1008 | 3032.8922 | 3262.8808 | 1707566.9212 | 681057.4314 | 1082823.9875 | 267766.1944 | 276.0166 | 3622.3534 | 3897.0417 | 2039443.025
Sunday | Sunday | 10 | 11 | 563247.6081 | 928568.2592 | 225072.0212 | 246.5505 | 3014.9248 | 3196.1151 | 1723345.4789 | 672718.2352 | 1109041.1954 | 268816.1489 | 294.4691 | 3600.8939 | 3817.2996 | 2058288.2421
Sunday | Sunday | 10 | 12 | 566040.4281 | 926940.5685 | 226461.3615 | 242.4221 | 3115.5421 | 3271.1283 | 1726071.4506 | 676053.8568 | 1107097.1529 | 270475.5161 | 289.5383 | 3721.0668 | 3906.8922 | 2061544.0232
Sunday | Sunday | 10 | 13 | 568373.5244 | 910825.3517 | 225324.671 | 261.9902 | 3395.8331 | 3070.6348 | 1711252.0051 | 678840.4048 | 1087849.845 | 269117.9027 | 312.9096 | 4055.8341 | 3667.4314 | 2043844.3275
Sunday | Sunday | 10 | 14 | 575499.6198 | 890899.214 | 221960.5774 | 275.8148 | 4229.5191 | 3044.6158 | 1695909.3608 | 687351.5004 | 1064050.9402 | 265099.977 | 329.421 | 5051.552 | 3636.3555 | 2025519.7462
Sunday | Sunday | 10 | 15 | 585706.2967 | 879294.6273 | 220842.5499 | 265.1915 | 4886.0019 | 2763.4142 | 1693758.0814 | 699541.9077 | 1050190.9309 | 263764.6539 | 316.7331 | 5835.6263 | 3300.5007 | 2022950.3525
Sunday | Sunday | 10 | 16 | 593281.5622 | 859325.3784 | 216453.7518 | 241.9152 | 3548.7803 | 2797.3862 | 1675648.7741 | 708589.4724 | 1026340.536 | 258522.866 | 288.9329 | 4238.5075 | 3341.0753 | 2001321.3903
Sunday | Sunday | 10 | 17 | 620054.3838 | 826728.7274 | 210988.4246 | 68879.0006 | 4861.9705 | 3214.1811 | 1734726.688 | 740565.7561 | 987408.526 | 251995.3189 | 82266.0568 | 5806.9243 | 3838.8769 | 2071881.459
Sunday | Sunday | 10 | 18 | 685370.2851 | 837275.9071 | 208826.2061 | 68876.6496 | 2698.6991 | 3283.2051 | 1806330.952 | 818576.2034 | 1000005.6147 | 249412.86 | 82263.2489 | 3223.2078 | 3921.3161 | 2157402.4509
Sunday | Sunday | 10 | 19 | 728858.1198 | 839454.9512 | 210996.0903 | 68947.6767 | 722.2883 | 3292.0417 | 1852271.168 | 870516.1655 | 1002608.1694 | 252004.4745 | 82348.0805 | 862.6695 | 3931.8702 | 2212271.4296
Sunday | Sunday | 10 | 20 | 747255.7947 | 815539.9949 | 213190.8523 | 68978.496 | 751.0361 | 3203.4789 | 1848919.653 | 892489.5414 | 974045.1946 | 254625.802 | 82384.8898 | 897.0046 | 3826.0947 | 2208268.5271
Sunday | Sunday | 10 | 21 | 768414.7639 | 793483.023 | 212733.9609 | 68986.0225 | 1060.0749 | 3117.9599 | 1847795.805 | 917760.886 | 947701.315 | 254080.1109 | 82393.879 | 1266.1069 | 3723.9545 | 2206926.2523
Sunday | Sunday | 10 | 22 | 775630.9255 | 773179.359 | 209212.5266 | 68986.0992 | 733.0687 | 2975.8863 | 1830717.8653 | 926379.5529 | 923451.5093 | 249874.2643 | 82393.9706 | 875.5451 | 3554.2681 | 2186529.1103
Sunday | Sunday | 10 | 23 | 759851.4356 | 754318.6341 | 209604.4582 | 68986.1825 | 998.9858 | 2897.7311 | 1796657.4275 | 907533.2224 | 900925.087 | 250342.3702 | 82394.0702 | 1193.1448 | 3460.9229 | 2145848.8175
WeekDay | Monday | 10 | 0 | 740253.2366 | 727265.3261 | 207369.3735 | 68984.982 | 1631.4373 | 2875.8359 | 1748380.1914 | 884125.9932 | 868613.8026 | 247672.8831 | 82392.6364 | 1948.5171 | 3434.7722 | 2088188.6046
WeekDay | Monday | 10 | 1 | 713137.8274 | 696973.5181 | 208625.5919 | 68980.1945 | 2069.8411 | 2820.5578 | 1692607.5308 | 851740.5378 | 832434.596 | 249173.2552 | 82386.9184 | 2472.1274 | 3368.7505 | 2021576.1852
WeekDay | Monday | 10 | 2 | 684625.5582 | 675184.0443 | 211444.1294 | 68918.867 | 2177.6453 | 2811.2302 | 1645161.4744 | 817686.7343 | 806410.2042 | 252539.5927 | 82313.6715 | 2600.8841 | 3357.6101 | 1964908.6969
WeekDay | Monday | 10 | 3 | 635558.5201 | 672982.8227 | 210834.7799 | 68906.9354 | 1135.5378 | 2847.755 | 1592266.351 | 759083.2164 | 803781.1617 | 251811.8124 | 82299.421 | 1356.2366 | 3401.2337 | 1901733.0818
WeekDay | Monday | 10 | 4 | 612929.621 | 668708.8332 | 210178.716 | 68905.7916 | 1620.6568 | 2842.0603 | 1565185.679 | 732056.252 | 798676.4962 | 251028.2385 | 82298.0548 | 1935.6414 | 3394.4321 | 1869389.1151
WeekDay | Monday | 10 | 5 | 595903.411 | 666946.1315 | 211686.88 | 271.5441 | 1836.2653 | 2823.7979 | 1479468.0298 | 711720.8937 | 796571.2026 | 252829.5234 | 324.3204 | 2193.1547 | 3372.6203 | 1767011.7151
WeekDay | Monday | 10 | 6 | 586955.2388 | 658837.8244 | 207414.7512 | 258.2664 | 2055.4672 | 2717.66 | 1458239.2081 | 701033.5892 | 786886.9963 | 247727.0802 | 308.4621 | 2454.9599 | 3245.8539 | 1741656.9416
WeekDay | Monday | 10 | 7 | 594251.2033 | 666893.7358 | 209076.4799 | 215.9468 | 1264.9029 | 2576.8629 | 1474279.1316 | 709747.5693 | 796508.6235 | 249711.7761 | 257.9173 | 1510.7445 | 3077.692 | 1760814.3227
WeekDay | Monday | 10 | 8 | 605054.5856 | 698440.2943 | 212881.7075 | 198.1083 | 1372.7071 | 2490.362 | 1520437.7648 | 722650.6551 | 834186.4491 | 254256.5729 | 236.6119 | 1639.5012 | 2974.3791 | 1815944.1693
WeekDay | Monday | 10 | 9 | 594282.3039 | 736252.4136 | 214016.1027 | 204.4131 | 1821.8914 | 2377.8421 | 1548954.9667 | 709784.7144 | 879347.5856 | 255611.4449 | 244.1421 | 2175.9872 | 2839.9902 | 1850003.8643
WeekDay | Monday | 10 | 10 | 576515.1268 | 762700.5394 | 219405.1908 | 218.0721 | 2077.0281 | 2359.2851 | 1563275.2423 | 688564.3775 | 910936.0669 | 262047.9353 | 260.4557 | 2480.7112 | 2817.8266 | 1867107.3733
WeekDay | Monday | 10 | 11 | 574688.8831 | 788437.9385 | 217551.3144 | 241.3617 | 2644.797 | 2740.9298 | 1586305.2245 | 686383.1922 | 941675.6874 | 259833.7466 | 288.2718 | 3158.8295 | 3273.6464 | 1894613.3738
WeekDay | Monday | 10 | 12 | 567018.3886 | 810084.5314 | 216351.7356 | 227.4993 | 3014.9248 | 2926.3029 | 1599623.3826 | 677221.89 | 967529.4283 | 258401.0223 | 271.7152 | 3600.8939 | 3495.0479 | 1910519.9976
WeekDay | Monday | 10 | 13 | 562997.9764 | 810588.3954 | 213638.4157 | 217.5352 | 2871.1858 | 2378.4312 | 1592691.9397 | 672420.086 | 968131.2215 | 255160.3521 | 259.8145 | 3429.2184 | 2840.6938 | 1902241.3863
WeekDay | Monday | 10 | 14 | 555075.0562 | 812249.7269 | 204927.7956 | 216.507 | 3625.8154 | 2924.2411 | 1579019.1421 | 662957.2977 | 970115.4428 | 244756.7695 | 258.5864 | 4330.5149 | 3492.5852 | 1885911.1966
WeekDay | Monday | 10 | 15 | 554943.2627 | 806298.7311 | 206459.0767 | 211.6428 | 3155.0703 | 3088.799 | 1574156.5825 | 662799.8893 | 963007.8346 | 246585.6645 | 252.7768 | 3768.2776 | 3689.126 | 1880103.5687
WeekDay | Monday | 10 | 16 | 560347.0301 | 790088.0791 | 204769.4084 | 205.3179 | 2986.177 | 3196.4096 | 1561592.4222 | 669253.912 | 943646.543 | 244567.5988 | 245.2227 | 3566.5588 | 3817.6514 | 1865097.4868
WeekDay | Monday | 10 | 17 | 594749.9359 | 786708.6962 | 204529.9485 | 68848.6926 | 2673.5448 | 3197.3915 | 1660708.2094 | 710343.2336 | 939610.3562 | 244281.5983 | 82229.8582 | 3193.1646 | 3818.8241 | 1983477.0351
WeekDay | Monday | 10 | 18 | 678923.0593 | 813878.901 | 202131.6408 | 68862.5961 | 1153.5052 | 3237.5491 | 1768187.2515 | 810875.9198 | 972061.257 | 241417.1648 | 82246.4639 | 1377.696 | 3866.7866 | 2111845.2882
WeekDay | Monday | 10 | 19 | 818134.0285 | 819530.7124 | 201370.1574 | 69033.1185 | 1135.5378 | 3176.0853 | 1912379.64 | 977143.3946 | 978811.5326 | 240507.6825 | 82450.1285 | 1356.2366 | 3793.377 | 2284062.3518
WeekDay | Monday | 10 | 20 | 863114.855 | 796993.0438 | 202251.7057 | 68955.6033 | 1006.1728 | 3039.412 | 1935360.7924 | 1030866.5206 | 951893.5298 | 241560.5651 | 82357.5477 | 1201.7286 | 3630.1403 | 2311510.0321
WeekDay | Monday | 10 | 21 | 896891.5974 | 773908.9312 | 205236.4658 | 68953.7425 | 1146.3183 | 3021.5423 | 1949158.5974 | 1071207.9801 | 924322.8784 | 245125.4316 | 82355.3253 | 1369.1122 | 3608.7976 | 2327989.5251
WeekDay | Monday | 10 | 22 | 911537.8851 | 762009.9847 | 205383.5864 | 68953.0089 | 851.6534 | 2962.6314 | 1951698.7498 | 1088700.8636 | 910111.2987 | 245301.1461 | 82354.449 | 1017.1774 | 3538.4369 | 2331023.3717
WeekDay | Monday | 10 | 23 | 880803.455 | 745168.4957 | 203613.5322 | 68953.0922 | 1027.7336 | 2911.2806 | 1902477.5894 | 1051993.0085 | 889996.563 | 243187.071 | 82354.5486 | 1227.4799 | 3477.1059 | 2272235.7769
WeekDay | Tuesday | 10 | 0 | 832481.1232 | 725082.0177 | 200640.547 | 68935.2115 | 1753.6154 | 2838.5256 | 1831731.0405 | 994278.9352 | 866006.1548 | 239636.2679 | 82333.1927 | 2094.4413 | 3390.2105 | 2187739.2024
WeekDay | Tuesday | 10 | 1 | 790663.837 | 710171.4799 | 202916.5475 | 68912.2754 | 2256.7018 | 2838.5256 | 1777759.3672 | 944334.2029 | 848197.6626 | 242354.623 | 82305.7988 | 2695.3056 | 3390.2105 | 2123277.8033
WeekDay | Tuesday | 10 | 2 | 757810.2552 | 689756.8367 | 206833.3058 | 68871.0251 | 2181.2388 | 2803.9645 | 1728256.6261 | 905095.326 | 823815.3082 | 247032.6273 | 82256.5312 | 2605.1759 | 3348.9323 | 2064153.9009
WeekDay | Tuesday | 10 | 3 | 698647.4263 | 682221.1316 | 207938.0678 | 68853.1066 | 1203.8138 | 2849.4242 | 1661712.9703 | 834433.8385 | 814814.9926 | 248352.1066 | 82235.1301 | 1437.7824 | 3403.2272 | 1984677.0775
WeekDay | Tuesday | 10 | 4 | 679111.932 | 684321.2774 | 208014.9615 | 68855.2075 | 1372.7071 | 2910.0042 | 1644586.0896 | 811101.501 | 817323.3146 | 248443.945 | 82237.6393 | 1639.5012 | 3475.5814 | 1964221.4825
WeekDay | Tuesday | 10 | 5 | 665086.6485 | 711989.5481 | 215885.5439 | 219.6349 | 2138.1171 | 2998.6652 | 1598318.1578 | 794350.3176 | 850369.0835 | 257844.2234 | 262.3223 | 2553.6733 | 3581.4742 | 1908961.0944
WeekDay | Tuesday | 10 | 6 | 655294.8987 | 751729.9679 | 227294.1053 | 212.6298 | 1911.7282 | 2861.2063 | 1639304.5363 | 782655.4812 | 897833.2976 | 271470.1087 | 253.9557 | 2283.2844 | 3417.2993 | 1957913.4269
WeekDay | Tuesday | 10 | 7 | 635595.653 | 832385.7048 | 243397.0023 | 179.2494 | 1103.1966 | 2775.5891 | 1715436.3952 | 759127.5663 | 994164.9716 | 290702.7024 | 214.0876 | 1317.6096 | 3315.0419 | 2048841.9795
WeekDay | Tuesday | 10 | 8 | 628248.5642 | 942881.9093 | 255787.413 | 162.368 | 1268.4964 | 2703.1286 | 1831051.8795 | 750352.5257 | 1126136.7912 | 305501.2654 | 193.9252 | 1515.0364 | 3228.4983 | 2186928.0423
WeekDay | Tuesday | 10 | 9 | 621875.6462 | 1006284.7666 | 264965.755 | 157.8762 | 1865.0131 | 2558.3059 | 1897707.3629 | 742740.992 | 1201862.3826 | 316463.4745 | 188.5604 | 2227.4898 | 3055.5284 | 2266538.4277
WeekDay | Tuesday | 10 | 10 | 618897.5869 | 1056180.3191 | 269387.4979 | 157.954 | 1908.1348 | 2476.4197 | 1949007.9124 | 739184.1287 | 1261455.4417 | 321744.6103 | 188.6533 | 2278.9925 | 2957.7271 | 2327809.5535
WeekDay | Tuesday | 10 | 11 | 613915.7333 | 1071436.9244 | 273051.9419 | 180.5755 | 2253.1083 | 2542.4 | 1963380.6834 | 733234.0213 | 1279677.2618 | 326121.2614 | 215.6715 | 2691.0137 | 3036.531 | 2344975.7607
WeekDay | Tuesday | 10 | 12 | 623920.7792 | 1067737.8631 | 279507.4509 | 197.9027 | 2263.8887 | 2476.6161 | 1976104.5006 | 745183.6092 | 1275259.2653 | 333831.4382 | 236.3663 | 2703.8894 | 2957.9616 | 2360172.5299
WeekDay | Tuesday | 10 | 13 | 620590.6944 | 1065455.6353 | 280372.6229 | 177.4198 | 2443.5624 | 2669.5494 | 1971709.4842 | 741206.302 | 1272533.4726 | 334864.7617 | 211.9024 | 2918.4838 | 3188.3927 | 2354923.3151
WeekDay | Tuesday | 10 | 14 | 612237.5702 | 1059007.1486 | 275800.8619 | 178.6114 | 2817.2837 | 2817.7104 | 1952859.1862 | 731229.6968 | 1264831.6829 | 329404.4509 | 213.3256 | 3364.8401 | 3365.3497 | 2332409.346
WeekDay | Tuesday | 10 | 15 | 625787.8731 | 1039314.6401 | 273529.9911 | 175.8691 | 2579.3284 | 3172.6489 | 1944560.3507 | 747413.5843 | 1241311.8146 | 326692.2224 | 210.0504 | 3080.6367 | 3789.2726 | 2322497.5809
WeekDay | Tuesday | 10 | 16 | 642252.9929 | 1003027.7565 | 269117.2736 | 178.2279 | 4013.3491 | 3144.4698 | 1921734.0698 | 767078.801 | 1197972.3526 | 321421.8662 | 212.8676 | 4793.3682 | 3755.6168 | 2295234.8723
WeekDay | Tuesday | 10 | 17 | 679368.0046 | 953582.2066 | 259325.2352 | 68815.6901 | 3367.0853 | 3358.8075 | 1967817.0292 | 811407.3429 | 1138916.7568 | 309726.6851 | 82190.4415 | 4021.499 | 4011.6123 | 2350274.3376
WeekDay | Tuesday | 10 | 18 | 773758.5545 | 938990.0082 | 256632.4589 | 68824.0413 | 1759.2302 | 3433.9189 | 2043398.212 | 924143.2751 | 1121488.4751 | 306510.5513 | 82200.4158 | 2101.1474 | 4101.3221 | 2440545.1868
WeekDay | Tuesday | 10 | 19 | 825341.2975 | 925895.3997 | 255178.3613 | 68944.7999 | 815.7186 | 3353.8 | 2079529.377 | 985751.4405 | 1105848.8492 | 304773.8408 | 82344.6446 | 974.2586 | 4005.6316 | 2483698.6653
WeekDay | Tuesday | 10 | 20 | 851218.3072 | 875387.412 | 251160.729 | 69076.662 | 697.134 | 2973.1371 | 2050513.3813 | 1016657.8058 | 1045524.3243 | 299975.3571 | 82502.135 | 832.6263 | 3550.9846 | 2449043.2329
WeekDay | Tuesday | 10 | 21 | 880958.5893 | 835080.7845 | 246409.337 | 69067.7339 | 981.0184 | 2879.3706 | 2035376.8337 | 1052178.2941 | 997383.8566 | 294300.5029 | 82491.4716 | 1171.6854 | 3438.9939 | 2430964.8045
WeekDay | Tuesday | 10 | 22 | 872864.3863 | 796484.8471 | 242437.8912 | 68970.5939 | 848.0599 | 2784.7203 | 1984390.4987 | 1042510.9331 | 951286.562 | 289557.1823 | 82375.4518 | 1012.8855 | 3325.9478 | 2370068.9625
WeekDay | Tuesday | 10 | 23 | 807189.7849 | 763878.1306 | 241174.648 | 68890.3442 | 887.5881 | 2731.0132 | 1884751.5088 | 964072.0701 | 912342.5301 | 288048.42 | 82279.6051 | 1060.0963 | 3261.8023 | 2251064.5239
WeekDay | Wednesday | 10 | 0 | 747557.2912 | 749541.9071 | 237902.1291 | 68874.9623 | 1369.1137 | 2673.0841 | 1807918.4874 | 892849.6356 | 895219.9738 | 284139.8669 | 82261.2336 | 1635.2093 | 3192.6143 | 2159298.5335
WeekDay | Wednesday | 10 | 1 | 699278.2173 | 724273.8464 | 235112.565 | 68842.9891 | 1261.3094 | 2644.7086 | 1731413.6358 | 835187.2275 | 865040.9105 | 280808.134 | 82223.0462 | 1506.4526 | 3158.724 | 2067924.4948
WeekDay | Wednesday | 10 | 2 | 666138.6808 | 705072.3997 | 236435.4014 | 68838.6317 | 1652.9981 | 2641.4685 | 1680779.5804 | 795606.8189 | 842107.5449 | 282388.0718 | 82217.842 | 1974.2684 | 3154.8541 | 2007449.4001
WeekDay | Wednesday | 10 | 3 | 637718.9715 | 693956.4696 | 235547.0169 | 68841.0694 | 1767.9893 | 2724.9257 | 1640556.4423 | 761663.5647 | 828831.1655 | 281327.0243 | 82220.7535 | 2111.6088 | 3254.5317 | 1959408.6485
WeekDay | Wednesday | 10 | 4 | 627630.1344 | 699619.3107 | 236603.1235 | 68843.7105 | 1990.7847 | 2831.2599 | 1637518.3237 | 749613.9003 | 835594.6145 | 282588.3917 | 82223.9079 | 2377.7059 | 3381.5327 | 1955780.053
WeekDay | Wednesday | 10 | 5 | 647053.8336 | 730581.4497 | 244032.8987 | 213.6302 | 2422.0016 | 2988.7485 | 1627292.5624 | 772812.7146 | 872574.4352 | 291462.1892 | 255.1506 | 2892.7324 | 3569.6301 | 1943566.8522
WeekDay | Wednesday | 10 | 6 | 667229.0428 | 789219.6259 | 252804.8465 | 202.0377 | 2551.3666 | 3170.587 | 1715177.5064 | 796909.0994 | 942609.3005 | 301939.0188 | 241.305 | 3047.2404 | 3786.81 | 2048532.7741
WeekDay | Wednesday | 10 | 7 | 548279.8386 | 908715.5016 | 262326.2869 | 172.7378 | 1962.0369 | 3403.9725 | 1724860.3744 | 654841.3878 | 1085329.9326 | 313311.0096 | 206.3105 | 2343.3708 | 4065.5554 | 2060097.5668
WeekDay | Wednesday | 10 | 8 | 486381.0901 | 1082601.3226 | 274615.9042 | 178.0467 | 2360.9125 | 3400.7324 | 1849538.0085 | 580912.238 | 1293011.5293 | 327989.1894 | 212.6512 | 2819.7703 | 4061.6856 | 2209007.0637
WeekDay | Wednesday | 10 | 9 | 472145.4416 | 1183128.9225 | 282092.8266 | 200.3892 | 2522.6189 | 3398.2778 | 1943488.4766 | 563909.8039 | 1413077.2848 | 336919.2976 | 239.3361 | 3012.9053 | 4058.7539 | 2321217.3816
WeekDay | Wednesday | 10 | 10 | 472821.4382 | 1231513.8759 | 286572.054 | 202.0755 | 2928.6814 | 3302.1548 | 1997340.2798 | 564717.1846 | 1470866.1507 | 342269.0903 | 241.3501 | 3497.8886 | 3943.9488 | 2385535.613
WeekDay | Wednesday | 10 | 11 | 478148.511 | 1245955.801 | 289947.2529 | 217.5296 | 3474.328 | 3308.3404 | 2021051.763 | 571079.6067 | 1488114.9525 | 346300.2797 | 259.8078 | 4149.585 | 3951.3367 | 2413855.5684
WeekDay | Wednesday | 10 | 12 | 488523.3268 | 1245864.4859 | 289933.727 | 269.4355 | 4210.9902 | 3286.1506 | 2032088.116 | 583470.8315 | 1488005.8897 | 346284.125 | 321.8019 | 5029.422 | 3924.8341 | 2427036.9043
WeekDay | Wednesday | 10 | 13 | 491825.4891 | 1245189.2984 | 289020.3528 | 282.3074 | 4665.3401 | 3397.1977 | 2034379.9856 | 587414.7893 | 1487199.4754 | 345193.231 | 337.1756 | 5572.0776 | 4057.464 | 2429774.2128
WeekDay | Wednesday | 10 | 14 | 496943.0526 | 1235235.2941 | 285295.43 | 294.1279 | 4073.4275 | 3709.3276 | 2025550.6596 | 593526.9826 | 1475310.8493 | 340744.3466 | 351.2934 | 4865.1232 | 4430.2581 | 2419228.8532
WeekDay | Wednesday | 10 | 15 | 538738.7739 | 1180860.7091 | 276358.6812 | 267.3791 | 4798.2987 | 3696.6617 | 2004720.5037 | 643445.9587 | 1410368.2303 | 330070.6858 | 319.3458 | 5730.8774 | 4415.1306 | 2394350.2286
WeekDay | Wednesday | 10 | 16 | 598109.8482 | 1110096.9502 | 267799.791 | 226.9958 | 4934.7384 | 3661.5115 | 1984829.8351 | 714356.1654 | 1325851.1008 | 319848.3228 | 271.1138 | 5893.835 | 4373.1487 | 2370593.6866
WeekDay | Wednesday | 10 | 17 | 653509.2172 | 1007818.3716 | 260453.7767 | 68873.9563 | 3620.6498 | 3757.5364 | 1998033.508 | 780522.7416 | 1203694.0531 | 311074.5656 | 82260.0321 | 4324.3453 | 4487.8366 | 2386363.5743
WeekDay | Wednesday | 10 | 18 | 762916.4499 | 977444.8827 | 255324.9857 | 69104.528 | 2357.319 | 3738.9794 | 2070887.1448 | 911193.941 | 1167417.2904 | 304948.9626 | 82535.4168 | 2815.4785 | 4465.673 | 2473376.7622
WeekDay | Wednesday | 10 | 19 | 838412.2606 | 936998.0771 | 250607.096 | 69470.302 | 2520.036 | 3591.702 | 2101599.4737 | 1001362.8254 | 1119109.4001 | 299314.122 | 82972.2813 | 3009.8205 | 4289.7714 | 2510058.2207
WeekDay | Wednesday | 10 | 20 | 880528.0854 | 888223.5403 | 244773.5356 | 69482.9194 | 2242.3279 | 3451.3958 | 2088701.8044 | 1051664.1192 | 1060855.2329 | 292346.7735 | 82987.351 | 2678.138 | 4122.1958 | 2494653.8103
WeekDay | Wednesday | 10 | 21 | 921324.8533 | 840923.8289 | 239802.6375 | 69409.2268 | 1911.7282 | 3286.6415 | 2076658.9163 | 1100389.9891 | 1004362.5324 | 286409.7508 | 82899.3358 | 2283.2844 | 3925.4205 | 2480270.313
WeekDay | Wednesday | 10 | 22 | 925758.1135 | 798787.5418 | 235410.3088 | 68948.487 | 1609.8764 | 3135.7313 | 2033650.0589 | 1105684.8806 | 954036.7996 | 281163.7461 | 82349.0483 | 1922.7658 | 3745.18 | 2428902.4203
WeekDay | Wednesday | 10 | 23 | 864789.4551 | 765306.5097 | 232563.4206 | 68936.1252 | 1757.2089 | 2987.7667 | 1936340.4862 | 1032866.5895 | 914048.5236 | 277763.5477 | 82334.284 | 2098.7332 | 3568.4575 | 2312680.1354
WeekDay | Thursday | 10 | 0 | 792073.3242 | 734115.0164 | 230212.1502 | 68928.0886 | 1962.0369 | 2971.3698 | 1830261.9861 | 946017.6325 | 876794.7723 | 274955.2935 | 82324.6854 | 2343.3708 | 3548.8738 | 2185984.6282
WeekDay | Thursday | 10 | 1 | 743021.6602 | 710975.463 | 227544.1252 | 68891.6469 | 2400.4407 | 2910.0042 | 1755743.3403 | 887432.4769 | 849157.9047 | 271768.7215 | 82281.161 | 2866.9811 | 3475.5814 | 2096982.8266
WeekDay | Thursday | 10 | 2 | 705974.7141 | 690989.1311 | 226426.1707 | 68889.3271 | 2810.0968 | 2896.7493 | 1697986.189 | 843185.2295 | 825287.1066 | 270433.4857 | 82278.3903 | 3356.2563 | 3459.7503 | 2028000.2187
WeekDay | Thursday | 10 | 3 | 675035.2911 | 686476.0268 | 227416.7259 | 68888.4845 | 3345.5244 | 2960.5695 | 1664122.6221 | 806232.5399 | 819896.8528 | 271616.5613 | 82277.384 | 3995.7476 | 3535.9743 | 1987555.0599
WeekDay | Thursday | 10 | 4 | 658680.3877 | 694436.0617 | 228904.2436 | 68889.2582 | 3323.9636 | 3034.4045 | 1657268.3192 | 786698.9608 | 829403.9693 | 273393.1872 | 82278.308 | 3969.9963 | 3624.1596 | 1979368.5812
WeekDay | Thursday | 10 | 5 | 674280.904 | 720804.2359 | 235026.4893 | 255.7576 | 3942.0411 | 3197.1951 | 1637506.623 | 805331.5331 | 860896.9599 | 280705.329 | 305.4657 | 4708.201 | 3818.5896 | 1955766.0782
WeekDay | Thursday | 10 | 6 | 680372.6016 | 757685.9498 | 244459.1612 | 249.3883 | 3855.7978 | 3319.828 | 1689942.7268 | 812607.1895 | 904946.8611 | 291971.2985 | 297.8585 | 4605.1957 | 3965.057 | 2018393.4603
WeekDay | Thursday | 10 | 7 | 558974.9033 | 892468.4254 | 259779.5234 | 222.7773 | 2378.8799 | 3480.2622 | 1717304.7715 | 667615.104 | 1065925.1375 | 310269.267 | 266.0755 | 2841.2298 | 4156.6725 | 2051073.4862
WeekDay | Thursday | 10 | 8 | 496576.7784 | 1073860.009 | 272455.5751 | 222.1749 | 2943.0553 | 3490.5716 | 1849548.1643 | 593089.5209 | 1282571.2878 | 325408.9871 | 265.3559 | 3515.0562 | 4168.9856 | 2209019.1935
WeekDay | Thursday | 10 | 9 | 482125.4369 | 1172962.7433 | 282090.1346 | 248.6091 | 3108.3551 | 3359.2984 | 1943894.5775 | 575829.4725 | 1400935.2463 | 336916.0824 | 296.9278 | 3712.483 | 4012.1986 | 2321702.4106
WeekDay | Thursday | 10 | 10 | 484085.5926 | 1224049.8639 | 285840.9106 | 260.7297 | 3392.2396 | 3365.8768 | 2000995.2131 | 578170.5965 | 1461951.4622 | 341395.8446 | 311.4041 | 4051.5422 | 4020.0556 | 2389900.905
WeekDay | Thursday | 10 | 11 | 493740.4752 | 1248874.2926 | 284442.3803 | 278.8694 | 3345.5244 | 3780.2171 | 2034461.759 | 589701.9647 | 1491600.6707 | 339725.5014 | 333.0693 | 3995.7476 | 4514.9254 | 2429871.8793
WeekDay | Thursday | 10 | 12 | 502653.1541 | 1244093.3435 | 284621.1218 | 292.147 | 3938.4477 | 3769.2204 | 2039367.4344 | 600346.8774 | 1485890.5149 | 339938.9824 | 348.9276 | 4703.9091 | 4501.7915 | 2435731.0029
WeekDay | Thursday | 10 | 13 | 500254.4081 | 1248138.063 | 281969.3436 | 314.4585 | 4243.893 | 3801.5232 | 2038721.6893 | 597481.9204 | 1490721.3505 | 336771.8148 | 375.5754 | 5068.7196 | 4540.3725 | 2434959.7532
WeekDay | Thursday | 10 | 14 | 502167.2155 | 1216536.0187 | 277233.8993 | 263.6497 | 4427.1602 | 4119.8387 | 2004747.782 | 599766.4936 | 1452977.2551 | 331116.0079 | 314.8917 | 5287.6059 | 4920.5546 | 2394382.8087
WeekDay | Thursday | 10 | 15 | 540130.5587 | 1150670.6837 | 270029.6164 | 266.1119 | 4513.4035 | 4603.6939 | 1970214.068 | 645108.2454 | 1374310.5882 | 322511.5284 | 317.8323 | 5390.6112 | 5498.45 | 2353137.2556
WeekDay | Thursday | 10 | 16 | 595560.3924 | 1085426.6738 | 257005.0367 | 285.9978 | 3816.2695 | 4158.1308 | 1946252.501 | 711311.2073 | 1296386.0048 | 306955.5418 | 341.5833 | 4557.9849 | 4966.289 | 2324518.611
WeekDay | Thursday | 10 | 17 | 646047.3635 | 1004083.7909 | 243025.8419 | 69262.9421 | 3708.4653 | 3918.3632 | 1970046.767 | 771610.6308 | 1199233.6338 | 290259.4048 | 82724.6197 | 4429.2283 | 4679.9212 | 2352937.4386
WeekDay | Thursday | 10 | 18 | 754230.2558 | 961317.0539 | 234979.4882 | 69283.7963 | 2026.7194 | 3828.7204 | 2025666.034 | 900819.5318 | 1148154.9191 | 280649.1929 | 82749.527 | 2420.6248 | 4572.8557 | 2419366.6513
WeekDay | Thursday | 10 | 19 | 821335.8565 | 941310.0026 | 225641.5488 | 69188.6015 | 1891.1781 | 3673.0973 | 2063040.2848 | 980967.5175 | 1124259.3747 | 269496.3677 | 82635.8305 | 2258.7401 | 4386.9863 | 2464004.8169
WeekDay | Thursday | 10 | 20 | 863207.1827 | 890808.1645 | 216542.4754 | 69367.0828 | 1581.1286 | 3480.8513 | 2044986.8853 | 1030976.7928 | 1063942.1946 | 258628.8336 | 82849.0008 | 1888.4307 | 4157.3761 | 2442442.6285
WeekDay | Thursday | 10 | 21 | 912203.2037 | 842727.4884 | 212392.4276 | 69405.0385 | 1767.9893 | 3145.5498 | 2041641.6973 | 1089495.4909 | 1006516.7443 | 253672.1986 | 82894.3333 | 2111.6088 | 3756.9067 | 2438447.2827
WeekDay | Thursday | 10 | 22 | 927698.8069 | 798287.5983 | 206872.7417 | 69261.3292 | 1469.7309 | 2939.6561 | 2006529.8631 | 1108002.7596 | 953439.6889 | 247079.7278 | 82722.6934 | 1755.3821 | 3510.9963 | 2396511.2482
WeekDay | Thursday | 10 | 23 | 874492.6432 | 768013.2871 | 202294.1369 | 68934.5446 | 1746.4284 | 2845.0058 | 1918326.0461 | 1044455.6518 | 917281.3797 | 241611.2431 | 82332.3961 | 2085.8575 | 3397.9502 | 2291164.4783
WeekDay | Friday | 10 | 0 | 811578.987 | 688149.5881 | 203743.8643 | 68903.6985 | 2213.5801 | 2811.8193 | 1777401.5374 | 969314.3406 | 821895.681 | 243342.7339 | 82295.555 | 2643.8029 | 3358.3137 | 2122850.4271
WeekDay | Friday | 10 | 1 | 761617.5055 | 672130.567 | 205580.7704 | 68885.7823 | 2608.8622 | 2751.4356 | 1713574.923 | 909642.5387 | 802763.2649 | 245536.654 | 82274.1565 | 3115.9106 | 3286.194 | 2046618.7188
WeekDay | Friday | 10 | 2 | 724463.789 | 655616.6589 | 206019.6873 | 68859.8027 | 2687.9187 | 2728.7549 | 1660376.6116 | 865267.7696 | 783039.7775 | 246060.8771 | 82243.1277 | 3210.3321 | 3259.1052 | 1983080.9892
WeekDay | Friday | 10 | 3 | 682252.68 | 648950.6891 | 206859.1898 | 68859.4948 | 1836.2653 | 2800.1353 | 1611558.4543 | 814852.6726 | 775078.2356 | 247063.542 | 82242.7599 | 2193.1547 | 3344.3588 | 1924774.7236
WeekDay | Friday | 10 | 4 | 665794.7879 | 649464.0999 | 212299.4765 | 68860.3029 | 1897.3544 | 2852.2715 | 1601168.2931 | 795196.0883 | 775691.431 | 253561.1817 | 82243.7251 | 2266.1168 | 3406.628 | 1912365.1709
WeekDay | Friday | 10 | 5 | 671029.723 | 680266.9099 | 219116.1834 | 304.5933 | 2429.1885 | 2954.7766 | 1576101.3747 | 801448.4652 | 812480.956 | 261702.7574 | 363.7929 | 2901.3162 | 3529.0555 | 1882426.3432
WeekDay | Friday | 10 | 6 | 665636.5911 | 719380.6244 | 231792.426 | 341.0294 | 2702.2926 | 2995.7197 | 1622848.683 | 795007.145 | 859196.6607 | 276842.7055 | 407.3106 | 3227.4997 | 3577.9562 | 1938259.2776
WeekDay | Friday | 10 | 7 | 599185.819 | 834339.6764 | 244516.9127 | 194.0233 | 2583.7079 | 3314.2315 | 1684134.3708 | 715641.2578 | 996498.7096 | 292040.2743 | 231.7329 | 3085.8674 | 3958.3727 | 2011456.2147
WeekDay | Friday | 10 | 8 | 567364.2887 | 988632.7456 | 259456.4563 | 199.4944 | 3052.8809 | 3476.2366 | 1822182.1025 | 677635.0179 | 1180779.583 | 309883.4099 | 238.2674 | 3646.227 | 4151.8645 | 2176334.3697
WeekDay | Friday | 10 | 9 | 557242.6977 | 1071115.9576 | 267580.2714 | 214.694 | 3137.1029 | 3322.0863 | 1902612.8099 | 665546.2337 | 1279293.9132 | 319586.1382 | 256.4211 | 3746.8181 | 3967.7541 | 2272397.2784
WeekDay | Friday | 10 | 10 | 564107.0619 | 1120006.4852 | 274620.2401 | 236.2051 | 3433.7891 | 3235.4872 | 1965639.2687 | 673744.7291 | 1337686.6147 | 327994.368 | 282.113 | 4101.1671 | 3864.324 | 2347673.316
WeekDay | Friday | 10 | 11 | 574861.7967 | 1142297.7538 | 280494.2953 | 235.467 | 2831.6576 | 3372.9461 | 2004093.9165 | 686589.7125 | 1364310.328 | 335010.0819 | 281.2315 | 3382.0077 | 4028.4988 | 2393601.8604
WeekDay | Friday | 10 | 12 | 574823.3019 | 1141058.049 | 288186.3354 | 212.4175 | 3169.4442 | 3597.6913 | 2011047.2393 | 686543.736 | 1362829.679 | 344197.1171 | 253.7022 | 3785.4451 | 4296.9247 | 2401906.6041
WeekDay | Friday | 10 | 13 | 565796.5838 | 1144779.5577 | 288061.0159 | 210.1088 | 3737.2131 | 3873.6891 | 2006458.1684 | 675762.62 | 1367274.4858 | 344047.441 | 250.9447 | 4463.5634 | 4626.5643 | 2396425.6192
WeekDay | Friday | 10 | 14 | 569947.9323 | 1148948.6869 | 285669.0108 | 229.1088 | 4039.0649 | 3931.9127 | 2012765.7165 | 680720.8085 | 1372253.9108 | 341190.5351 | 273.6376 | 4824.082 | 4696.1041 | 2403959.078
WeekDay | Friday | 10 | 15 | 601742.4838 | 1108183.1217 | 282171.3351 | 228.8454 | 3765.9609 | 3937.902 | 2000029.649 | 718694.8261 | 1323565.3079 | 337013.0647 | 273.3229 | 4497.8985 | 4703.2574 | 2388747.6776
WeekDay | Friday | 10 | 16 | 643561.8034 | 1046231.0713 | 275407.4295 | 432.9017 | 3478.483 | 3680.2648 | 1972791.9536 | 768641.9869 | 1249572.4966 | 328934.5525 | 517.0388 | 4154.5475 | 4395.5469 | 2356216.169
WeekDay | Friday | 10 | 17 | 702396.3307 | 963842.4226 | 270632.3753 | 69268.5 | 3388.6461 | 3669.3663 | 2013197.641 | 838911.3654 | 1151171.1087 | 323231.4373 | 82731.2578 | 4047.2503 | 4382.5302 | 2404474.9495
WeekDay | Friday | 10 | 18 | 794039.0657 | 923113.2711 | 265888.8239 | 69286.0572 | 1423.0158 | 3711.1931 | 2057461.4267 | 948365.428 | 1102525.9969 | 317565.9475 | 82752.2274 | 1699.5876 | 4432.4862 | 2457341.6735
WeekDay | Friday | 10 | 19 | 916276.9035 | 929777.9313 | 261960.7137 | 69475.0584 | 1477.9285 | 3485.6623 | 2182454.1979 | 1094360.9393 | 1110485.9747 | 312874.3851 | 82977.9621 | 1765.173 | 4163.1222 | 2606627.5564
WeekDay | Friday | 10 | 20 | 979919.7266 | 880238.2312 | 258290.0225 | 69360.9781 | 1189.4399 | 3346.6325 | 2192345.0309 | 1170373.1354 | 1051317.93 | 308490.2725 | 82841.7096 | 1420.6149 | 3997.0711 | 2618440.7334
WeekDay | Friday | 10 | 21 | 1042674.4225 | 840746.374 | 254564.8437 | 69131.5758 | 1541.6004 | 3196.9005 | 2211855.717 | 1245324.5914 | 1004150.5881 | 304041.0824 | 82567.7215 | 1841.2199 | 3818.2378 | 2641743.441
WeekDay | Friday | 10 | 22 | 1054743.0917 | 795414.1113 | 249154.1878 | 69021.0714 | 1153.5052 | 3050.605 | 2172536.5724 | 1259738.8803 | 950007.7222 | 297578.8323 | 82435.7399 | 1377.696 | 3643.5088 | 2594782.3795
WeekDay | Friday | 10 | 23 | 1004120.1776 | 763645.0529 | 249829.2672 | 69015.8714 | 1318.805 | 2910.5934 | 2090839.7676 | 1199277.0924 | 912064.1525 | 298385.1175 | 82429.5293 | 1575.1229 | 3476.285 | 2497207.2997
Saturday | Saturday | 10 | 0 | 935943.7724 | 741110.3382 | 245576.2839 | 68945.8659 | 1405.0484 | 2859.8318 | 1995841.1406 | 1117850.1848 | 885149.6777 | 293305.5408 | 82345.9178 | 1678.1282 | 3415.6576 | 2383745.1069
Saturday | Saturday | 10 | 1 | 879974.0096 | 723245.5078 | 242345.1789 | 68864.9904 | 1419.4223 | 2802.099 | 1918651.208 | 1051002.3553 | 863812.708 | 289446.4507 | 82249.3236 | 1695.2957 | 3346.7042 | 2291552.8375
Saturday | Saturday | 10 | 2 | 838268.3278 | 700967.0684 | 238886.1061 | 68864.9215 | 1433.7962 | 2761.0577 | 1851181.2777 | 1001190.9184 | 837204.3173 | 285315.086 | 82249.2413 | 1712.4633 | 3297.6862 | 2210969.7125
Saturday | Saturday | 10 | 3 | 709542.8886 | 679395.9717 | 233487.6512 | 68861.8269 | 1699.7133 | 2794.5388 | 1695782.5904 | 847446.9007 | 811440.7456 | 278867.4082 | 82245.5452 | 2030.063 | 3337.6745 | 2025368.3372
Saturday | Saturday | 10 | 4 | 693438.056 | 679394.4932 | 238252.0231 | 68866.2287 | 1714.0872 | 2855.6098 | 1684520.4979 | 828211.995 | 811438.9797 | 284557.765 | 82250.8026 | 2047.2305 | 3410.6151 | 2011917.3879
Saturday | Saturday | 10 | 5 | 703229.9191 | 701568.8821 | 244603.2682 | 230.8373 | 2763.3816 | 3058.3616 | 1655454.65 | 839906.9668 | 837923.0971 | 292143.4136 | 275.702 | 3300.4618 | 3652.773 | 1977202.4143
Saturday | Saturday | 10 | 6 | 706561.4377 | 738396.9758 | 251951.0431 | 228.4552 | 2899.9336 | 3203.2826 | 1703241.128 | 843885.9865 | 881908.9567 | 300919.2736 | 272.8569 | 3463.5535 | 3825.8602 | 2034276.4873
Saturday | Saturday | 10 | 7 | 604113.9095 | 872774.9354 | 259643.7603 | 207.0775 | 2651.9839 | 3426.8496 | 1742818.5162 | 721527.1528 | 1042404.0969 | 310107.1175 | 247.3243 | 3167.4133 | 4092.8788 | 2081545.9837
Saturday | Saturday | 10 | 8 | 547988.4914 | 1057005.7678 | 265226.8079 | 234.4466 | 3119.1356 | 3520.8125 | 1877095.4619 | 654493.4156 | 1262441.3214 | 316775.2647 | 280.0127 | 3725.3587 | 4205.1041 | 2241920.4772
Saturday | Saturday | 10 | 9 | 531008.4344 | 1151096.7777 | 273100.6239 | 271.9154 | 3690.498 | 3648.5511 | 1962816.8004 | 634213.1804 | 1374819.4962 | 326179.4051 | 324.7638 | 4407.7689 | 4357.6694 | 2344302.2837
Saturday | Saturday | 10 | 10 | 529552.0988 | 1200956.1581 | 273180.2857 | 286.8382 | 3855.7978 | 3707.0693 | 2011538.2479 | 632473.797 | 1434369.353 | 326274.5497 | 342.587 | 4605.1957 | 4427.561 | 2402493.0432
Saturday | Saturday | 10 | 11 | 538646.0425 | 1236065.4845 | 272830.1427 | 293.4787 | 3467.7026 | 3558.1228 | 2054860.9737 | 643335.2044 | 1476302.3922 | 325856.3542 | 350.5181 | 4141.6718 | 4249.6658 | 2454235.8065
Saturday | Saturday | 10 | 12 | 543110.1186 | 1244066.8368 | 281007.4665 | 286.4992 | 4143.2757 | 3612.7136 | 2076226.9104 | 648666.9011 | 1485858.8565 | 335622.9911 | 342.182 | 4948.5467 | 4314.8667 | 2479754.3441
Saturday | Saturday | 10 | 13 | 541684.017 | 1248471.2319 | 285365.5987 | 265.7873 | 4534.9644 | 3697.1526 | 2084018.7519 | 646963.6279 | 1491119.2728 | 340828.153 | 317.4447 | 5416.3625 | 4415.7169 | 2489060.5778
Saturday | Saturday | 10 | 14 | 551032.2688 | 1233878.3009 | 282413.8203 | 266.8277 | 4484.6557 | 3700.5891 | 2075776.4625 | 658128.7697 | 1473690.1162 | 337302.6783 | 318.6873 | 5356.2761 | 4419.8213 | 2479216.3489
Saturday | Saturday | 10 | 15 | 581688.0864 | 1177881.1471 | 278192.2613 | 238.0614 | 5465.6742 | 3847.081 | 2047312.3115 | 694742.7335 | 1406809.5721 | 332260.6335 | 284.3301 | 6527.9615 | 4594.7848 | 2445220.0155
Saturday | Saturday | 10 | 16 | 623723.2964 | 1104093.3354 | 272156.8605 | 225.9609 | 4815.2554 | 3508.4412 | 2008523.1498 | 744947.7443 | 1318680.6466 | 325052.2155 | 269.8778 | 5751.1298 | 4190.3283 | 2398891.9424
Saturday | Saturday | 10 | 17 | 667107.9057 | 999336.847 | 265266.6343 | 68853.3656 | 4452.3145 | 3511.6813 | 2008528.7484 | 796764.4186 | 1193564.0922 | 316822.8316 | 82235.4395 | 5317.6491 | 4194.1982 | 2398898.6291
Saturday | Saturday | 10 | 18 | 781025.8443 | 959927.6637 | 258500.6985 | 68850.3054 | 2289.043 | 3521.4017 | 2074114.9566 | 932823.0073 | 1146495.4924 | 308741.8946 | 82231.7846 | 2733.9326 | 4205.8077 | 2477231.9191
Saturday | Saturday | 10 | 19 | 838634.4205 | 936631.969 | 250830.0747 | 69072.8738 | 1645.8112 | 3330.3338 | 2100145.4831 | 1001628.1636 | 1118672.1366 | 299580.4381 | 82497.6105 | 1965.6847 | 3977.6046 | 2508321.6381
Saturday | Saturday | 10 | 20 | 866183.7921 | 891815.1455 | 245838.5959 | 69180.7683 | 1027.7336 | 3254.7314 | 2077300.7668 | 1034531.9245 | 1065144.8886 | 293618.8347 | 82626.4749 | 1227.4799 | 3887.3085 | 2481036.9111
Saturday | Saturday | 10 | 21 | 920505.8757 | 850150.3459 | 243413.5715 | 69082.7279 | 1408.6419 | 3122.0836 | 2087683.2464 | 1099411.8382 | 1015382.2796 | 290722.492 | 82509.3797 | 1682.4201 | 3728.8797 | 2493437.2892
Saturday | Saturday | 10 | 22 | 954434.9348 | 810658.3001 | 253614.9576 | 69039.0243 | 1178.6595 | 2982.4647 | 2091908.3411 | 1139935.218 | 968214.7126 | 302906.5801 | 82457.1821 | 1407.7392 | 3562.125 | 2498483.557
Saturday | Saturday | 10 | 23 | 941214.5753 | 784475.9483 | 256081.9083 | 68980.2834 | 1412.2353 | 2890.2691 | 2055055.2198 | 1124145.4005 | 936943.6601 | 305852.9978 | 82387.0246 | 1686.7119 | 3452.0106 | 2454467.8056
Sunday | Sunday | 10 | 0 | 899876.1347 | 751493.6069 | 243326.0862 | 68917.8333 | 1879.387 | 2798.8589 | 1968291.9069 | 1074772.5805 | 897550.9983 | 290618.0034 | 82312.4368 | 2244.6574 | 3342.8343 | 2350841.5107
Sunday | Sunday | 10 | 1 | 853888.0501 | 721353.7998 | 233299.3413 | 68898.333 | 2303.4169 | 2747.0173 | 1882489.9583 | 1019846.4295 | 861553.3348 | 278642.4991 | 82289.1466 | 2751.1001 | 3280.917 | 2248363.4271
Sunday | Sunday | 10 | 2 | 813898.8128 | 707834.4772 | 228942.5408 | 68876.8708 | 2856.8119 | 2725.7112 | 1825135.2248 | 972085.0388 | 845406.449 | 273438.9277 | 82263.5131 | 3412.0509 | 3255.4699 | 2179861.4494
Sunday | Sunday | 10 | 3 | 771841.7597 | 690435.2717 | 228120.9203 | 68876.1372 | 3413.8004 | 2746.4282 | 1765434.3175 | 921853.9395 | 824625.6012 | 272457.6203 | 82262.6369 | 4077.2935 | 3280.2134 | 2108557.3046
Sunday | Sunday | 10 | 4 | 744609.1338 | 686625.7245 | 227867.856 | 68874.5943 | 2953.8358 | 2774.0181 | 1733705.1626 | 889328.4857 | 820075.6452 | 272155.3714 | 82260.7942 | 3527.9318 | 3313.1656 | 2070661.3939
Sunday | Sunday | 10 | 5 | 724569.2999 | 697567.3707 | 223249.6238 | 238.3093 | 3830.6434 | 2802.9827 | 1652258.2298 | 865393.7872 | 833143.8674 | 266639.5573 | 284.6262 | 4575.1525 | 3347.7596 | 1973384.7502
Sunday | Sunday | 10 | 6 | 720314.9097 | 698831.9314 | 219529.4948 | 226.4867 | 3582.6937 | 2727.8712 | 1645213.3876 | 860312.5302 | 834654.2032 | 262196.3985 | 270.5057 | 4279.0122 | 3258.0498 | 1964970.6996
Sunday | Sunday | 10 | 7 | 710718.8374 | 737733.8899 | 219962.9169 | 188.3143 | 2634.0166 | 2257.271 | 1673495.246 | 848851.4023 | 881116.996 | 262714.0589 | 224.9143 | 3145.9538 | 2695.9855 | 1998749.3108
Sunday | Sunday | 10 | 8 | 701851.6064 | 817842.4111 | 223860.2455 | 166.1818 | 2680.1702 | 1650.0955 | 1748050.7106 | 838260.7706 | 976795.0996 | 267368.8572 | 198.4803 | 3201.0778 | 1970.8017 | 2087795.0872
Sunday | Sunday | 10 | 9 | 674996.9044 | 900170.6368 | 230695.099 | 169.8233 | 2360.9125 | 1586.5699 | 1809979.9459 | 806186.6925 | 1075124.3209 | 275532.1063 | 202.8295 | 2819.7703 | 1894.9295 | 2161760.6491
Sunday | Sunday | 10 | 10 | 660248.6317 | 936484.3543 | 233836.2858 | 171.4028 | 2307.0104 | 1678.1764 | 1834725.8615 | 788572.0026 | 1118495.8321 | 279283.8021 | 204.716 | 2755.392 | 2004.3403 | 2191316.0852
Sunday | Sunday | 10 | 11 | 663008.7634 | 976669.5704 | 236614.6882 | 200.7483 | 3058.0465 | 1608.8579 | 1881160.6746 | 791868.5828 | 1166491.2914 | 282602.204 | 239.7649 | 3652.3966 | 1921.5493 | 2246775.789
Sunday | Sunday | 10 | 12 | 662138.3183 | 976861.9729 | 240055.3754 | 216.5303 | 3244.9072 | 1784.8052 | 1884301.9093 | 790828.9614 | 1166721.0885 | 286711.6099 | 258.6143 | 3875.5748 | 2131.6931 | 2250527.542
Sunday | Sunday | 10 | 13 | 660459.5759 | 959191.8935 | 241805.6923 | 202.041 | 3812.6761 | 1663.4487 | 1867135.3276 | 788823.9452 | 1145616.7208 | 288802.1117 | 241.3089 | 4553.6931 | 1986.7501 | 2230024.5298
Sunday | Sunday | 10 | 14 | 664961.7382 | 939766.2696 | 241419.7492 | 208.9839 | 3801.8957 | 2623.5007 | 1852782.1372 | 794201.1302 | 1122415.6078 | 288341.1581 | 249.6012 | 4540.8174 | 3133.3941 | 2212881.7089
Sunday | Sunday | 10 | 15 | 676017.1977 | 926606.6968 | 235770.862 | 221.8258 | 4649.9555 | 3354.6837 | 1846621.2216 | 807405.2862 | 1106698.3913 | 281594.375 | 264.9391 | 5553.7029 | 4006.687 | 2205523.3814
Sunday | Sunday | 10 | 16 | 687639.9427 | 901762.2438 | 233066.9298 | 196.4721 | 5745.9652 | 3430.4824 | 1831842.0359 | 821286.9829 | 1077025.2664 | 278364.917 | 234.6576 | 6862.7287 | 4097.2177 | 2187871.7704
Sunday | Sunday | 10 | 17 | 717066.6139 | 868320.9233 | 228963.3079 | 68849.0883 | 4861.9705 | 3258.1679 | 1891320.0718 | 856432.9081 | 1037084.4202 | 273463.731 | 82230.3308 | 5806.9243 | 3891.4128 | 2258909.7273
Sunday | Sunday | 10 | 18 | 817524.8277 | 882929.1845 | 226767.8236 | 68971.6766 | 2698.6991 | 3299.111 | 2002191.3225 | 976415.7919 | 1054531.8866 | 270841.5409 | 82376.7449 | 3223.2078 | 3940.3135 | 2391329.4856
Sunday | Sunday | 10 | 19 | 858304.1764 | 874479.2333 | 223588.3993 | 69228.9492 | 2397.8579 | 3246.4839 | 2031245.1001 | 1025120.8571 | 1044439.6355 | 267044.176 | 82684.0201 | 2863.8963 | 3877.458 | 2426030.043
Sunday | Sunday | 10 | 20 | 880638.0029 | 849419.6829 | 223062.4973 | 69242.1814 | 1987.1912 | 3138.5787 | 2027488.1343 | 1051795.3997 | 1014509.6078 | 266416.0617 | 82699.824 | 2373.414 | 3748.5807 | 2421542.888
Sunday | Sunday | 10 | 21 | 914076.6603 | 823442.1449 | 221586.7141 | 69029.4337 | 2066.2476 | 3026.7461 | 2033227.9467 | 1091733.0653 | 983483.176 | 264653.451 | 82445.7275 | 2467.8355 | 3615.0128 | 2428398.268
Sunday | Sunday | 10 | 22 | 947533.8888 | 796121.2882 | 218488.8825 | 68915.7535 | 1710.4937 | 2891.2509 | 2035661.5576 | 1131692.9113 | 950852.3432 | 260953.5368 | 82309.9529 | 2042.9386 | 3453.1833 | 2431304.8662
Sunday | Sunday | 10 | 23 | 942916.1202 | 770958.7004 | 217367.2631 | 68911.7285 | 1825.4849 | 2757.0322 | 2004736.3292 | 1126177.6511 | 920799.2522 | 259613.9238 | 82305.1456 | 2180.279 | 3292.8783 | 2394369.1299
WeekDay | Monday | 10 | 0 | 915060.0386 | 740988.3757 | 216005.8663 | 68908.4172 | 2181.2388 | 2697.7285 | 1945841.6651 | 1092907.5693 | 885004.0111 | 257987.9311 | 82301.1907 | 2605.1759 | 3222.0486 | 2324027.9266
WeekDay | Monday | 10 | 1 | 872549.1343 | 710796.7901 | 214363.0991 | 68888.2255 | 2644.797 | 2675.1459 | 1871917.192 | 1042134.4099 | 848944.5057 | 256025.8822 | 82277.0746 | 3158.8295 | 3195.077 | 2235735.7788
WeekDay | Monday | 10 | 2 | 837948.5441 | 687635.2259 | 214413.9339 | 68865.9552 | 2644.797 | 2638.7193 | 1814147.1754 | 1000808.9828 | 821281.3494 | 256086.5969 | 82250.476 | 3158.8295 | 3151.5706 | 2166737.8053
WeekDay | Monday | 10 | 3 | 790248.4424 | 697685.9641 | 213937.185 | 68867.5059 | 2799.3164 | 2634.792 | 1776173.2056 | 943838.0738 | 833285.5101 | 255517.189 | 82252.328 | 3343.3807 | 3146.8799 | 2121383.3615
WeekDay | Monday | 10 | 4 | 762357.9574 | 694986.5975 | 212847.2583 | 68862.5938 | 2457.9363 | 2670.6294 | 1744182.9728 | 910526.902 | 830061.5051 | 254215.4284 | 82246.4613 | 2935.6513 | 3189.6827 | 2083175.6308
WeekDay | Monday | 10 | 5 | 739304.337 | 698573.7821 | 212186.6537 | 228.0929 | 2634.0166 | 2690.6592 | 1655617.5414 | 882992.6691 | 834345.8811 | 253426.4312 | 272.4241 | 3145.9538 | 3213.6053 | 1977396.9646
WeekDay | Monday | 10 | 6 | 729117.4849 | 688143.2016 | 211201.9693 | 214.8441 | 2328.5712 | 2570.6772 | 1633576.7484 | 870825.9398 | 821888.0533 | 252250.3673 | 256.6003 | 2781.1434 | 3070.3041 | 1951072.4082
WeekDay | Monday | 10 | 7 | 736239.9016 | 692398.2302 | 213934.757 | 169.9634 | 1764.3958 | 2369.0054 | 1646876.2533 | 879332.6418 | 826970.0727 | 255514.2891 | 202.9968 | 2107.317 | 2829.4361 | 1966956.7536
WeekDay | Monday | 10 | 8 | 751940.8396 | 730257.989 | 216399.0869 | 154.9772 | 2386.0668 | 2183.1414 | 1703322.101 | 898085.1535 | 872188.1079 | 258457.5766 | 185.098 | 2849.8136 | 2607.4483 | 2034373.1979
WeekDay | Monday | 10 | 9 | 743843.3851 | 765585.9546 | 220777.8515 | 158.1396 | 2644.797 | 2105.968 | 1735116.0958 | 888413.909 | 914382.2803 | 263687.3809 | 188.875 | 3158.8295 | 2515.2759 | 2072346.5505
WeekDay | Monday | 10 | 10 | 721516.0408 | 796063.9235 | 222909.3292 | 180.73 | 2651.9839 | 2142.4928 | 1745464.5002 | 861747.1084 | 950783.8293 | 266233.1244 | 215.856 | 3167.4133 | 2558.8995 | 2084706.2308
WeekDay | Monday | 10 | 11 | 693576.2333 | 822367.0837 | 225104.6851 | 193.114 | 2784.9425 | 2317.5565 | 1746343.6152 | 828377.028 | 982199.17 | 268855.1613 | 230.6469 | 3326.2131 | 2767.9878 | 2085756.2072
WeekDay | Monday | 10 | 12 | 687541.782 | 848986.6133 | 225729.5022 | 193.1907 | 3298.8093 | 2298.1159 | 1768048.0133 | 821169.744 | 1013992.3685 | 269601.4154 | 230.7385 | 3939.9531 | 2744.7688 | 2111678.9883
WeekDay | Monday | 10 | 13 | 683646.9042 | 850846.7835 | 224778.8489 | 193.2496 | 3870.1717 | 2589.3323 | 1765925.2902 | 816517.8729 | 1016214.0742 | 268465.9967 | 230.8089 | 4622.3633 | 3092.585 | 2109143.7009
WeekDay | Monday | 10 | 14 | 674352.351 | 851517.71 | 219643.6913 | 196.8389 | 4151.4733 | 3449.2357 | 1753311.3003 | 805416.8663 | 1017015.3994 | 262332.7899 | 235.0957 | 4958.3376 | 4119.6159 | 2094078.1047
WeekDay | Monday | 10 | 15 | 680160.8506 | 847130.1052 | 217664.1789 | 201.3507 | 4570.8991 | 3340.4469 | 1753067.8314 | 812354.2834 | 1011775.0366 | 259968.547 | 240.4845 | 5459.2814 | 3989.6832 | 2093787.3162
WeekDay | Monday | 10 | 16 | 694608.4853 | 833195.7856 | 215274.7211 | 220.2752 | 4448.721 | 3206.6208 | 1750954.609 | 829609.9044 | 995132.4966 | 257114.6834 | 263.087 | 5313.3572 | 3829.8473 | 2091263.376
WeekDay | Monday | 10 | 17 | 733558.4931 | 828150.7877 | 215309.673 | 68866.7044 | 3902.5129 | 3287.427 | 1853075.5981 | 876130.0852 | 989106.9724 | 257156.4285 | 82251.3708 | 4660.9902 | 3926.3586 | 2213232.2056
WeekDay | Monday | 10 | 18 | 827712.1926 | 861964.0461 | 217683.347 | 68878.2314 | 1893.7609 | 3304.7076 | 1981436.2855 | 988583.1336 | 1029492.045 | 259991.4406 | 82265.1381 | 2261.8249 | 3946.9978 | 2366540.5799
WeekDay | Monday | 10 | 19 | 917785.1251 | 848027.0775 | 214990.971 | 68952.512 | 1510.2698 | 3221.1522 | 2054487.1077 | 1096162.293 | 1012846.341 | 256775.7848 | 82353.8556 | 1803.8 | 3847.2029 | 2453789.2774
WeekDay | Monday | 10 | 20 | 986557.1271 | 820046.9589 | 216851.0247 | 68938.2228 | 1383.4875 | 3047.6595 | 2096824.4804 | 1178300.5554 | 979428.1147 | 258997.3513 | 82336.7892 | 1652.3768 | 3639.9908 | 2504355.1782
WeekDay | Monday | 10 | 21 | 1033595.9794 | 793904.6296 | 219676.1401 | 68918.2979 | 1469.7309 | 2969.1116 | 2120533.8895 | 1234481.6971 | 948204.8635 | 262371.5452 | 82312.9918 | 1755.3821 | 3546.1766 | 2532672.6563
WeekDay | Monday | 10 | 22 | 1035239.4345 | 779841.0466 | 219402.8431 | 68918.0645 | 1246.9355 | 2905.2914 | 2107553.6155 | 1236444.5678 | 931407.9368 | 262045.1313 | 82312.713 | 1489.2851 | 3469.9526 | 2517169.5865
WeekDay | Monday | 10 | 23 | 980219.6959 | 758167.1895 | 215638.9267 | 68913.696 | 1642.2177 | 2835.0892 | 2027416.815 | 1170731.4056 | 905521.6327 | 257549.6747 | 82307.4955 | 1961.3928 | 3386.1061 | 2421457.7073
WeekDay | Tuesday | 10 | 0 | 917240.7848 | 737577.2988 | 214454.5203 | 68882.7432 | 2249.5148 | 2781.7748 | 1943186.6367 | 1095512.1568 | 880929.9704 | 256135.0715 | 82270.5269 | 2686.7218 | 3322.4297 | 2320856.8772
WeekDay | Tuesday | 10 | 1 | 860436.3898 | 722110.6469 | 213727.5542 | 68874.103 | 2889.1532 | 2720.9983 | 1870758.8455 | 1027667.4793 | 862457.2799 | 255266.8152 | 82260.2074 | 3450.6779 | 3249.841 | 2234352.3006
WeekDay | Tuesday | 10 | 2 | 820482.8556 | 702999.6339 | 211123.2599 | 68872.3745 | 2720.2599 | 2719.4273 | 1808917.8112 | 979948.7307 | 839631.9243 | 252156.3603 | 82258.1429 | 3248.9591 | 3247.9647 | 2160492.082
WeekDay | Tuesday | 10 | 3 | 802421.9843 | 696444.7885 | 210643.8864 | 68871.6409 | 2314.1974 | 2838.9184 | 1783535.4157 | 958377.6182 | 831803.1044 | 251583.8176 | 82257.2667 | 2763.9758 | 3390.6796 | 2130176.4623
WeekDay | Tuesday | 10 | 4 | 782598.083 | 701042.5824 | 216338.9501 | 68871.6576 | 2033.9064 | 2945.6454 | 1773830.8248 | 934700.8201 | 837294.5079 | 258385.7518 | 82257.2866 | 2429.2085 | 3518.1496 | 2118585.7246
WeekDay | Tuesday | 10 | 5 | 785035.6148 | 732348.7892 | 224495.7734 | 240.6747 | 2569.334 | 3128.8584 | 1747819.0445 | 937612.1012 | 874685.2679 | 268127.9038 | 287.4513 | 3068.6998 | 3736.9712 | 2087518.3953
WeekDay | Tuesday | 10 | 6 | 766235.6628 | 788897.6945 | 236113.8229 | 239.2163 | 2156.0845 | 3347.8107 | 1796990.2918 | 915158.2633 | 942224.7998 | 282003.9925 | 285.7095 | 2575.1327 | 3998.4783 | 2146246.3761
WeekDay | Tuesday | 10 | 7 | 617892.8413 | 939163.5819 | 254717.341 | 213.4969 | 2213.5801 | 3540.9405 | 1817741.7815 | 737984.1045 | 1121695.7839 | 304223.2184 | 254.9913 | 2643.8029 | 4229.1439 | 2171031.0451
WeekDay | Tuesday | 10 | 8 | 541074.5964 | 1127865.4119 | 268246.4219 | 237.9514 | 3011.3313 | 3388.2629 | 1943823.9758 | 646235.7626 | 1347072.9719 | 320381.7592 | 284.1987 | 3596.6021 | 4046.7926 | 2321618.087
WeekDay | Tuesday | 10 | 9 | 523349.4706 | 1215175.6566 | 276203.2839 | 661.4792 | 3101.1682 | 3315.4097 | 2021806.4682 | 625065.6499 | 1451352.4982 | 329885.0861 | 790.0418 | 3703.8992 | 3959.7799 | 2414756.9551
WeekDay | Tuesday | 10 | 10 | 526684.4635 | 1266460.3017 | 282181.9668 | 686.7652 | 3385.0526 | 3785.9118 | 2083184.4616 | 629048.8192 | 1512604.6287 | 337025.7627 | 820.2422 | 4042.9584 | 4521.727 | 2488064.1381
WeekDay | Tuesday | 10 | 11 | 507748.0899 | 1297212.5451 | 284982.2655 | 707.407 | 3011.3313 | 3304.9039 | 2096966.5428 | 606432.0452 | 1549333.7592 | 340370.3166 | 844.8959 | 3596.6021 | 3947.2323 | 2504524.8513
WeekDay | Tuesday | 10 | 12 | 516486.2043 | 1295042.0091 | 288949.1234 | 673.1707 | 3553.9459 | 3957.1463 | 2108661.5998 | 616868.4657 | 1546741.3662 | 345108.1577 | 804.0056 | 4244.6771 | 4726.2419 | 2518492.9142
WeekDay | Tuesday | 10 | 13 | 517683.6754 | 1306828.2066 | 288562.0942 | 623.9293 | 3816.2695 | 3750.2707 | 2121264.4456 | 618298.6727 | 1560818.2834 | 344645.9069 | 745.1938 | 4557.9849 | 4479.1588 | 2533545.2005
WeekDay | Tuesday | 10 | 14 | 529703.9585 | 1293158.7891 | 284075.6328 | 466.9124 | 4071.4062 | 3766.1766 | 2115242.8756 | 632655.1716 | 1544492.1307 | 339287.4743 | 557.6597 | 4862.709 | 4498.1562 | 2526353.3014
WeekDay | Tuesday | 10 | 15 | 574336.2552 | 1227978.9984 | 278038.2623 | 257.4361 | 4901.4987 | 3739.3721 | 2089251.823 | 685962.0289 | 1466644.2481 | 332076.7038 | 307.4704 | 5854.1351 | 4466.1421 | 2495310.7283
WeekDay | Tuesday | 10 | 16 | 638595.0748 | 1149339.64 | 275191.6178 | 220.3752 | 5318.3417 | 3456.2069 | 2072121.2564 | 762709.9441 | 1372720.848 | 328676.7965 | 263.2065 | 6351.9941 | 4127.9419 | 2474850.7311
WeekDay | Tuesday | 10 | 17 | 702563.7871 | 1031490.0939 | 267693.0464 | 68860.0094 | 4470.2818 | 3229.1052 | 2078306.3239 | 839111.3679 | 1231966.5199 | 319720.8317 | 82243.3746 | 5339.1085 | 3856.7016 | 2482237.9043
WeekDay | Tuesday | 10 | 18 | 827618.5229 | 983104.7696 | 262347.3306 | 68877.0342 | 2260.2952 | 3277.314 | 2147485.2665 | 988471.2586 | 1174177.211 | 313336.1433 | 82263.7083 | 2699.5975 | 3914.28 | 2564862.1987
WeekDay | Tuesday | 10 | 19 | 926405.5521 | 957028.1183 | 254206.2005 | 69020.7346 | 1710.4937 | 3132.4912 | 2211503.5904 | 1106458.1529 | 1143032.4026 | 303612.7347 | 82435.3376 | 2042.9386 | 3741.3101 | 2641322.8765
WeekDay | Tuesday | 10 | 20 | 983901.0845 | 903784.1194 | 248814.373 | 69164.9884 | 1563.1613 | 3035.19 | 2210262.9166 | 1175128.2946 | 1079440.106 | 297172.9723 | 82607.6281 | 1866.9712 | 3625.0978 | 2639841.0701
WeekDay | Tuesday | 10 | 21 | 1032086.3178 | 859528.2695 | 244846.9693 | 69075.1058 | 1814.7044 | 2890.5636 | 2210241.9305 | 1232678.6235 | 1026582.8603 | 292434.4794 | 82500.2763 | 2167.4034 | 3452.3624 | 2639816.0053
WeekDay | Tuesday | 10 | 22 | 1029824.8056 | 814135.6954 | 239062.2185 | 69006.0607 | 1534.4135 | 2781.2838 | 2156344.4775 | 1229977.5725 | 972367.961 | 285525.4268 | 82417.8118 | 1832.6361 | 3321.8434 | 2575443.2517
WeekDay | Tuesday | 10 | 23 | 969801.5092 | 782977.0289 | 233989.5674 | 68973.7141 | 1678.1524 | 2697.6303 | 2060117.6024 | 1158288.3804 | 935153.4165 | 279466.8749 | 82379.1784 | 2004.3116 | 3221.9313 | 2460514.0932
WeekDay | Wednesday | 10 | 0 | 891624.08 | 768165.3614 | 235087.0671 | 68875.8071 | 2303.4169 | 2624.188 | 1968679.9205 | 1064916.6883 | 917463.0106 | 280777.6804 | 82262.2426 | 2751.1001 | 3134.215 | 2351304.9371
WeekDay | Wednesday | 10 | 1 | 832636.9411 | 740942.5986 | 232794.0982 | 68867.2769 | 2817.2837 | 2594.2416 | 1880652.4401 | 994465.0372 | 884949.3369 | 278039.0589 | 82252.0545 | 3364.8401 | 3098.4483 | 2246168.776
WeekDay | Wednesday | 10 | 2 | 789774.481 | 721538.6343 | 232613.2124 | 68868.8653 | 2946.6488 | 2570.7754 | 1818312.6172 | 943271.9952 | 861774.0931 | 277823.0169 | 82253.9517 | 3519.3481 | 3070.4214 | 2171712.8262
WeekDay | Wednesday | 10 | 3 | 752797.6225 | 705090.2131 | 232537.2159 | 68864.9304 | 2551.3666 | 2672.2986 | 1764513.6471 | 899108.4574 | 842128.8203 | 277732.25 | 82249.2519 | 3047.2404 | 3191.6762 | 2107457.6962
WeekDay | Wednesday | 10 | 4 | 728659.3112 | 707858.9221 | 235936.5703 | 68865.505 | 2069.8411 | 2781.2838 | 1746171.4336 | 870278.7172 | 845435.6449 | 281792.2898 | 82249.9383 | 2472.1274 | 3321.8434 | 2085550.561
WeekDay | Wednesday | 10 | 5 | 733658.8034 | 739775.7392 | 245592.2936 | 227.2592 | 2763.3816 | 3022.3278 | 1725039.8048 | 876249.8914 | 883555.6912 | 293324.6621 | 271.4284 | 3300.4618 | 3609.7357 | 2060311.8706
WeekDay | Wednesday | 10 | 6 | 728175.4408 | 795712.7898 | 254116.2432 | 227.4804 | 3740.8066 | 3225.9633 | 1785198.7242 | 869700.8037 | 950364.4507 | 303505.2936 | 271.6926 | 4467.8553 | 3852.949 | 2132163.0449
WeekDay | Wednesday | 10 | 7 | 584902.5516 | 923793.0392 | 262674.1207 | 193.522 | 2267.4822 | 3353.1127 | 1777183.8283 | 698581.9498 | 1103337.882 | 313726.447 | 231.1341 | 2708.1813 | 4004.8107 | 2122590.4049
WeekDay | Wednesday | 10 | 8 | 508467.9331 | 1101705.6682 | 267322.5513 | 213.409 | 2319.8122 | 3277.1176 | 1883306.4914 | 607291.7944 | 1315828.9216 | 319278.3287 | 254.8864 | 2770.6819 | 3914.0455 | 2249338.6585
WeekDay | Wednesday | 10 | 9 | 491406.116 | 1205686.1129 | 275726.3546 | 255.3574 | 2588.3121 | 3109.1232 | 1978771.3763 | 586913.9085 | 1440018.6035 | 329315.4626 | 304.9877 | 3091.3664 | 3713.4004 | 2363357.7292
WeekDay | Wednesday | 10 | 10 | 495010.7362 | 1263936.4452 | 278448.0427 | 274.3953 | 2835.2511 | 3524.3472 | 2044029.2177 | 591219.1088 | 1509590.2451 | 332566.1275 | 327.7257 | 3386.2995 | 4209.3257 | 2441298.8323
WeekDay | Wednesday | 10 | 11 | 502710.6726 | 1274880.7233 | 280984.2617 | 298.6997 | 2975.3966 | 3080.3551 | 2064930.1089 | 600415.5749 | 1522661.6107 | 335595.2763 | 356.7539 | 3553.6832 | 3679.041 | 2466261.9399
WeekDay | Wednesday | 10 | 12 | 510497.2586 | 1270654.8094 | 285130.5742 | 326.2644 | 3126.3225 | 3035.3864 | 2072770.6155 | 609715.5317 | 1517614.3647 | 340547.45 | 389.6759 | 3733.9425 | 3625.3323 | 2475626.2971
WeekDay | Wednesday | 10 | 13 | 511801.5796 | 1275323.7282 | 285588.9422 | 287.9853 | 3255.6876 | 3117.469 | 2079375.3919 | 611273.3555 | 1523190.7165 | 341094.9046 | 343.957 | 3888.4504 | 3723.3682 | 2483514.7522
WeekDay | Wednesday | 10 | 14 | 524012.0938 | 1269915.8865 | 285109.7099 | 283.6635 | 3686.9045 | 3348.1053 | 2086356.3635 | 625857.058 | 1516731.8276 | 340522.5306 | 338.7953 | 4403.477 | 3998.8301 | 2491852.5185
WeekDay | Wednesday | 10 | 15 | 570567.27 | 1210617.9716 | 279871.7668 | 281.1959 | 3600.6611 | 3645.1146 | 2068583.9801 | 681460.5182 | 1445908.9992 | 334266.5612 | 335.848 | 4300.4717 | 4353.565 | 2470625.9633
WeekDay | Wednesday | 10 | 16 | 632577.3952 | 1133057.4425 | 277794.7378 | 264.6035 | 4315.7625 | 3733.2847 | 2051743.2261 | 755522.6916 | 1353274.1055 | 331785.8489 | 316.0308 | 5154.5574 | 4458.8715 | 2450512.1056
WeekDay | Wednesday | 10 | 17 | 691950.6745 | 1021990.9245 | 269345.5682 | 69115.2691 | 2978.9901 | 3698.0363 | 2059079.4626 | 826435.5319 | 1220621.1286 | 321694.5313 | 82548.2455 | 3557.9751 | 4416.7723 | 2459274.1847
WeekDay | Wednesday | 10 | 18 | 816510.4345 | 983582.5394 | 262364.0013 | 69579.8549 | 1609.8764 | 3656.2095 | 2137302.916 | 975204.2452 | 1174747.8383 | 313356.054 | 83103.1265 | 1922.7658 | 4366.8163 | 2552700.846
WeekDay | Wednesday | 10 | 19 | 914207.095 | 964273.2798 | 256881.7829 | 70415.1235 | 1642.2177 | 3445.7011 | 2210865.2001 | 1091888.8508 | 1151685.7057 | 306808.3329 | 84100.7347 | 1961.3928 | 4115.3942 | 2640560.4111
WeekDay | Wednesday | 10 | 20 | 974338.7287 | 910751.6212 | 252634.6133 | 70170.7584 | 1207.4073 | 3281.2414 | 2212384.3704 | 1163707.4364 | 1087761.7844 | 301735.6999 | 83808.8757 | 1442.0743 | 3918.9708 | 2642374.8414
WeekDay | Wednesday | 10 | 21 | 1016138.7677 | 857619.3099 | 247514.2671 | 69824.2312 | 1358.3332 | 3115.6034 | 2195570.5125 | 1213631.5693 | 1024302.8826 | 295620.1829 | 83394.9987 | 1622.3336 | 3721.1401 | 2622293.1072
WeekDay | Wednesday | 10 | 22 | 1024844.6797 | 812678.6432 | 241204.6935 | 69685.6241 | 1024.1401 | 2946.1363 | 2152383.9169 | 1224029.5286 | 970627.7217 | 288084.305 | 83229.4525 | 1223.188 | 3518.7359 | 2570712.9318
WeekDay | Wednesday | 10 | 23 | 957205.8745 | 776477.0833 | 238132.702 | 69615.9287 | 1451.7636 | 2841.9621 | 2045725.3142 | 1143244.7068 | 927390.1666 | 284415.2531 | 83146.2114 | 1733.9227 | 3394.3149 | 2443324.5755
WeekDay | Thursday | 10 | 0 | 877685.5355 | 744603.8142 | 234674.8246 | 69356.5618 | 2346.5386 | 2808.7756 | 1931476.0502 | 1048269.1022 | 889322.1322 | 280285.316 | 82836.435 | 2802.6028 | 3354.6784 | 2306870.2665
WeekDay | Thursday | 10 | 1 | 818824.2078 | 720706.9065 | 232635.5014 | 69082.9924 | 2738.2273 | 2734.5478 | 1846722.3833 | 977967.7145 | 860780.714 | 277849.6379 | 82509.6957 | 3270.4186 | 3266.024 | 2205644.2046
WeekDay | Thursday | 10 | 2 | 777416.06 | 699549.4335 | 231784.049 | 68913.3436 | 2587.3014 | 2703.6196 | 1782953.807 | 928511.6391 | 835511.1563 | 276832.7005 | 82307.0746 | 3090.1593 | 3229.0846 | 2129481.8144
WeekDay | Thursday | 10 | 3 | 728831.8197 | 685827.809 | 230221.4846 | 68909.9756 | 1836.2653 | 2779.8111 | 1718407.1652 | 870484.7538 | 819122.6499 | 274966.4421 | 82303.052 | 2193.1547 | 3320.0844 | 2052390.1369
WeekDay | Thursday | 10 | 4 | 709804.2836 | 695095.116 | 231728.8181 | 68908.4816 | 1915.3217 | 2901.1676 | 1710353.1888 | 847759.0994 | 830191.1149 | 276766.7352 | 82301.2677 | 2287.5762 | 3465.0273 | 2042770.8207
WeekDay | Thursday | 10 | 5 | 718984.3052 | 718671.6881 | 237054.3917 | 274.8388 | 2982.5835 | 3066.3146 | 1681034.1221 | 858723.3146 | 858349.9384 | 283127.3666 | 328.2554 | 3562.2669 | 3662.2717 | 2007753.4136
WeekDay | Thursday | 10 | 6 | 721044.7893 | 760902.3848 | 243872.5463 | 269.67 | 3949.2281 | 3223.8032 | 1733262.4217 | 861184.2663 | 908788.4299 | 291270.6713 | 322.082 | 4716.7848 | 3850.3691 | 2070132.6035
WeekDay | Thursday | 10 | 7 | 582381.1595 | 893717.3321 | 254755.0569 | 240.548 | 2770.5686 | 3373.1424 | 1737237.8076 | 695570.5096 | 1067416.7769 | 304268.2647 | 287.3 | 3309.0456 | 4028.7334 | 2074880.6301
WeekDay | Thursday | 10 | 8 | 508390.347 | 1081655.7118 | 269187.0524 | 245.5356 | 2659.1709 | 3278.0995 | 1865415.9171 | 607199.1289 | 1291882.1333 | 321505.2069 | 293.257 | 3175.997 | 3915.2182 | 2227970.9413
WeekDay | Thursday | 10 | 9 | 493053.9323 | 1188541.0884 | 278919.8967 | 281.0825 | 3776.7413 | 3185.0202 | 1967757.7614 | 588881.9879 | 1419541.3384 | 333129.6892 | 335.7126 | 4510.7742 | 3804.0484 | 2350203.5507
WeekDay | Thursday | 10 | 10 | 496652.1893 | 1233547.1906 | 281408.1841 | 343.2692 | 3147.8834 | 3482.2259 | 2018580.9424 | 593179.5882 | 1473294.6525 | 336101.5905 | 409.9857 | 3759.6938 | 4159.0178 | 2410904.5286
WeekDay | Thursday | 10 | 11 | 513433.874 | 1263306.8605 | 283083.6135 | 359.0146 | 3564.7264 | 3539.0749 | 2067287.1638 | 613222.8963 | 1508838.2967 | 338102.6499 | 428.7913 | 4257.5528 | 4226.9159 | 2469077.1029
WeekDay | Thursday | 10 | 12 | 520878.4514 | 1263730.0609 | 286076.6596 | 333.6252 | 3837.8304 | 3011.9202 | 2077868.5477 | 622114.373 | 1509343.7487 | 341677.4129 | 398.4674 | 4583.7363 | 3597.3053 | 2481715.0436
WeekDay | Thursday | 10 | 13 | 519517.327 | 1276437.3769 | 285992.1409 | 285.0486 | 4297.7951 | 3501.0774 | 2090030.7658 | 620488.7058 | 1524520.8096 | 341576.4675 | 340.4495 | 5133.0979 | 4181.5332 | 2496241.0635
WeekDay | Thursday | 10 | 14 | 524398.9143 | 1263193.5473 | 284514.4659 | 317.1551 | 4172.0235 | 3190.224 | 2079786.3301 | 626319.0595 | 1508702.9604 | 339811.5973 | 378.7962 | 4982.8818 | 3810.2636 | 2484005.5588
WeekDay | Thursday | 10 | 15 | 571451.0672 | 1202012.9835 | 279971.1772 | 253.8157 | 4067.8127 | 3765.5875 | 2061522.4439 | 682516.0869 | 1435631.5789 | 334385.2926 | 303.1463 | 4858.4171 | 4497.4525 | 2462191.9743
WeekDay | Thursday | 10 | 16 | 633568.6268 | 1117365.6228 | 270589.1205 | 393.5088 | 3665.3436 | 3550.7589 | 2029132.9815 | 756706.5751 | 1334532.4845 | 323179.7756 | 469.9897 | 4377.7256 | 4240.8707 | 2423507.4212
WeekDay | Thursday | 10 | 17 | 696617.1207 | 1021426.3534 | 260886.6557 | 69264.1971 | 4010.3172 | 3541.1368 | 2055745.7809 | 832008.9305 | 1219946.8296 | 311591.5773 | 82726.1186 | 4789.7469 | 4229.3785 | 2455292.5814
WeekDay | Thursday | 10 | 18 | 816309.6531 | 995508.0315 | 255103.1483 | 69706.6516 | 2515.4319 | 3523.4635 | 2142666.38 | 974964.4407 | 1188991.1229 | 304684.0097 | 83254.5669 | 3004.3215 | 4208.2703 | 2559106.732
WeekDay | Thursday | 10 | 19 | 899120.0596 | 972208.8879 | 250750.0714 | 69843.7904 | 1573.9417 | 3311.4823 | 2196808.2332 | 1073869.5575 | 1161163.6478 | 299484.8857 | 83418.3594 | 1879.8469 | 3955.0892 | 2623771.3865
WeekDay | Thursday | 10 | 20 | 962946.2241 | 921277.8645 | 245898.0257 | 69231.2513 | 1455.357 | 3174.5144 | 2203983.237 | 1150100.7285 | 1100333.8678 | 293689.815 | 82686.7696 | 1738.2146 | 3791.5007 | 2632340.8963
WeekDay | Thursday | 10 | 21 | 1018996.2461 | 871045.5069 | 242600.5787 | 69196.2602 | 1602.6895 | 3003.9672 | 2206445.2485 | 1217044.4161 | 1040338.5434 | 289751.489 | 82644.9778 | 1914.182 | 3587.8066 | 2635281.4148
WeekDay | Thursday | 10 | 22 | 1019264.3788 | 818230.0416 | 239566.8773 | 68930.3773 | 1408.6419 | 2873.4795 | 2150273.7963 | 1217364.662 | 977258.0684 | 286128.1692 | 82327.4189 | 1682.4201 | 3431.9578 | 2568192.6964
WeekDay | Thursday | 10 | 23 | 960030.185 | 787280.4823 | 234862.3226 | 68924.2748 | 1750.0219 | 2764.2978 | 2055611.5845 | 1146617.9393 | 940293.2725 | 280509.2554 | 82320.1303 | 2090.1494 | 3301.5561 | 2455132.3031
WeekDay | Friday | 10 | 0 | 883599.3654 | 706355.4318 | 233319.1778 | 68876.1972 | 2849.625 | 2708.627 | 1897708.4242 | 1055332.3212 | 843639.9421 | 278666.191 | 82262.7086 | 3403.4671 | 3235.0653 | 2266539.6952
WeekDay | Friday | 10 | 1 | 825766.6461 | 690491.8222 | 230373.3695 | 68877.3477 | 2885.5597 | 2696.943 | 1821091.6882 | 986259.4582 | 824693.1427 | 275147.8467 | 82264.0826 | 3446.386 | 3221.1104 | 2175032.0267
WeekDay | Friday | 10 | 2 | 780725.9468 | 673625.9194 | 231220.8401 | 68873.7418 | 2364.506 | 2706.8597 | 1759517.8137 | 932464.8228 | 804549.2482 | 276160.0285 | 82259.7759 | 2824.0622 | 3232.9545 | 2101490.892
WeekDay | Friday | 10 | 3 | 735807.0628 | 666721.7122 | 231418.1624 | 68874.7755 | 2105.7759 | 2795.2261 | 1707722.7149 | 878815.6782 | 796303.166 | 276395.7016 | 82261.0106 | 2515.0463 | 3338.4954 | 2039629.0981
WeekDay | Friday | 10 | 4 | 719467.0544 | 666950.4773 | 232957.4718 | 68872.4723 | 3187.4116 | 2845.6931 | 1694280.5805 | 859299.8889 | 796576.393 | 278234.1852 | 82258.2598 | 3806.9046 | 3398.771 | 2023574.4025
WeekDay | Friday | 10 | 5 | 728332.4291 | 690918.1704 | 238137.7363 | 238.2926 | 4394.8189 | 3064.94 | 1665086.3873 | 869888.3036 | 825202.3542 | 284421.2659 | 284.6063 | 5248.9789 | 3660.6299 | 1988706.1388
WeekDay | Friday | 10 | 6 | 733130.2876 | 729381.9047 | 248496.7213 | 244.7809 | 4962.5878 | 3227.927 | 1719444.2092 | 875618.6553 | 871141.7513 | 296793.5832 | 292.3555 | 5927.0972 | 3855.2944 | 2053628.7368
WeekDay | Friday | 10 | 7 | 597313.3907 | 865045.0068 | 260317.8083 | 214.0827 | 2946.6488 | 3414.0856 | 1729251.0227 | 713404.9115 | 1033171.8092 | 310912.1709 | 255.6909 | 3519.3481 | 4077.634 | 2065341.5646
WeekDay | Friday | 10 | 8 | 523849.056 | 1054371.0317 | 268965.545 | 242.3243 | 2572.9275 | 3501.961 | 1853502.8455 | 625662.3329 | 1259294.5082 | 321240.6482 | 289.4215 | 3072.9917 | 4182.5886 | 2213742.4912
WeekDay | Friday | 10 | 9 | 504409.5889 | 1145267.5798 | 275726.6964 | 270.2369 | 3510.8242 | 3262.1935 | 1932447.1197 | 602444.6861 | 1367857.358 | 329315.8709 | 322.7591 | 4193.1745 | 3896.2208 | 2308030.0693
WeekDay | Friday | 10 | 10 | 510684.6645 | 1200179.4946 | 277957.2013 | 294.6181 | 4207.9582 | 3352.8182 | 1996676.7549 | 609939.3611 | 1433441.7402 | 331979.8881 | 351.8789 | 5025.8007 | 4004.4589 | 2384743.128
WeekDay | Friday | 10 | 11 | 484425.0343 | 1197588.9468 | 280367.5971 | 310.0366 | 3270.0615 | 3633.2343 | 1969594.9106 | 578576.0108 | 1430347.7034 | 334858.7592 | 370.2942 | 3905.618 | 4339.3756 | 2352397.7611
WeekDay | Friday | 10 | 12 | 489223.3646 | 1196989.0727 | 284008.3593 | 282.5398 | 3528.7916 | 3528.2746 | 1977560.4025 | 584306.9259 | 1429631.2402 | 339207.1258 | 337.4531 | 4214.6339 | 4214.0164 | 2361911.3952
WeekDay | Friday | 10 | 13 | 490029.6807 | 1201949.5909 | 284987.1497 | 314.6452 | 4775.7271 | 4223.4237 | 1986280.2173 | 585269.9545 | 1435555.8655 | 340376.1501 | 375.7984 | 5703.919 | 5044.272 | 2372325.9595
WeekDay | Friday | 10 | 14 | 498125.7875 | 1200015.8242 | 282770.8579 | 241.4361 | 5142.2615 | 3962.9392 | 1990259.1065 | 594939.5894 | 1433246.2594 | 337729.1084 | 288.3607 | 6141.6916 | 4733.1607 | 2377078.1702
WeekDay | Friday | 10 | 15 | 536524.1854 | 1139388.2588 | 277410.4489 | 237.9347 | 5196.1636 | 4032.5523 | 1962789.5436 | 640800.9513 | 1360835.3548 | 331326.871 | 284.1788 | 6206.0699 | 4816.3035 | 2344269.7293
WeekDay | Friday | 10 | 16 | 590856.4886 | 1071897.3906 | 271207.9721 | 221.7614 | 4707.4511 | 3795.9267 | 1942686.9904 | 705693.0709 | 1280227.2225 | 323918.9048 | 264.8621 | 5622.3731 | 4533.6883 | 2320260.1216
WeekDay | Friday | 10 | 17 | 653451.6149 | 966691.3408 | 262724.1293 | 68849.9553 | 4024.691 | 3697.7417 | 1959439.4731 | 780453.944 | 1154573.7317 | 313786.1751 | 82231.3664 | 4806.9144 | 4416.4205 | 2340268.5521
WeekDay | Friday | 10 | 18 | 768299.7216 | 931829.9452 | 256217.2825 | 68883.827 | 2170.4584 | 3676.632 | 2031077.8667 | 917623.4845 | 1112936.81 | 306014.6827 | 82271.8213 | 2592.3003 | 4391.208 | 2425830.3068
WeekDay | Friday | 10 | 19 | 915373.8396 | 931859.5049 | 252804.5054 | 69238.5399 | 2145.3041 | 3450.7085 | 2174872.4023 | 1093282.3594 | 1112972.1148 | 301938.6114 | 82695.4747 | 2562.2571 | 4121.3749 | 2597572.1923
WeekDay | Friday | 10 | 20 | 969734.1692 | 881415.1208 | 248569.1468 | 69364.0171 | 1473.3244 | 3376.9717 | 2173932.75 | 1158207.9525 | 1052723.5553 | 296880.085 | 82845.3392 | 1759.674 | 4033.3068 | 2596449.9128
WeekDay | Friday | 10 | 21 | 1020769.9589 | 841940.4215 | 244140.9521 | 69351.4675 | 1854.2327 | 3214.8684 | 2181271.901 | 1219162.8609 | 1005576.7061 | 291591.2434 | 82830.3505 | 2214.6142 | 3839.6978 | 2605215.4728
WeekDay | Friday | 10 | 22 | 1030997.5331 | 795299.4716 | 240716.999 | 69108.3006 | 1451.7636 | 2974.4135 | 2140548.4813 | 1231378.2268 | 949870.8015 | 287501.824 | 82539.9227 | 1733.9227 | 3552.5091 | 2556577.2068
WeekDay | Friday | 10 | 23 | 968989.3219 | 764602.2641 | 240380.278 | 68935.346 | 1588.3156 | 2846.2822 | 2047341.8079 | 1157318.3395 | 913207.4035 | 287099.6592 | 82333.3533 | 1897.0144 | 3399.4747 | 2445255.2447
Saturday | Saturday | 10 | 0 | 897116.0931 | 743215.1685 | 237876.4212 | 68889.386 | 2066.2476 | 2793.7533 | 1951957.0698 | 1071476.1078 | 887663.5947 | 284109.1626 | 82278.4607 | 2467.8355 | 3336.7364 | 2331331.8978
Saturday | Saturday | 10 | 1 | 841399.4477 | 724709.3654 | 235286.2934 | 68888.9191 | 2727.4469 | 2781.6766 | 1875793.1491 | 1004930.5907 | 865561.0752 | 281015.6276 | 82277.9031 | 3257.5429 | 3322.3125 | 2240365.0519
Saturday | Saturday | 10 | 2 | 799669.0483 | 701870.6024 | 233216.8318 | 68888.7335 | 2411.2212 | 2753.6939 | 1808810.131 | 955089.6323 | 838283.4586 | 278543.9534 | 82277.6813 | 2879.8568 | 3288.8912 | 2160363.4735
Saturday | Saturday | 10 | 3 | 748784.5208 | 688963.9868 | 235093.4309 | 68886.9227 | 2332.1647 | 2775.5891 | 1746836.6151 | 894315.3848 | 822868.363 | 280785.2811 | 82275.5187 | 2785.4352 | 3315.0419 | 2086345.0247
Saturday | Saturday | 10 | 4 | 730316.278 | 687770.4662 | 236972.3931 | 68891.1323 | 2709.4795 | 2913.8335 | 1729573.5826 | 872257.7257 | 821442.8745 | 283029.431 | 82280.5463 | 3236.0835 | 3480.1549 | 2065726.8159
Saturday | Saturday | 10 | 5 | 738652.1157 | 709145.607 | 240612.4782 | 254.5471 | 3410.207 | 3092.1372 | 1695167.0923 | 882213.6846 | 846972.4049 | 287376.9891 | 304.0199 | 4073.0016 | 3693.1131 | 2024633.2132
Saturday | Saturday | 10 | 6 | 742590.5678 | 746321.7637 | 248173.531 | 253.4511 | 4513.4035 | 3337.0104 | 1745189.7275 | 886917.599 | 891373.9757 | 296407.5788 | 302.7109 | 5390.6112 | 3985.5788 | 2084378.0544
Saturday | Saturday | 10 | 7 | 637982.1473 | 881112.0347 | 256135.6961 | 223.7733 | 3363.4918 | 3617.0338 | 1782434.177 | 761977.8904 | 1052361.5626 | 305917.2395 | 267.265 | 4017.2071 | 4320.0264 | 2128861.191
Saturday | Saturday | 10 | 8 | 579975.4599 | 1055005.7614 | 264962.1653 | 252.6185 | 4019.5254 | 3460.8216 | 1907676.3522 | 692697.2476 | 1260052.6016 | 316459.1871 | 301.7165 | 4800.7448 | 4133.4535 | 2278444.9511
Saturday | Saturday | 10 | 9 | 571419.9454 | 1149293.8669 | 273455.4025 | 275.4568 | 3580.1109 | 3666.1262 | 2001690.9088 | 682478.9163 | 1372666.1786 | 326603.1371 | 328.9936 | 4275.9274 | 4378.6603 | 2390731.8134
Saturday | Saturday | 10 | 10 | 576664.2377 | 1200639.6675 | 275654.18 | 274.5998 | 3575.5068 | 3474.0765 | 2060282.2684 | 688742.4691 | 1433991.3505 | 329229.2605 | 327.97 | 4270.4285 | 4149.2846 | 2460710.763
Saturday | Saturday | 10 | 11 | 568279.6811 | 1227856.7637 | 276113.1623 | 287.8053 | 3468.7132 | 3579.4289 | 2079585.5545 | 678728.3224 | 1466498.2563 | 329777.4488 | 343.742 | 4142.8789 | 4275.1129 | 2483765.7613
Saturday | Saturday | 10 | 12 | 577764.4902 | 1226389.359 | 281957.3174 | 302.0845 | 4212.5624 | 3646.391 | 2094272.2046 | 690056.5624 | 1464745.6525 | 336757.4513 | 360.7964 | 5031.2997 | 4355.0895 | 2501306.8518
Saturday | Saturday | 10 | 13 | 576913.1348 | 1227192.7483 | 282945.1671 | 263.6164 | 5782.9106 | 3844.3318 | 2096941.9089 | 689039.7408 | 1465705.1854 | 337937.2956 | 314.8519 | 6906.8547 | 4591.5013 | 2504495.4296
Saturday | Saturday | 10 | 14 | 581771.0266 | 1212623.0069 | 282037.0473 | 234.4177 | 5255.1191 | 3896.2716 | 2085816.8892 | 694841.7937 | 1448303.7254 | 336852.6772 | 279.9782 | 6276.4837 | 4653.5359 | 2491208.1941
Saturday | Saturday | 10 | 15 | 619104.5249 | 1166819.4795 | 276460.0805 | 252.0672 | 5616.6001 | 4013.8971 | 2072266.6493 | 739431.2863 | 1393598.0015 | 330191.7928 | 301.058 | 6708.2208 | 4794.0227 | 2475024.382
Saturday | Saturday | 10 | 16 | 655094.4482 | 1084227.3887 | 268191.3857 | 232.966 | 5082.1831 | 3749.7797 | 2016578.1515 | 782416.072 | 1294953.6313 | 320316.0263 | 278.2444 | 6069.9366 | 4478.5724 | 2408512.483
Saturday | Saturday | 10 | 17 | 702526.1141 | 997523.9345 | 260120.1725 | 68862.9017 | 3219.7528 | 3611.339 | 2035864.2148 | 839066.373 | 1191398.8291 | 310676.1234 | 82246.829 | 3845.5315 | 4313.2249 | 2431546.911
Saturday | Saturday | 10 | 18 | 809144.0109 | 962492.1724 | 257806.0044 | 69019.225 | 2245.9213 | 3597.2004 | 2104304.5345 | 966406.1119 | 1149558.4291 | 307912.1825 | 82433.5347 | 2682.4299 | 4296.3384 | 2513289.0266
Saturday | Saturday | 10 | 19 | 846372.519 | 936726.996 | 252966.3089 | 69556.0107 | 2066.2476 | 3426.4569 | 2111114.5391 | 1010870.209 | 1118785.6327 | 302131.8625 | 83074.6479 | 2467.8355 | 4092.4098 | 2521422.5974
Saturday | Saturday | 10 | 20 | 869785.0986 | 893993.3732 | 247463.7924 | 69537.9421 | 1832.6718 | 3309.2241 | 2085922.1022 | 1038833.167 | 1067746.4682 | 295559.8982 | 83053.0676 | 2188.8628 | 3952.3921 | 2491333.8559
Saturday | Saturday | 10 | 21 | 906745.6471 | 854237.5375 | 242694.7522 | 69550.3205 | 1599.096 | 3127.1893 | 2077954.5426 | 1082977.2247 | 1020263.842 | 289863.9658 | 83067.8519 | 1909.8901 | 3734.9777 | 2481817.7522
Saturday | Saturday | 10 | 22 | 927698.1903 | 810165.0409 | 238933.4181 | 69306.8135 | 1329.5854 | 2970.7807 | 2050403.829 | 1108002.0233 | 967625.5854 | 285371.5933 | 82777.0178 | 1587.9985 | 3548.1702 | 2448912.3884
Saturday | Saturday | 10 | 23 | 907122.5939 | 780424.4848 | 233960.4217 | 69290.299 | 1520.0396 | 2894.7856 | 1995212.6245 | 1083427.4334 | 932104.7698 | 279432.0646 | 82757.2935 | 1815.4686 | 3457.4049 | 2382994.4348
Sunday | Sunday | 10 | 0 | 863169.6161 | 748358.5239 | 231861.1985 | 69298.3289 | 2209.9866 | 2838.8202 | 1917736.4741 | 1030931.9248 | 893806.5928 | 276924.8444 | 82766.8842 | 2639.5111 | 3390.5623 | 2290460.3195
Sunday | Sunday | 10 | 1 | 815998.3496 | 721007.9938 | 230504.8176 | 69265.7722 | 2799.3164 | 2777.7492 | 1842353.9988 | 974592.6334 | 861140.3194 | 275304.8426 | 82727.9998 | 3343.3807 | 3317.6218 | 2200426.7977
Sunday | Sunday | 10 | 2 | 783563.9317 | 706679.9502 | 228298.0579 | 68885.2232 | 2511.8384 | 2725.1221 | 1792664.1234 | 935854.3874 | 844027.5326 | 272669.1857 | 82273.4888 | 3000.0296 | 3254.7663 | 2141079.3903
Sunday | Sunday | 10 | 3 | 782126.1929 | 689302.1403 | 224962.8975 | 68864.2445 | 1879.387 | 2721.0965 | 1769855.9586 | 934137.2153 | 823272.2388 | 268685.8163 | 82248.4328 | 2244.6574 | 3249.9583 | 2113838.3188
Sunday | Sunday | 10 | 4 | 753707.3548 | 687084.5649 | 224203.4119 | 68866.6099 | 3252.0941 | 2774.8036 | 1739888.8393 | 900195.0017 | 820623.6641 | 267778.7201 | 82251.2579 | 3884.1585 | 3314.1037 | 2078046.9061
Sunday | Sunday | 10 | 5 | 736646.9687 | 699950.0845 | 223878.3086 | 238.6639 | 4107.341 | 2770.3853 | 1667591.7519 | 879818.8249 | 835989.6762 | 267390.4309 | 285.0497 | 4905.6279 | 3308.8267 | 1991698.4363
Sunday | Sunday | 10 | 6 | 729809.3068 | 700438.0659 | 223110.4589 | 224.3624 | 3898.9195 | 2735.8242 | 1660216.9379 | 871652.2216 | 836572.4999 | 266473.345 | 267.9687 | 4656.6984 | 3267.5484 | 1982890.2819
Sunday | Sunday | 10 | 7 | 732840.8389 | 736038.174 | 220077.1054 | 183.8124 | 2928.6814 | 2578.9247 | 1694647.537 | 875272.9505 | 879091.7073 | 262850.4406 | 219.5375 | 3497.8886 | 3080.1546 | 2024012.6792
Sunday | Sunday | 10 | 8 | 728103.9312 | 814400.2611 | 227940.5901 | 164.1499 | 3223.3463 | 2175.483 | 1776007.7615 | 869615.3957 | 972683.9466 | 272242.2418 | 196.0534 | 3849.8234 | 2598.3014 | 2121185.7623
Sunday | Sunday | 10 | 9 | 703621.9657 | 892794.2204 | 231680.6911 | 175.5245 | 3158.6638 | 1995.9028 | 1833426.9683 | 840375.2101 | 1066314.2527 | 276709.2543 | 209.6388 | 3772.5695 | 2383.8187 | 2189764.7441
Sunday | Sunday | 10 | 10 | 687832.8706 | 941932.0234 | 232847.3918 | 198.7386 | 3435.3613 | 2099.1933 | 1868345.579 | 821517.4076 | 1125002.2891 | 278102.7105 | 237.3646 | 4103.0448 | 2507.1844 | 2231470.0009
Sunday | Sunday | 10 | 11 | 671792.8113 | 969537.3165 | 231251.2655 | 198.8453 | 3672.5306 | 2518.2465 | 1878971.0156 | 802359.8643 | 1157972.8402 | 276196.3672 | 237.4921 | 4386.3094 | 3007.6831 | 2244160.5563
Sunday | Sunday | 10 | 12 | 680334.942 | 971748.5933 | 231383.427 | 185.2397 | 3417.3939 | 2452.9535 | 1889522.5494 | 812562.2105 | 1160613.8922 | 276354.2152 | 221.2421 | 4081.5854 | 2929.7001 | 2256762.8455
Sunday | Sunday | 10 | 13 | 677015.4541 | 953945.9227 | 228479.506 | 184.1892 | 4330.1364 | 2511.2753 | 1866466.4838 | 808597.5598 | 1139351.1634 | 272885.8993 | 219.9875 | 5171.7249 | 2999.3571 | 2229225.6921
Sunday | Sunday | 10 | 14 | 681152.1939 | 935897.6367 | 216576.6739 | 188.4332 | 4617.6143 | 2682.8044 | 1841115.3563 | 813538.3003 | 1117795.0823 | 258669.6787 | 225.0563 | 5515.0759 | 3204.2239 | 2198947.4175
Sunday | Sunday | 10 | 15 | 685253.641 | 922269.677 | 216510.6095 | 199.7045 | 5102.7333 | 2434.102 | 1831770.4674 | 818436.8889 | 1101518.4451 | 258590.7744 | 238.5183 | 6094.4808 | 2907.1847 | 2187786.2921
Sunday | Sunday | 10 | 16 | 698135.357 | 904919.2335 | 216174.7791 | 212.5487 | 4854.7836 | 2938.1833 | 1827234.8851 | 833822.2453 | 1080795.8364 | 258189.6732 | 253.8588 | 5798.3405 | 3509.2373 | 2182369.1915
Sunday | Sunday | 10 | 17 | 731452.0319 | 861011.6678 | 210251.3826 | 68861.9325 | 4082.1866 | 3307.8495 | 1878967.0509 | 873614.2203 | 1028354.5661 | 251115.0283 | 82245.6714 | 4875.5846 | 3950.7503 | 2244155.821
Sunday | Sunday | 10 | 18 | 830110.484 | 877268.3852 | 208341.8581 | 68894.9483 | 2723.8534 | 3299.2092 | 1990638.7381 | 991447.5476 | 1047770.8762 | 248834.3759 | 82285.104 | 3253.251 | 3940.4308 | 2377531.5855
Sunday | Sunday | 10 | 19 | 865695.8134 | 883461.365 | 205959.9774 | 68952.8155 | 2540.5862 | 3157.6266 | 2029768.184 | 1033949.1041 | 1055167.4996 | 245989.5621 | 82354.218 | 3034.3647 | 3771.3307 | 2424266.0793
Sunday | Sunday | 10 | 20 | 888621.9945 | 861318.7231 | 204179.6849 | 68955.3232 | 1789.5501 | 3043.0448 | 2027908.3207 | 1061331.1292 | 1028721.2995 | 243863.259 | 82357.2131 | 2137.3602 | 3634.4792 | 2422044.7401
Sunday | Sunday | 10 | 21 | 918309.8353 | 832458.5207 | 202146.1559 | 68951.3048 | 2181.2388 | 2987.374 | 2027034.4294 | 1096788.9838 | 994251.9397 | 241434.5011 | 82352.4138 | 2605.1759 | 3567.9884 | 2421001.0027
Sunday | Sunday | 10 | 22 | 944970.3304 | 803751.1703 | 201025.7688 | 68924.0503 | 1635.0307 | 2852.1733 | 2023158.5238 | 1128631.1096 | 959965.1397 | 240096.3598 | 82319.8622 | 1952.809 | 3406.5107 | 2416371.791
Sunday | Sunday | 10 | 23 | 928268.8552 | 778083.637 | 198714.5996 | 68924.7506 | 1714.0872 | 2775.8837 | 1978481.8131 | 1108683.6004 | 929308.9638 | 237336.0007 | 82320.6985 | 2047.2305 | 3315.3937 | 2363011.8877
WeekDay | Monday | 10 | 0 | 896268.1308 | 751078.0267 | 197008.6643 | 68923.1599 | 2493.8711 | 2762.3341 | 1918534.1869 | 1070463.3389 | 897054.6476 | 235298.5065 | 82318.7987 | 2978.5702 | 3299.2107 | 2291413.0727
WeekDay | Monday | 10 | 1 | 851965.4593 | 720408.3501 | 198703.3911 | 68889.5694 | 3000.5509 | 2731.4059 | 1845698.7266 | 1017550.1714 | 860424.1312 | 237322.6138 | 82278.6797 | 3583.7264 | 3262.2714 | 2204421.5939
WeekDay | Monday | 10 | 2 | 815209.6642 | 695176.8954 | 201597.351 | 68885.8256 | 3025.7052 | 2662.971 | 1786558.4125 | 973650.6622 | 830288.7886 | 240779.0325 | 82274.2083 | 3613.7696 | 3180.5358 | 2133786.9971
WeekDay | Monday | 10 | 3 | 766262.5759 | 683518.2821 | 201462.6986 | 68886.407 | 2170.4584 | 2637.5411 | 1724937.9631 | 915190.407 | 816364.2523 | 240618.2097 | 82274.9027 | 2592.3003 | 3150.1634 | 2060190.2354
WeekDay | Monday | 10 | 4 | 740563.4469 | 679786.1373 | 198392.8817 | 68886.9161 | 2626.8296 | 2669.4512 | 1692925.6629 | 884496.4948 | 811906.7422 | 236951.7551 | 82275.5107 | 3137.37 | 3188.2754 | 2021956.1483
WeekDay | Monday | 10 | 5 | 722558.3577 | 682521.7899 | 197545.4237 | 244.6786 | 3359.8983 | 2658.6509 | 1608888.7991 | 862992.006 | 815174.0857 | 235939.5884 | 292.2334 | 4012.9152 | 3175.376 | 1921586.2047
WeekDay | Monday | 10 | 6 | 712867.7698 | 670128.8088 | 198369.5587 | 233.4451 | 4251.0799 | 2589.6269 | 1588440.2892 | 851417.993 | 800372.4527 | 236923.899 | 278.8166 | 5077.3034 | 3092.9368 | 1897163.4014
WeekDay | Monday | 10 | 7 | 721076.5899 | 675484.0132 | 200673.1486 | 178.179 | 2903.5271 | 2414.0723 | 1602729.5301 | 861222.2475 | 806768.4739 | 239675.2058 | 212.8091 | 3467.8454 | 2883.262 | 1914229.8439
WeekDay | Monday | 10 | 8 | 738173.9 | 702764.6915 | 203842.995 | 162.4614 | 2923.5158 | 2207.6876 | 1650075.2513 | 881642.5248 | 839351.3194 | 243461.1313 | 194.0368 | 3491.719 | 2636.7652 | 1970777.4964
WeekDay | Monday | 10 | 9 | 740441.2372 | 742275.3957 | 205335.8914 | 162.0279 | 2569.334 | 2083.2873 | 1692867.1736 | 884350.5328 | 886541.1713 | 245244.1813 | 193.519 | 3068.6998 | 2488.187 | 2021886.2912
WeekDay | Monday | 10 | 10 | 720285.4902 | 773963.9614 | 205160.4133 | 161.5677 | 2687.9187 | 2556.244 | 1704815.5953 | 860277.3928 | 924388.6041 | 245034.5979 | 192.9694 | 3210.3321 | 3053.0657 | 2036156.962
WeekDay | Monday | 10 | 11 | 710727.3164 | 811748.5301 | 206223.5427 | 183.2366 | 3165.8507 | 2139.2527 | 1734187.7292 | 848861.5292 | 969516.8354 | 246304.353 | 218.8498 | 3781.1532 | 2555.0296 | 2071237.7503
WeekDay | Monday | 10 | 12 | 701390.3534 | 836687.7073 | 206762.7018 | 193.1607 | 3622.2219 | 2286.8246 | 1750942.9697 | 837709.8702 | 999303.0946 | 246948.301 | 230.7027 | 4326.223 | 2731.283 | 2091249.4745
WeekDay | Monday | 10 | 13 | 701270.6378 | 836644.2043 | 206752.7927 | 189.8449 | 4261.8603 | 2425.7563 | 1751545.0963 | 837566.8871 | 999251.1366 | 246936.466 | 226.7424 | 5090.179 | 2897.2169 | 2091968.6281
WeekDay | Monday | 10 | 14 | 688654.556 | 839766.1755 | 205452.7345 | 196.0285 | 4552.9317 | 2541.909 | 1741164.3354 | 822498.7926 | 1002979.8821 | 245383.7335 | 234.1279 | 5437.822 | 3035.9446 | 2079570.3026
WeekDay | Monday | 10 | 15 | 691729.5502 | 829494.5009 | 204969.468 | 198.8964 | 5063.2051 | 2532.9742 | 1733988.5947 | 826171.4307 | 990711.8445 | 244806.5412 | 237.5531 | 6047.27 | 3025.2733 | 2070999.9128
WeekDay | Monday | 10 | 16 | 707222.4049 | 814974.1965 | 203297.5421 | 196.5854 | 5781.8999 | 3191.5004 | 1734664.1292 | 844675.4167 | 973369.4298 | 242809.6663 | 234.793 | 6905.6476 | 3811.788 | 2071806.7415
WeekDay | Monday | 10 | 17 | 747095.3399 | 818077.1929 | 199976.1931 | 68849.1705 | 3327.5571 | 3121.1018 | 1840446.5553 | 892297.9012 | 977075.5127 | 238842.7927 | 82230.4291 | 3974.2882 | 3727.7071 | 2198148.6309
WeekDay | Monday | 10 | 18 | 852276.7226 | 852511.1868 | 202093.7094 | 68878.8239 | 2256.7018 | 3175.2017 | 1981192.3462 | 1017921.9308 | 1018201.9645 | 241371.8613 | 82265.8457 | 2695.3056 | 3792.3216 | 2366249.2294
WeekDay | Monday | 10 | 19 | 939912.1918 | 852133.3749 | 201908.4737 | 68938.9753 | 1980.0043 | 3053.9433 | 2067926.9632 | 1122589.8908 | 1017750.7225 | 241150.6239 | 82337.688 | 2364.8302 | 3647.4959 | 2469841.2513
WeekDay | Monday | 10 | 20 | 1001793.893 | 825858.9888 | 200347.2519 | 68945.7014 | 1670.9655 | 2959.5876 | 2101576.3882 | 1196498.6801 | 986369.7484 | 239285.9691 | 82345.7213 | 1995.7279 | 3534.8016 | 2510030.6484
WeekDay | Monday | 10 | 21 | 1028427.6929 | 795653.0913 | 195408.951 | 68952.7977 | 1717.6806 | 2881.9234 | 2093042.1369 | 1228308.9225 | 950293.1494 | 233387.8791 | 82354.1968 | 2051.5224 | 3442.0428 | 2499837.713
WeekDay | Monday | 10 | 22 | 1020492.9181 | 776054.314 | 194713.2204 | 68945.4947 | 1591.909 | 2791.1023 | 2064588.9586 | 1218831.9754 | 926885.2295 | 232556.929 | 82345.4744 | 1901.3063 | 3333.5702 | 2465854.4849
WeekDay | Monday | 10 | 23 | 968592.4505 | 756319.7957 | 195635.3856 | 68939.6256 | 1703.3067 | 2733.9587 | 1993924.5229 | 1156844.3337 | 903315.1866 | 233658.3226 | 82338.4646 | 2034.3549 | 3265.3204 | 2381455.9828
WeekDay | Tuesday | 10 | 0 | 896406.9684 | 736849.1434 | 195244.2518 | 68920.0597 | 2339.3517 | 2695.7648 | 1902455.5399 | 1070629.1604 | 880060.2936 | 233191.1696 | 82315.096 | 2794.019 | 3219.7032 | 2272209.4419
WeekDay | Tuesday | 10 | 1 | 835958.8786 | 716809.9227 | 195475.2467 | 68898.6754 | 2993.364 | 2648.9306 | 1822785.0179 | 998432.6137 | 856126.3274 | 233467.0598 | 82289.5555 | 3575.1426 | 3163.7665 | 2177054.4654
WeekDay | Tuesday | 10 | 2 | 794097.3945 | 698142.4033 | 197020.0175 | 68895.6375 | 2889.1532 | 2643.2359 | 1763687.8418 | 948435.0933 | 833830.6611 | 235312.0663 | 82285.9271 | 3450.6779 | 3156.965 | 2106471.3907
WeekDay | Tuesday | 10 | 3 | 747789.6441 | 686339.7424 | 199224.0803 | 68896.9124 | 2281.8561 | 2689.3828 | 1707221.6181 | 893127.1477 | 819734.0807 | 237944.5021 | 82287.4499 | 2725.3488 | 3212.0808 | 2039030.61
WeekDay | Tuesday | 10 | 4 | 728307.1231 | 689760.925 | 202964.874 | 68895.802 | 3032.8922 | 2814.5685 | 1695776.1847 | 869858.0792 | 823820.1911 | 242412.342 | 82286.1236 | 3622.3534 | 3361.5972 | 2025360.6865
WeekDay | Tuesday | 10 | 5 | 738722.065 | 723226.8321 | 211407.1428 | 260.7752 | 3827.05 | 3008.6801 | 1680452.5452 | 882297.229 | 863790.4025 | 252495.4176 | 311.4585 | 4570.8606 | 3593.4355 | 2007058.8036
WeekDay | Tuesday | 10 | 6 | 738276.726 | 779359.176 | 223225.3017 | 261.8868 | 4463.0949 | 3180.3073 | 1748766.4927 | 881765.3356 | 930832.4117 | 266610.5081 | 312.7861 | 5330.5248 | 3798.4195 | 2088649.9858
WeekDay | Tuesday | 10 | 7 | 605537.871 | 915656.8034 | 241308.1863 | 268.8908 | 2971.8031 | 3419.9766 | 1769163.5313 | 723227.8701 | 1093620.3189 | 288207.9123 | 321.1514 | 3549.3913 | 4084.6701 | 2113011.314
WeekDay | Tuesday | 10 | 8 | 532385.6465 | 1099650.1942 | 256365.6411 | 284.6884 | 2756.1947 | 3224.3923 | 1894666.7572 | 635858.062 | 1313373.9536 | 306191.8758 | 340.0194 | 3291.878 | 3851.0727 | 2262906.8615
WeekDay | Tuesday | 10 | 9 | 516185.1996 | 1193522.999 | 267109.2994 | 312.6399 | 3302.4027 | 3094.7882 | 1983527.329 | 616508.959 | 1425491.5138 | 319023.6299 | 373.4034 | 3944.245 | 3696.2793 | 2369038.0305
WeekDay | Tuesday | 10 | 10 | 519465.0703 | 1257828.2732 | 270470.3252 | 402.5181 | 3776.7413 | 2952.8129 | 2054895.741 | 620426.2926 | 1502294.9125 | 323037.8917 | 480.7499 | 4510.7742 | 3526.7102 | 2454277.3311
WeekDay | Tuesday | 10 | 11 | 527711.2522 | 1286444.1039 | 272710.6436 | 444.3709 | 3834.2369 | 3197.5878 | 2094342.1953 | 630275.1705 | 1536472.4053 | 325713.6297 | 530.7371 | 4579.4444 | 3819.0586 | 2501390.4457
WeekDay | Tuesday | 10 | 12 | 534910.651 | 1276272.7086 | 277769.7639 | 448.8116 | 4484.6557 | 3036.761 | 2096923.3518 | 638873.8167 | 1524324.1369 | 331756.0211 | 536.0409 | 5356.2761 | 3626.9741 | 2504473.2658
WeekDay | Tuesday | 10 | 13 | 536784.9566 | 1282394.2712 | 280635.7208 | 388.2478 | 5526.7632 | 3197.1951 | 2108927.1547 | 641112.4051 | 1531635.4628 | 335178.9943 | 463.7061 | 6600.9236 | 3818.5896 | 2518810.0814
WeekDay | Tuesday | 10 | 14 | 546895.8685 | 1278991.0334 | 277327.2985 | 293.6243 | 5286.0005 | 3370.1969 | 2112164.0221 | 653188.4346 | 1527570.7849 | 331227.5598 | 350.692 | 6313.3671 | 4025.2153 | 2522676.0538
WeekDay | Tuesday | 10 | 15 | 589551.609 | 1215029.362 | 272557.0146 | 256.5079 | 5613.0066 | 3555.57 | 2086563.0701 | 704134.5799 | 1451177.7704 | 325530.142 | 306.3618 | 6703.9289 | 4246.6168 | 2492099.3998
WeekDay | Tuesday | 10 | 16 | 649877.6401 | 1125938.3171 | 269811.1756 | 243.0424 | 4664.3294 | 3512.8596 | 2054047.3642 | 776185.3452 | 1344771.3345 | 322250.6324 | 290.2791 | 5570.8705 | 4195.6054 | 2453264.067
WeekDay | Tuesday | 10 | 17 | 712950.0091 | 1011259.6879 | 263884.4306 | 68872.0533 | 4125.3083 | 3563.2284 | 2064654.7175 | 851516.2159 | 1207804.2103 | 315171.9881 | 82257.7592 | 4927.0873 | 4255.7637 | 2465933.0245
WeekDay | Tuesday | 10 | 18 | 839523.0918 | 963399.4611 | 255020.7906 | 68864.3034 | 2846.0315 | 3514.7251 | 2133168.4034 | 1002689.5535 | 1150642.0549 | 304585.6453 | 82248.5031 | 3399.1752 | 4197.8335 | 2547762.7655
WeekDay | Tuesday | 10 | 19 | 930282.0345 | 958205.1833 | 248664.4483 | 69029.5137 | 2709.4795 | 3337.5995 | 2212228.2589 | 1111088.0534 | 1144438.2374 | 296993.9089 | 82445.8231 | 3236.0835 | 3986.2824 | 2642188.3888
WeekDay | Tuesday | 10 | 20 | 983915.1439 | 906417.8657 | 245092.8036 | 69196.0635 | 1926.1021 | 3274.3684 | 2209822.3472 | 1175145.0866 | 1082585.737 | 292728.0931 | 82644.7428 | 2300.4519 | 3910.762 | 2639314.8734
WeekDay | Tuesday | 10 | 21 | 1032867.1819 | 861029.759 | 239039.8899 | 69189.294 | 1893.7609 | 3158.1175 | 2207178.0032 | 1233611.2534 | 1028376.1734 | 285498.7586 | 82636.6576 | 2261.8249 | 3771.917 | 2636156.5849
WeekDay | Tuesday | 10 | 22 | 1027267.7371 | 813051.9902 | 233736.1523 | 68977.5568 | 1879.387 | 3032.1463 | 2147944.9697 | 1226923.5221 | 971073.631 | 279164.207 | 82383.768 | 2244.6574 | 3621.4625 | 2565411.248
WeekDay | Tuesday | 10 | 23 | 960412.3018 | 781986.4907 | 230638.2883 | 68887.6464 | 1868.6066 | 2958.3112 | 2046751.6449 | 1147074.3229 | 933970.3612 | 275464.2541 | 82276.3829 | 2231.7817 | 3533.2771 | 2444550.38
WeekDay | Wednesday | 10 | 0 | 879429.4041 | 765645.1605 | 227959.7461 | 68886.3759 | 2871.1858 | 2925.1247 | 1947716.9972 | 1050351.9024 | 914452.9932 | 272265.1209 | 82274.8655 | 3429.2184 | 3493.6406 | 2326267.741
WeekDay | Wednesday | 10 | 1 | 820605.656 | 738545.5192 | 227151.4093 | 68887.0628 | 3500.0438 | 2902.9349 | 1861592.6261 | 980095.398 | 882086.3704 | 271299.6789 | 82275.686 | 4180.2988 | 3467.1381 | 2223404.5702
WeekDay | Wednesday | 10 | 2 | 778890.3471 | 720071.2053 | 227652.9927 | 68884.2917 | 3381.4592 | 2891.2509 | 1801771.5469 | 930272.4631 | 860021.4603 | 271898.748 | 82272.3762 | 4038.6665 | 3453.1833 | 2151956.8974
WeekDay | Wednesday | 10 | 3 | 753330.0474 | 702896.5737 | 226116.6194 | 68886.6838 | 2713.073 | 2885.3598 | 1756828.357 | 899744.3623 | 839508.8337 | 270063.7711 | 82275.2332 | 3240.3754 | 3446.1472 | 2098278.723
WeekDay | Wednesday | 10 | 4 | 736253.9571 | 706077.0892 | 228537.5406 | 68882.1297 | 2917.901 | 2988.7485 | 1745657.3662 | 879349.4292 | 843307.502 | 272955.2133 | 82269.794 | 3485.013 | 3569.6301 | 2084936.5815
WeekDay | Wednesday | 10 | 5 | 742180.7263 | 740130.7322 | 236069.3609 | 250.7889 | 3841.4239 | 3188.5548 | 1725661.5869 | 886428.1022 | 883979.6792 | 281950.889 | 299.5313 | 4588.0282 | 3808.27 | 2061054.4999
WeekDay | Wednesday | 10 | 6 | 741858.7944 | 794709.6396 | 244283.852 | 259.8048 | 3266.468 | 3540.5477 | 1787919.1066 | 886043.601 | 949166.332 | 291761.9169 | 310.2995 | 3901.3261 | 4228.6749 | 2135412.1504
WeekDay | Wednesday | 10 | 7 | 606650.2005 | 912695.4224 | 255766.8597 | 250.5477 | 2490.2776 | 3867.8962 | 1781721.204 | 724556.3875 | 1090083.3753 | 305476.7175 | 299.2432 | 2974.2783 | 4619.6455 | 2128009.6474
WeekDay | Wednesday | 10 | 8 | 531743.8998 | 1092743.0219 | 264524.7575 | 361.1444 | 2860.4054 | 3873.9837 | 1896107.2126 | 635091.5879 | 1305124.3301 | 315936.7665 | 431.335 | 3416.3428 | 4626.9161 | 2264627.2784
WeekDay | Wednesday | 10 | 9 | 515865.2961 | 1189145.5874 | 274586.9554 | 384.0683 | 3442.5482 | 3732.1065 | 1987156.5619 | 616126.8803 | 1420263.3254 | 327954.6143 | 458.7143 | 4111.6286 | 4457.4642 | 2373372.627
WeekDay | Wednesday | 10 | 10 | 519569.2706 | 1256172.8575 | 281849.2081 | 382.7499 | 4132.4953 | 3463.6689 | 2065570.2504 | 620550.7449 | 1500317.7566 | 336628.3303 | 457.1397 | 4935.6711 | 4136.8542 | 2467026.4968
WeekDay | Wednesday | 10 | 11 | 510491.1914 | 1278016.7966 | 284493.2203 | 356.0789 | 4161.2431 | 3485.8587 | 2081004.389 | 609708.2853 | 1526407.1991 | 339786.2225 | 425.2851 | 4970.0062 | 4163.3567 | 2485460.3549
WeekDay | Wednesday | 10 | 12 | 519413.9705 | 1272390.9032 | 288351.8175 | 364.9104 | 4570.8991 | 3253.3569 | 2088345.8576 | 620365.2612 | 1519687.8789 | 344394.7617 | 435.8329 | 5459.2814 | 3885.6667 | 2494228.6829
WeekDay | Wednesday | 10 | 13 | 512309.9716 | 1266673.1637 | 289392.1677 | 319.107 | 4800.8815 | 3939.5712 | 2077434.8627 | 611880.5566 | 1512858.8616 | 345637.3104 | 381.1275 | 5733.9622 | 4705.251 | 2481197.0693
WeekDay | Wednesday | 10 | 14 | 518301.4282 | 1258742.9228 | 287793.0924 | 272.4545 | 5109.9202 | 3872.3145 | 2074092.1326 | 619036.4895 | 1503387.3298 | 343727.445 | 325.4077 | 6103.0646 | 4624.9226 | 2477204.6591
WeekDay | Wednesday | 10 | 15 | 561780.5397 | 1205349.7399 | 282410.7615 | 260.683 | 5537.5437 | 3676.1411 | 2059015.4088 | 670966.0331 | 1439616.8543 | 337299.025 | 311.3483 | 6613.7992 | 4390.6216 | 2459197.6816
WeekDay | Wednesday | 10 | 16 | 622606.0362 | 1125628.0837 | 275768.7659 | 252.2706 | 5268.0331 | 3603.1897 | 2033126.3793 | 743613.3378 | 1344400.8053 | 329366.1169 | 301.301 | 6291.9076 | 4303.4917 | 2428276.9604
WeekDay | Wednesday | 10 | 17 | 690616.2135 | 1020027.5214 | 268132.6923 | 68874.1808 | 3597.0676 | 3530.9256 | 2054778.6013 | 824841.7102 | 1218276.1261 | 320245.9255 | 82260.3003 | 4296.1798 | 4217.1826 | 2454137.4246
WeekDay | Wednesday | 10 | 18 | 813318.5961 | 988275.884 | 262978.7109 | 68895.8231 | 1369.1137 | 3500.881 | 2138339.0087 | 971392.0533 | 1180353.3632 | 314090.2362 | 82286.1488 | 1635.2093 | 4181.2987 | 2553938.3096
WeekDay | Wednesday | 10 | 19 | 878601.3672 | 961840.4799 | 257522.4685 | 69194.4728 | 1868.6066 | 3355.371 | 2172382.7659 | 1049362.9314 | 1148780.0762 | 307573.5397 | 82642.843 | 2231.7817 | 4007.5079 | 2594598.6799
WeekDay | Wednesday | 10 | 20 | 925138.231 | 912250.7571 | 250900.9362 | 69232.912 | 1419.4223 | 3234.7999 | 2162177.0584 | 1104944.5201 | 1089552.2866 | 299665.0719 | 82688.753 | 1695.2957 | 3863.5031 | 2582409.4305
WeekDay | Wednesday | 10 | 21 | 965148.5743 | 861010.0893 | 245531.2873 | 69163.4256 | 1660.1851 | 3103.4285 | 2145616.99 | 1152731.119 | 1028352.6808 | 293251.7988 | 82605.7615 | 1982.8522 | 3706.5989 | 2562630.8112
WeekDay | Wednesday | 10 | 22 | 970849.6329 | 811791.1827 | 238887.5978 | 68977.8469 | 1390.6745 | 3004.6545 | 2094901.5894 | 1159540.2134 | 969567.7779 | 285316.8676 | 82384.1145 | 1660.9606 | 3588.6275 | 2502058.5614
WeekDay | Wednesday | 10 | 23 | 911394.2318 | 779097.7758 | 235986.7353 | 68971.0919 | 1505.6657 | 2877.505 | 1999833.0054 | 1088529.2903 | 930520.2068 | 281852.2046 | 82376.0466 | 1798.301 | 3436.7658 | 2388512.8151
WeekDay | Thursday | 10 | 0 | 842786.6951 | 749061.2121 | 232312.4835 | 68954.4283 | 2256.7018 | 2860.1263 | 1898231.6472 | 1006587.4582 | 894645.8527 | 277463.8395 | 82356.1444 | 2695.3056 | 3416.0094 | 2267164.6098
WeekDay | Thursday | 10 | 1 | 788721.9606 | 725270.4085 | 229866.1456 | 68918.239 | 3151.4768 | 2835.9728 | 1818764.2033 | 942014.9109 | 866231.1605 | 274542.0408 | 82312.9214 | 3763.9857 | 3387.1615 | 2172252.1808
WeekDay | Thursday | 10 | 2 | 750740.1552 | 703817.5124 | 228860.9703 | 68914.6997 | 3047.2661 | 2790.1205 | 1758170.7242 | 896651.1087 | 840608.7625 | 273341.5035 | 82308.6943 | 3639.5209 | 3332.3975 | 2099881.9874
WeekDay | Thursday | 10 | 3 | 711441.32 | 695135.2716 | 227901.4546 | 68913.1158 | 2238.7344 | 2814.3721 | 1708444.2685 | 849714.3038 | 830239.075 | 272195.5 | 82306.8025 | 2673.8462 | 3361.3626 | 2040490.89
WeekDay | Thursday | 10 | 4 | 695975.2258 | 703179.1213 | 229725.6182 | 68915.8813 | 2795.7229 | 2935.6305 | 1703527.2 | 831242.2794 | 839846.2962 | 274374.201 | 82310.1056 | 3339.0888 | 3506.1883 | 2034618.1592
WeekDay | Thursday | 10 | 5 | 709340.965 | 735093.3939 | 235321.5857 | 286.278 | 3597.0676 | 3076.1331 | 1686715.4234 | 847205.732 | 877963.3034 | 281057.7791 | 341.9178 | 4296.1798 | 3673.9984 | 2014538.9106
WeekDay | Thursday | 10 | 6 | 715160.3356 | 775537.1584 | 243614.3465 | 294.5692 | 4136.0887 | 3249.5276 | 1741992.026 | 854156.1329 | 926267.5615 | 290962.2888 | 351.8205 | 4939.963 | 3881.0933 | 2080558.86
WeekDay | Thursday | 10 | 7 | 585102.1933 | 899763.1348 | 256233.3975 | 288.4967 | 3413.8004 | 3481.5386 | 1748282.5613 | 698820.3931 | 1074637.6183 | 306033.9298 | 344.5677 | 4077.2935 | 4158.197 | 2088071.9994
WeekDay | Thursday | 10 | 8 | 509992.3347 | 1081102.4698 | 269711.2672 | 340.0401 | 3212.5659 | 3548.2061 | 1867906.8839 | 609112.4728 | 1291221.3653 | 322131.3062 | 406.129 | 3836.9478 | 4237.8218 | 2230946.0427
WeekDay | Thursday | 10 | 9 | 490648.7251 | 1180475.3854 | 278164.7721 | 347.2953 | 3622.2219 | 3448.3521 | 1956706.7518 | 586009.3139 | 1409908.0164 | 332227.8015 | 414.7943 | 4326.223 | 4118.5605 | 2337004.7096
WeekDay | Thursday | 10 | 10 | 493644.1683 | 1229524.3622 | 283117.8188 | 342.7168 | 3981.5694 | 3450.9049 | 2014061.5404 | 589586.94 | 1468489.9627 | 338143.5033 | 409.3259 | 4755.4118 | 4121.6094 | 2405506.7531
WeekDay | Thursday | 10 | 11 | 505486.1845 | 1254834.1759 | 285827.0106 | 370.6772 | 3730.0262 | 3649.9257 | 2053898 | 603730.5246 | 1498718.8939 | 341379.243 | 442.7206 | 4454.9796 | 4359.3111 | 2453085.6729
WeekDay | Thursday | 10 | 12 | 506898.3714 | 1256331.4393 | 291105.9052 | 524.8874 | 3999.5367 | 3353.1127 | 2062213.2528 | 605417.1787 | 1500507.1597 | 347684.1232 | 626.9025 | 4776.8712 | 4004.8107 | 2463017.0461
WeekDay | Thursday | 10 | 13 | 503308.2762 | 1270264.1473 | 291942.3781 | 580.408 | 4642.7686 | 3411.8273 | 2074149.8056 | 601129.3265 | 1517147.775 | 348683.1698 | 693.2139 | 5545.1192 | 4074.9369 | 2477273.5412
WeekDay | Thursday | 10 | 14 | 517325.3172 | 1262501.3617 | 287288.2724 | 307.1566 | 4793.6945 | 3465.9272 | 2075681.7296 | 617870.6654 | 1507876.2443 | 343124.5101 | 366.8543 | 5725.3784 | 4139.5514 | 2479103.204
WeekDay | Thursday | 10 | 15 | 555492.0399 | 1199835.9793 | 278002.6451 | 298.8287 | 5692.0631 | 3590.9166 | 2042912.4727 | 663455.3248 | 1433031.4606 | 332034.1642 | 356.9079 | 6798.3504 | 4288.8332 | 2439965.0411
WeekDay | Thursday | 10 | 16 | 613142.4076 | 1119800.5096 | 277285.3034 | 377.7634 | 4865.564 | 3731.9101 | 2019203.4581 | 732310.3949 | 1337440.6065 | 331177.4027 | 451.1841 | 5811.2162 | 4457.2297 | 2411648.0341
WeekDay | Thursday | 10 | 17 | 675602.2859 | 1032863.1408 | 270373.8045 | 69333.8236 | 3758.774 | 3607.9026 | 2055539.7312 | 806909.7337 | 1233606.4268 | 322922.6117 | 82809.2774 | 4489.3147 | 4309.1205 | 2455046.4848
WeekDay | Thursday | 10 | 18 | 803981.0521 | 990596.6581 | 263426.6769 | 69323.3648 | 2590.8949 | 3549.8753 | 2133468.522 | 960239.7004 | 1183125.194 | 314625.2672 | 82796.7859 | 3094.4512 | 4239.8153 | 2548121.214
WeekDay | Thursday | 10 | 19 | 899120.0596 | 972746.9143 | 256809.0739 | 69305.2618 | 1573.9417 | 3389.9321 | 2202945.1832 | 1073869.5575 | 1161806.243 | 306721.4924 | 82775.1645 | 1879.8469 | 4048.7862 | 2631101.0904
WeekDay | Thursday | 10 | 20 | 962946.2241 | 921157.285 | 250990.5935 | 69272.2348 | 1455.357 | 3314.6242 | 2209136.3187 | 1150100.7285 | 1100189.8529 | 299772.1546 | 82735.7185 | 1738.2146 | 3958.8418 | 2638495.511
WeekDay | Thursday | 10 | 21 | 1018996.2461 | 869698.6452 | 245093.3637 | 68974.1454 | 1602.6895 | 3200.337 | 2207565.4268 | 1217044.4161 | 1038729.9108 | 292728.7621 | 82379.6935 | 1914.182 | 3822.3421 | 2636619.3066
WeekDay | Thursday | 10 | 22 | 1019264.3788 | 816608.3015 | 236844.5239 | 68922.9331 | 1408.6419 | 3084.3806 | 2146133.1598 | 1217364.662 | 975321.1332 | 282876.7097 | 82318.5279 | 1682.4201 | 3683.8489 | 2563247.3018
WeekDay | Thursday | 10 | 23 | 960030.185 | 786798.0882 | 231402.4461 | 68912.2032 | 1750.0219 | 2962.6314 | 2051855.5757 | 1146617.9393 | 939717.1221 | 276376.9307 | 82305.7125 | 2090.1494 | 3538.4369 | 2450646.291
WeekDay | Friday | 10 | 0 | 883599.3654 | 706698.3355 | 229682.3379 | 68878.556 | 2849.625 | 2891.3491 | 1894599.5688 | 1055332.3212 | 844049.4913 | 274322.5089 | 82265.5258 | 3403.4671 | 3453.3005 | 2262826.6148
WeekDay | Friday | 10 | 1 | 825766.6461 | 689678.8397 | 228997.3257 | 68863.2163 | 2885.5597 | 2833.3218 | 1819024.9093 | 986259.4582 | 823722.152 | 273504.3604 | 82247.2047 | 3446.386 | 3383.9953 | 2172563.5567
WeekDay | Friday | 10 | 2 | 780725.9468 | 673352.1208 | 228411.358 | 68862.0625 | 2364.506 | 2799.1535 | 1756515.1476 | 932464.8228 | 804222.2352 | 272804.5063 | 82245.8267 | 2824.0622 | 3343.1861 | 2097904.6394
WeekDay | Friday | 10 | 3 | 719938.8566 | 664109.394 | 228634.6386 | 68860.4029 | 2202.7997 | 2875.5413 | 1686621.633 | 859863.3888 | 793183.1277 | 273071.1828 | 82243.8446 | 2630.9273 | 3434.4204 | 2014426.8916
WeekDay | Friday | 10 | 4 | 700136.9799 | 664655.1831 | 231310.4173 | 68863.2441 | 1771.5828 | 2986.883 | 1669724.2902 | 836212.8959 | 793834.9943 | 276267.0156 | 82247.2379 | 2115.9007 | 3567.4021 | 1994245.4465
WeekDay | Friday | 10 | 5 | 713340.1249 | 690043.786 | 238488.6851 | 232.9949 | 2554.9601 | 3152.8155 | 1647813.3666 | 851982.1532 | 824158.0279 | 284840.4237 | 278.2789 | 3051.5323 | 3765.5845 | 1968076.0005
WeekDay | Friday | 10 | 6 | 723312.5709 | 730471.9686 | 246592.5057 | 237.6335 | 3298.8093 | 3356.2546 | 1707269.7426 | 863892.8052 | 872443.6757 | 294519.2716 | 283.819 | 3939.9531 | 4008.5633 | 2039088.0878
WeekDay | Friday | 10 | 7 | 592973.22 | 855604.4344 | 259371.2116 | 248.7803 | 3061.64 | 3609.6699 | 1714868.956 | 708221.202 | 1021896.4036 | 309781.5973 | 297.1323 | 3656.6885 | 4311.2314 | 2048164.255
WeekDay | Friday | 10 | 8 | 516459.0698 | 1045755.7902 | 271116.721 | 328.4809 | 2490.2776 | 3443.9338 | 1839594.2733 | 616836.0575 | 1249004.8417 | 323809.9185 | 392.3232 | 2974.2783 | 4113.2834 | 2197130.7027
WeekDay | Friday | 10 | 9 | 499338.5173 | 1132473.635 | 279102.9497 | 342.4033 | 2878.3728 | 3607.4116 | 1917743.2898 | 596388.0206 | 1352576.8315 | 333348.3198 | 408.9515 | 3437.8022 | 4308.5342 | 2290468.4599
WeekDay | Friday | 10 | 10 | 503833.8664 | 1190206.1923 | 284199.8817 | 343.4726 | 3356.3049 | 3329.5483 | 1985269.2662 | 601757.0684 | 1421530.0653 | 339435.8717 | 410.2286 | 4008.6233 | 3976.6665 | 2371118.5238
WeekDay | Friday | 10 | 11 | 465016.1792 | 1147406.9636 | 286861.3085 | 354.276 | 3471.296 | 3487.9206 | 1906597.9439 | 555394.9256 | 1370412.5441 | 342614.5631 | 423.1317 | 4145.9637 | 4165.8194 | 2277156.9476
WeekDay | Friday | 10 | 12 | 467846.4313 | 1149522.8319 | 291091.8636 | 365.0449 | 3967.1955 | 3627.8341 | 1916421.2012 | 558775.2546 | 1372939.6444 | 347667.3526 | 435.9936 | 4738.2442 | 4332.9259 | 2288889.4152
WeekDay | Friday | 10 | 13 | 462384.1457 | 1153853.8958 | 291650.7187 | 337.9459 | 4693.0772 | 3589.3456 | 1916509.1289 | 552251.3402 | 1378112.4771 | 348334.8246 | 403.6278 | 5605.2056 | 4286.9569 | 2288994.4321
WeekDay | Friday | 10 | 14 | 474031.6605 | 1155292.9696 | 289999.775 | 288.241 | 4930.2465 | 3577.9562 | 1928120.8488 | 566162.621 | 1379831.2438 | 346363.0099 | 344.2624 | 5888.4702 | 4273.3539 | 2302862.9611
WeekDay | Friday | 10 | 15 | 508774.9767 | 1105906.74 | 283924.045 | 296.0898 | 5081.1724 | 4086.063 | 1908069.0869 | 607658.5137 | 1320846.4975 | 339106.4244 | 353.6366 | 6068.7295 | 4880.2145 | 2278914.0163
WeekDay | Friday | 10 | 16 | 556305.493 | 1042239.5012 | 275151.1723 | 473.3639 | 5188.9767 | 3680.0685 | 1883038.5756 | 664426.8775 | 1244805.1403 | 328628.4902 | 565.3651 | 6197.4861 | 4395.3123 | 2249018.6715
WeekDay | Friday | 10 | 17 | 613006.8323 | 954465.0462 | 265857.4447 | 69438.4167 | 3888.139 | 3559.3992 | 1910215.2781 | 732148.4698 | 1139971.1817 | 317528.4696 | 82934.1988 | 4643.8227 | 4251.1903 | 2281477.3329
WeekDay | Friday | 10 | 18 | 739291.116 | 916504.7417 | 256391.0291 | 69441.768 | 2051.8737 | 3466.6145 | 1987147.1431 | 882976.8786 | 1094633.0592 | 306222.1981 | 82938.2015 | 2450.668 | 4140.3723 | 2373361.3777
WeekDay | Friday | 10 | 19 | 915394.6231 | 931020.8325 | 252550.9821 | 69174.1467 | 1477.9285 | 3282.616 | 2172901.1289 | 1093307.1823 | 1111970.4413 | 301635.8144 | 82618.5663 | 1765.173 | 3920.6125 | 2595217.7899
WeekDay | Friday | 10 | 20 | 968757.3435 | 881075.9632 | 249906.4916 | 69154.9143 | 1189.4399 | 3175.9872 | 2173260.1397 | 1157041.2747 | 1052318.4803 | 298477.351 | 82595.596 | 1420.6149 | 3793.2597 | 2595646.5766
WeekDay | Friday | 10 | 21 | 1019561.0505 | 842002.8608 | 243418.8743 | 69096.2557 | 1541.6004 | 2967.5406 | 2178588.1822 | 1217718.9936 | 1005651.2808 | 290728.8254 | 82525.5367 | 1841.2199 | 3544.3003 | 2602010.1568
WeekDay | Friday | 10 | 22 | 1031392.4201 | 797043.0772 | 237023.6174 | 68970.5483 | 1153.5052 | 2862.7773 | 2138445.9455 | 1231849.8625 | 951953.2876 | 283090.6111 | 82375.3974 | 1377.696 | 3419.1756 | 2554066.0303
WeekDay | Friday | 10 | 23 | 970128.952 | 766619.1596 | 233675.0989 | 68958.2199 | 1318.805 | 2772.9381 | 2043473.1735 | 1158679.4636 | 915616.295 | 279091.2875 | 82360.6729 | 1575.1229 | 3311.8756 | 2440634.7175
Saturday | Saturday | 10 | 0 | 897739.5989 | 743345.1179 | 231144.7589 | 68923.2355 | 1405.0484 | 2745.25 | 1945303.0095 | 1072220.7958 | 887818.8006 | 276069.1604 | 82318.889 | 1678.1282 | 3278.8061 | 2323384.5801
Saturday | Saturday | 10 | 1 | 841957.1389 | 724087.6124 | 227968.1073 | 68914.2751 | 1419.4223 | 2771.0726 | 1867117.6288 | 1005596.6727 | 864818.4808 | 272275.1072 | 82308.1872 | 1695.2957 | 3309.6476 | 2230003.3911
Saturday | Saturday | 10 | 2 | 801193.1736 | 701520.0516 | 227059.3027 | 68914.7064 | 1433.7962 | 2800.8226 | 1802921.853 | 956909.9806 | 837864.776 | 271189.6707 | 82308.7023 | 1712.4633 | 3345.1797 | 2153330.7726
Saturday | Saturday | 10 | 3 | 749300.6451 | 688783.3377 | 226446.5554 | 68910.4547 | 1753.6154 | 2828.4126 | 1738023.0208 | 894931.821 | 822652.6038 | 270457.8322 | 82303.6242 | 2094.4413 | 3378.1319 | 2075818.4543
Saturday | Saturday | 10 | 4 | 731036.7736 | 688191.1682 | 228877.8238 | 68906.6598 | 2824.4707 | 2914.128 | 1722751.0241 | 873118.2541 | 821945.3425 | 273361.6325 | 82299.0917 | 3373.4239 | 3480.5067 | 2057578.2513
Saturday | Saturday | 10 | 5 | 738451.2083 | 710041.9775 | 235663.6463 | 274.8933 | 3295.2158 | 3116.8798 | 1690843.821 | 881973.7296 | 848042.9906 | 281466.3213 | 328.3205 | 3935.6612 | 3722.6646 | 2019469.6877
Saturday | Saturday | 10 | 6 | 743009.7023 | 745271.2715 | 242537.0989 | 267.5847 | 2795.7229 | 3342.9997 | 1737224.3799 | 887418.1948 | 890119.3139 | 289675.6715 | 319.5914 | 3339.0888 | 3992.7322 | 2074864.5927
Saturday | Saturday | 10 | 7 | 637209.6929 | 877377.0816 | 253542.266 | 242.5822 | 2418.4081 | 3486.4478 | 1774276.4786 | 761055.3048 | 1047900.6984 | 302819.7604 | 289.7295 | 2888.4405 | 4164.0603 | 2119117.994
Saturday | Saturday | 10 | 8 | 579154.5107 | 1051037.2136 | 264036.0233 | 272.3178 | 3119.1356 | 3465.3381 | 1901084.5389 | 691716.7418 | 1255312.7421 | 315353.0437 | 325.2444 | 3725.3587 | 4138.8478 | 2270571.9785
Saturday | Saturday | 10 | 9 | 568742.3344 | 1146236.8864 | 273781.8801 | 339.2531 | 3690.498 | 3424.0022 | 1996214.8542 | 679280.8953 | 1369015.0552 | 326993.0676 | 405.189 | 4407.7689 | 4089.4781 | 2384191.454
Saturday | Saturday | 10 | 10 | 573141.43 | 1197950.9704 | 276383.9235 | 373.4405 | 3855.7978 | 3598.0841 | 2055303.6462 | 684534.9821 | 1430780.0886 | 330100.8341 | 446.021 | 4605.1957 | 4297.3938 | 2454764.5152
Saturday | Saturday | 10 | 11 | 564549.0381 | 1224767.1536 | 276028.6262 | 394.746 | 3291.6223 | 3813.109 | 2072844.2952 | 674272.6061 | 1462808.1615 | 329676.4826 | 471.4673 | 3931.3693 | 4554.2101 | 2475714.2969
Saturday | Saturday | 10 | 12 | 575717.3129 | 1223863.1733 | 276473.1711 | 399.0378 | 3392.2396 | 3814.4836 | 2083659.4183 | 687611.5036 | 1461728.4871 | 330207.4275 | 476.5932 | 4051.5422 | 4555.8519 | 2488631.4054
Saturday | Saturday | 10 | 13 | 573747.1109 | 1223859.7516 | 272317.6176 | 485.7012 | 3643.7828 | 3722.0916 | 2077776.0558 | 685258.3808 | 1461724.4003 | 325244.2168 | 580.1003 | 4351.9743 | 4445.5029 | 2481604.5754
Saturday | Saturday | 10 | 14 | 579214.6529 | 1210394.0985 | 268473.5902 | 320.1008 | 4452.3145 | 3877.4201 | 2066732.177 | 691788.573 | 1445641.615 | 320653.0791 | 382.3143 | 5317.6491 | 4631.0205 | 2468414.251
Saturday | Saturday | 10 | 15 | 614608.3554 | 1166572.6202 | 263111.3962 | 300.8151 | 5012.8964 | 3875.9474 | 2053482.0306 | 734061.2587 | 1393303.1636 | 314248.7097 | 359.2803 | 5987.1836 | 4629.2615 | 2452588.8574
Saturday | Saturday | 10 | 16 | 652060.0534 | 1084729.0732 | 254385.4684 | 288.8379 | 4693.0772 | 3513.2523 | 1999669.7625 | 778791.9239 | 1295552.8213 | 303826.8444 | 344.9753 | 5605.2056 | 4196.0744 | 2388317.8449
Saturday | Saturday | 10 | 17 | 701660.1339 | 999630.5857 | 252665.1553 | 68909.6366 | 3715.6523 | 3250.2149 | 2029831.3787 | 838032.0842 | 1193914.9209 | 301772.1778 | 82302.647 | 4437.8121 | 3881.9142 | 2424341.5562
Saturday | Saturday | 10 | 18 | 808977.7427 | 965512.2327 | 247778.6298 | 68917.89 | 2594.4883 | 3231.2653 | 2097012.2488 | 966207.5285 | 1153165.4567 | 295935.9262 | 82312.5045 | 3098.7431 | 3859.2815 | 2504579.4404
Saturday | Saturday | 10 | 19 | 841845.1742 | 940935.4181 | 241898.5217 | 69202.0526 | 1466.1375 | 3114.1307 | 2098461.4348 | 1005462.9469 | 1123811.9874 | 288912.983 | 82651.8959 | 1751.0903 | 3719.3811 | 2506310.2846
Saturday | Saturday | 10 | 20 | 865618.0016 | 899108.3141 | 237336.0536 | 69244.5723 | 1214.5943 | 3044.6158 | 2075566.1517 | 1033856.1691 | 1073855.5292 | 283463.7712 | 82702.6797 | 1450.6581 | 3636.3555 | 2478965.1628
Saturday | Saturday | 10 | 21 | 902703.2512 | 858072.2091 | 231917.2558 | 69183.0803 | 1390.6745 | 2938.3797 | 2066204.8506 | 1078149.1644 | 1024843.8056 | 276991.7968 | 82629.2363 | 1660.9606 | 3509.4718 | 2467784.4355
Saturday | Saturday | 10 | 22 | 924154.5991 | 812686.1018 | 225722.8705 | 68990.5054 | 1078.0422 | 2859.439 | 2035491.5581 | 1103769.7134 | 970636.63 | 269593.4947 | 82399.2333 | 1287.5664 | 3415.1885 | 2431101.8263
Saturday | Saturday | 10 | 23 | 902643.744 | 782060.822 | 222428.1933 | 68989.7507 | 955.8641 | 2760.7632 | 1979839.1372 | 1078078.0916 | 934059.1391 | 265658.4768 | 82398.3318 | 1141.6422 | 3297.3344 | 2364633.0159
Sunday | Sunday | 10 | 0 | 859515.1794 | 750693.8318 | 226737.7523 | 68962.6184 | 1879.387 | 2717.3655 | 1910506.1343 | 1026567.2259 | 896595.7821 | 270805.625 | 82365.9262 | 2244.6574 | 3245.5021 | 2281824.7187
Sunday | Sunday | 10 | 1 | 812451.2945 | 723779.5689 | 224086.7495 | 68943.1237 | 2303.4169 | 2678.877 | 1834243.0305 | 970356.1864 | 864450.5671 | 267639.3836 | 82342.6426 | 2751.1001 | 3199.5331 | 2190739.413
Sunday | Sunday | 10 | 2 | 780297.4541 | 709874.699 | 223395.8767 | 68937.5336 | 2856.8119 | 2649.7161 | 1788012.0914 | 931953.0499 | 847843.2005 | 266814.2354 | 82335.9661 | 3412.0509 | 3164.7046 | 2135523.2073
Sunday | Sunday | 10 | 3 | 779483.2212 | 691802.1658 | 221520.5875 | 68925.4019 | 3413.8004 | 2631.2573 | 1767776.4341 | 930980.5658 | 826258.1595 | 264574.4723 | 82321.4765 | 4077.2935 | 3142.6583 | 2111354.6259
Sunday | Sunday | 10 | 4 | 750537.867 | 689076.5217 | 219252.4123 | 68905.5782 | 2953.8358 | 2646.8687 | 1733373.0837 | 896409.5046 | 823002.7699 | 261865.4633 | 82297.7999 | 3527.9318 | 3161.3039 | 2070264.7734
Sunday | Sunday | 10 | 5 | 733560.615 | 701371.3819 | 218620.6643 | 68901.3687 | 3830.6434 | 2677.6988 | 1728962.3721 | 876132.6195 | 837687.2116 | 261110.9312 | 82292.7723 | 4575.1525 | 3198.1259 | 2064996.813
Sunday | Sunday | 10 | 6 | 725912.3957 | 702163.9594 | 217463.6551 | 260.9509 | 3582.6937 | 2690.0701 | 1652073.7248 | 866997.9218 | 838633.8313 | 259729.0502 | 311.6683 | 4279.0122 | 3212.9017 | 1973164.3855
Sunday | Sunday | 10 | 7 | 729938.0731 | 739224.0023 | 218196.6104 | 219.6672 | 2634.0166 | 2573.5246 | 1692785.8941 | 871806.0144 | 882896.7208 | 260604.4598 | 262.3608 | 3145.9538 | 3073.7049 | 2021789.2145
Sunday | Sunday | 10 | 8 | 722585.905 | 815890.276 | 222170.3121 | 206.3484 | 2680.1702 | 2439.404 | 1765972.4156 | 863024.9072 | 974463.555 | 265350.4748 | 246.4534 | 3201.0778 | 2913.5171 | 2109199.9854
Sunday | Sunday | 10 | 9 | 697504.6811 | 893928.4751 | 225617.9983 | 215.0497 | 2360.9125 | 2373.4237 | 1822000.5404 | 833068.9937 | 1067668.9567 | 269468.24 | 256.846 | 2819.7703 | 2834.7132 | 2176117.5199
Sunday | Sunday | 10 | 10 | 682359.8754 | 942824.3563 | 227181.5846 | 230.5028 | 2307.0104 | 2285.3519 | 1857188.6812 | 814980.7021 | 1126068.0523 | 271335.7188 | 275.3024 | 2755.392 | 2729.524 | 2218144.6917
Sunday | Sunday | 10 | 11 | 668245.7561 | 968920.7585 | 225702.6998 | 241.9386 | 3058.0465 | 2775.8837 | 1868945.0832 | 798123.4172 | 1157236.4503 | 269569.4038 | 288.9608 | 3652.3966 | 3315.3937 | 2232186.0224
Sunday | Sunday | 10 | 12 | 676815.5982 | 972529.5198 | 224762.2164 | 250.7233 | 3244.9072 | 2651.9743 | 1880254.9392 | 808358.8607 | 1161546.5966 | 268446.1316 | 299.4529 | 3875.5748 | 3167.4018 | 2245694.0183
Sunday | Sunday | 10 | 13 | 673097.7594 | 955439.5897 | 220426.6141 | 266.1052 | 3812.6761 | 2743.1881 | 1855785.9326 | 803918.4371 | 1141135.1338 | 263267.8785 | 317.8244 | 4553.6931 | 3276.3435 | 2216469.3103
Sunday | Sunday | 10 | 14 | 677771.4069 | 935476.5892 | 218967.0387 | 245.9836 | 3801.8957 | 3175.398 | 1839438.3121 | 809500.4367 | 1117292.2017 | 261524.6256 | 293.792 | 4540.8174 | 3792.5561 | 2196944.4295
Sunday | Sunday | 10 | 15 | 681678.8745 | 920899.0695 | 217308.2324 | 249.873 | 4649.9555 | 3201.8098 | 1827987.8148 | 814167.3445 | 1099881.4516 | 259543.4202 | 298.4373 | 5553.7029 | 3824.1012 | 2183268.4577
Sunday | Sunday | 10 | 16 | 695901.1279 | 904141.5565 | 217251.4072 | 253.1032 | 5745.9652 | 3291.5508 | 1826584.7108 | 831153.7801 | 1079867.0132 | 259475.5506 | 302.2953 | 6862.7287 | 3931.2839 | 2181592.6519
Sunday | Sunday | 10 | 17 | 729027.2872 | 860406.1849 | 213247.0691 | 68889.1381 | 4861.9705 | 3364.1094 | 1879795.7592 | 870718.2116 | 1027631.4038 | 254692.9448 | 82278.1646 | 5806.9243 | 4017.9447 | 2245145.5939
Sunday | Sunday | 10 | 18 | 825468.8298 | 877932.2813 | 212655.441 | 68883.2079 | 2698.6991 | 3387.4774 | 1991025.9365 | 985903.7595 | 1048563.8046 | 253986.3302 | 82271.0818 | 3223.2078 | 4045.8545 | 2377994.0383
Sunday | Sunday | 10 | 19 | 861237.747 | 884544.6607 | 210344.6136 | 69068.0841 | 2397.8579 | 3236.2727 | 2030829.236 | 1028624.5852 | 1056461.3405 | 251226.3793 | 82491.8898 | 2863.8963 | 3865.2621 | 2425533.3532
Sunday | Sunday | 10 | 20 | 883415.7212 | 861556.5259 | 208361.9339 | 69114.7766 | 1987.1912 | 3153.3064 | 2027589.4553 | 1055112.9847 | 1029005.3207 | 248858.3537 | 82547.6574 | 2373.414 | 3766.1709 | 2421663.9013
Sunday | Sunday | 10 | 21 | 913806.7379 | 832839.1293 | 204931.1179 | 68946.1738 | 2066.2476 | 3064.8418 | 2025654.2484 | 1091410.6818 | 994706.522 | 244760.7375 | 82346.2856 | 2467.8355 | 3660.5127 | 2419352.5751
Sunday | Sunday | 10 | 22 | 941478.6979 | 805715.3024 | 201512.5323 | 68938.1283 | 1710.4937 | 2980.2065 | 2022335.3611 | 1124460.857 | 962311.0129 | 240677.7289 | 82336.6763 | 2042.9386 | 3559.4279 | 2415388.6417
Sunday | Sunday | 10 | 23 | 924652.5217 | 779777.5803 | 201548.7833 | 68945.1567 | 1825.4849 | 2906.8623 | 1979656.3892 | 1104364.4102 | 931332.1355 | 240721.0254 | 82345.0708 | 2180.279 | 3471.8288 | 2364414.7498
WeekDay | Monday | 10 | 0 | 783617.6331 | 743216.6861 | 201827.2076 | 68904.7668 | 3212.5659 | 2886.4399 | 1803665.2993 | 935918.526 | 887665.4073 | 241053.5632 | 82296.8308 | 3836.9478 | 3447.4372 | 2154218.7122
WeekDay | Monday | 10 | 1 | 735499.161 | 710925.4119 | 200602.6277 | 68873.6773 | 3456.9221 | 2897.4366 | 1722255.2366 | 878447.9338 | 849098.1258 | 239590.9787 | 82259.6989 | 4128.7961 | 3460.5711 | 2056986.1045
WeekDay | Monday | 10 | 2 | 698022.6 | 683895.6849 | 195267.0979 | 68873.7584 | 3194.5985 | 2857.279 | 1652111.0188 | 833687.5733 | 816815.0057 | 233218.456 | 82259.7958 | 3815.4883 | 3412.6086 | 1973208.9278
WeekDay | Monday | 10 | 3 | 667665.5788 | 683659.3193 | 196689.0425 | 68868.663 | 2439.9689 | 2768.1271 | 1622090.6995 | 797430.4788 | 816532.7009 | 234916.7642 | 82253.71 | 2914.1919 | 3306.1295 | 1937353.9754
WeekDay | Monday | 10 | 4 | 643359.3873 | 681338.2644 | 196329.3684 | 68868.8542 | 1613.4699 | 2730.8168 | 1594240.161 | 768400.2299 | 813760.5348 | 234487.1853 | 82253.9384 | 1927.0577 | 3261.5678 | 1904090.5138
WeekDay | Monday | 10 | 5 | 629097.186 | 680959.3912 | 198251.0596 | 68870.2525 | 2112.9628 | 2746.7227 | 1582037.5749 | 751366.0823 | 813308.0253 | 236782.3689 | 82255.6085 | 2523.6301 | 3280.5652 | 1889516.2803
WeekDay | Monday | 10 | 6 | 628241.8025 | 678364.9302 | 198802.6138 | 222.5806 | 3158.6638 | 2789.5314 | 1511580.1223 | 750344.4499 | 810209.3148 | 237441.1211 | 265.8405 | 3772.5695 | 3331.6939 | 1805364.9897
WeekDay | Monday | 10 | 7 | 640209.0049 | 677315.3967 | 204373.0069 | 202.9303 | 2824.4707 | 2688.8918 | 1527613.7013 | 764637.5514 | 808955.7981 | 244094.1542 | 242.371 | 3373.4239 | 3211.4945 | 1824514.7931
WeekDay | Monday | 10 | 8 | 669150.1819 | 705033.114 | 206616.8066 | 177.8177 | 2802.9098 | 2563.3133 | 1586344.1434 | 799203.6237 | 842060.6237 | 246774.0502 | 212.3777 | 3347.6726 | 3061.509 | 1894659.8568
WeekDay | Monday | 10 | 9 | 675686.202 | 742087.3514 | 205944.5915 | 183.4467 | 2932.2749 | 2423.3017 | 1629257.1682 | 807009.9594 | 886316.5794 | 245971.1859 | 219.1007 | 3502.1805 | 2894.2852 | 1945913.2911
WeekDay | Monday | 10 | 10 | 670761.6026 | 774060.1958 | 207059.8006 | 185.054 | 2569.334 | 2206.5094 | 1656842.4964 | 801128.2339 | 924503.5422 | 247303.1428 | 221.0204 | 3068.6998 | 2635.358 | 1978859.9971
WeekDay | Monday | 10 | 11 | 648717.9085 | 797237.9406 | 204939.4877 | 213.309 | 2738.2273 | 2394.5335 | 1656241.4066 | 774800.2126 | 952186.0239 | 244770.7341 | 254.7669 | 3270.4186 | 2859.9258 | 1978142.0818
WeekDay | Monday | 10 | 12 | 646114.6844 | 826247.2697 | 203340.031 | 221.9148 | 4082.1866 | 2437.4403 | 1682443.5269 | 771691.036 | 986833.494 | 242860.4132 | 265.0453 | 4875.5846 | 2911.1718 | 2009436.7449
WeekDay | Monday | 10 | 13 | 642139.6009 | 824587.1228 | 201128.1671 | 224.1301 | 4272.6408 | 2691.3465 | 1675043.0082 | 766943.3706 | 984850.6874 | 240218.6599 | 267.6912 | 5103.0547 | 3214.4261 | 2000597.89
WeekDay | Monday | 10 | 14 | 634340.3943 | 825992.2374 | 202421.7382 | 227.3003 | 3916.8868 | 2969.0134 | 1669867.5704 | 757628.3404 | 986528.8946 | 241763.6444 | 271.4775 | 4678.1578 | 3546.0593 | 1994416.5742
WeekDay | Monday | 10 | 15 | 637317.8284 | 822356.9141 | 200950.5478 | 233.9264 | 4448.721 | 3034.4045 | 1668342.3422 | 761184.457 | 982187.0239 | 240006.5192 | 279.3914 | 5313.3572 | 3624.1596 | 1992594.9085
WeekDay | Monday | 10 | 16 | 650697.1096 | 811857.9787 | 201260.8561 | 235.7271 | 4384.0385 | 3158.2157 | 1671593.9257 | 777164.0836 | 969647.556 | 240377.1379 | 281.5421 | 5236.1032 | 3772.0343 | 1996478.4571
WeekDay | Monday | 10 | 17 | 696062.3424 | 809488.3763 | 203677.4272 | 68883.3435 | 3442.5482 | 3226.4542 | 1784780.4918 | 831346.3276 | 966817.4068 | 243263.3844 | 82271.2438 | 4111.6286 | 3853.5354 | 2131663.5265
WeekDay | Monday | 10 | 18 | 827971.6146 | 840221.2265 | 207419.4713 | 68895.4418 | 2285.4496 | 3192.384 | 1949985.5879 | 988892.976 | 1003523.375 | 247732.7177 | 82285.6935 | 2729.6407 | 3812.8435 | 2328977.2462
WeekDay | Monday | 10 | 19 | 886030.1248 | 827936.0329 | 209095.6939 | 68977.6068 | 2123.7432 | 3127.6802 | 1997290.8818 | 1058235.5137 | 988850.4787 | 249734.7244 | 82383.8277 | 2536.5057 | 3735.564 | 2385476.6142
WeekDay | Monday | 10 | 20 | 915812.4005 | 805197.2678 | 210260.1457 | 68989.6706 | 2041.0933 | 3024.3897 | 2005324.9676 | 1093806.1573 | 961692.2951 | 251125.4945 | 82398.2362 | 2437.7923 | 3612.1983 | 2395072.1738
WeekDay | Monday | 10 | 21 | 948372.359 | 776065.8827 | 209535.7124 | 68970.7295 | 1678.1524 | 2939.8525 | 2007562.6884 | 1132694.3434 | 926899.0467 | 250260.2632 | 82375.6138 | 2004.3116 | 3511.2308 | 2397744.8095
WeekDay | Monday | 10 | 22 | 928097.6474 | 762442.5232 | 210210.7953 | 68955.4665 | 1541.6004 | 2843.3367 | 1974091.3696 | 1108479.1173 | 910627.9037 | 251066.5526 | 82357.3844 | 1841.2199 | 3395.9566 | 2357768.1344
WeekDay | Monday | 10 | 23 | 854219.5221 | 744129.1147 | 206967.5457 | 68954.9397 | 1865.0131 | 2806.8119 | 1878942.9472 | 1020242.3252 | 888755.172 | 247192.9576 | 82356.7551 | 2227.4898 | 3352.333 | 2244127.0327
WeekDay | Tuesday | 10 | 0 | 778935.4105 | 722197.9498 | 210581.4107 | 68926.1545 | 2267.4822 | 2741.6171 | 1785650.0247 | 930326.2847 | 862561.5506 | 251509.1994 | 82322.3753 | 2708.1813 | 3274.4672 | 2132702.0585
WeekDay | Tuesday | 10 | 1 | 719409.3278 | 706346.4 | 211835.0337 | 68902.6448 | 2486.6841 | 2725.8094 | 1711705.8997 | 859230.9428 | 843629.1549 | 253006.4717 | 82294.2964 | 2969.9864 | 3255.5871 | 2044386.4393
WeekDay | Tuesday | 10 | 2 | 675114.1241 | 687574.3087 | 211068.3916 | 68898.7554 | 2749.0077 | 2720.5074 | 1648125.095 | 806326.6947 | 821208.5926 | 252090.828 | 82289.6511 | 3283.2942 | 3249.2547 | 1968448.3152
WeekDay | Tuesday | 10 | 3 | 655177.8407 | 685607.7086 | 216372.1396 | 68898.7054 | 2641.2035 | 2789.335 | 1631486.9327 | 782515.6723 | 818859.7716 | 258425.3919 | 82289.5913 | 3154.5376 | 3331.4594 | 1948576.4241
WeekDay | Tuesday | 10 | 4 | 643973.4641 | 688384.2901 | 219087.9734 | 68896.8946 | 2788.5359 | 2821.5396 | 1625952.6978 | 769133.6564 | 822175.9988 | 261669.0647 | 82287.4287 | 3330.505 | 3369.9232 | 1941966.5767
WeekDay | Tuesday | 10 | 5 | 666497.682 | 718289.279 | 226520.5058 | 68899.8003 | 3050.8596 | 3044.1248 | 1686302.2514 | 796035.5941 | 857893.2056 | 270546.1554 | 82290.899 | 3643.8128 | 3635.7692 | 2014045.4362
WeekDay | Tuesday | 10 | 6 | 688591.7781 | 777246.5437 | 239351.3274 | 257.4839 | 2831.6576 | 3183.1547 | 1711461.9453 | 822423.8133 | 928309.1763 | 285870.7259 | 307.5274 | 3382.0077 | 3801.8203 | 2044095.0709
WeekDay | Tuesday | 10 | 7 | 571746.223 | 903275.8992 | 254680.012 | 233.1049 | 1936.8826 | 3406.0344 | 1735278.1562 | 682868.6081 | 1078833.1101 | 304178.6343 | 278.4103 | 2313.3276 | 4068.0181 | 2072540.1084
WeekDay | Tuesday | 10 | 8 | 492640.0147 | 1075768.0253 | 267978.5955 | 251.2046 | 2134.5236 | 3442.5592 | 1842214.923 | 588387.6229 | 1284850.1388 | 320061.8791 | 300.0278 | 2549.3814 | 4111.6417 | 2200260.6917
WeekDay | Tuesday | 10 | 9 | 479057.2118 | 1177226.8609 | 278153.9812 | 266.0874 | 2475.9037 | 3313.2497 | 1940493.2947 | 572164.919 | 1406028.1213 | 332214.9134 | 317.8031 | 2957.1108 | 3957.2 | 2317640.0677
WeekDay | Tuesday | 10 | 10 | 480920.4741 | 1225721.0559 | 281800.7297 | 282.0251 | 2299.8235 | 3389.6375 | 1994413.7457 | 574390.3178 | 1463947.4605 | 336570.4298 | 336.8384 | 2746.8082 | 4048.4343 | 2382040.2891
WeekDay | Tuesday | 10 | 11 | 495733.9252 | 1242102.4402 | 284259.5937 | 286.7037 | 2371.6929 | 3324.9337 | 2028079.2894 | 592082.8539 | 1483512.6674 | 339507.1891 | 342.4263 | 2832.646 | 3971.1549 | 2422248.9376
WeekDay | Tuesday | 10 | 12 | 470986.1256 | 1213422.0954 | 287761.0865 | 289.9573 | 2483.0906 | 3335.3413 | 1978277.6967 | 562525.1677 | 1449258.1217 | 343689.2185 | 346.3122 | 2965.6945 | 3983.5853 | 2362768.0999
WeekDay | Tuesday | 10 | 13 | 468448.5758 | 1221886.2212 | 287056.3915 | 311.2927 | 2856.8119 | 3755.8672 | 1984315.1604 | 559494.4295 | 1459367.3022 | 342847.5617 | 371.7944 | 3412.0509 | 4485.843 | 2369978.9817
WeekDay | Tuesday | 10 | 14 | 475818.5083 | 1214695.3755 | 283359.2247 | 324.0569 | 3083.2008 | 4013.6026 | 1981293.9687 | 568296.7536 | 1450778.8715 | 338431.8279 | 387.0393 | 3682.4398 | 4793.6709 | 2366370.6029
WeekDay | Tuesday | 10 | 15 | 517231.4169 | 1159709.0993 | 278871.6674 | 289.8494 | 2766.9751 | 3829.5059 | 1962698.5141 | 617758.515 | 1385105.6753 | 333072.0863 | 346.1834 | 3304.7537 | 4573.7938 | 2344161.0076
WeekDay | Tuesday | 10 | 16 | 568557.4645 | 1089140.55 | 274529.0676 | 272.7068 | 2702.2926 | 3776.3879 | 1938978.4694 | 679060.0947 | 1300821.6957 | 327885.4756 | 325.7091 | 3227.4997 | 4510.352 | 2315830.8268
WeekDay | Tuesday | 10 | 17 | 646179.0961 | 993576.6438 | 268202.9429 | 68897.3081 | 3076.0139 | 3553.0172 | 1983485.022 | 771767.9665 | 1186684.3582 | 320329.8298 | 82287.9225 | 3673.856 | 4243.5679 | 2368987.5009
WeekDay | Tuesday | 10 | 18 | 749168.9154 | 948227.1508 | 259695.442 | 68924.7961 | 1710.4937 | 3431.2679 | 2031158.066 | 894774.4888 | 1132520.9131 | 310168.8439 | 82320.753 | 2042.9386 | 4098.1559 | 2425926.0933
WeekDay | Tuesday | 10 | 19 | 802871.1772 | 932724.1038 | 256441.144 | 69158.8759 | 1293.6507 | 3251.6877 | 2065740.6393 | 958914.1145 | 1114004.7538 | 306282.0532 | 82600.3276 | 1545.0796 | 3883.6732 | 2467230.0019
WeekDay | Tuesday | 10 | 20 | 874856.7136 | 888408.5522 | 251017.8083 | 69142.7526 | 1433.7962 | 3110.7924 | 2087970.4153 | 1044890.4814 | 1061076.2029 | 299804.6589 | 82581.0706 | 1712.4633 | 3715.394 | 2493780.2711
WeekDay | Tuesday | 10 | 21 | 911241.0407 | 848659.6676 | 249141.1598 | 69127.1528 | 1106.79 | 2983.8393 | 2082259.6502 | 1088346.3256 | 1013601.8789 | 297563.2722 | 82562.439 | 1321.9015 | 3563.7668 | 2486959.5839
WeekDay | Tuesday | 10 | 22 | 912386.326 | 800549.0444 | 242148.487 | 69116.6752 | 894.7751 | 2913.5389 | 2028008.8466 | 1089714.2042 | 956140.661 | 289211.5306 | 82549.9249 | 1068.6801 | 3479.8031 | 2422164.8038
WeekDay | Tuesday | 10 | 23 | 851456.7154 | 771227.4347 | 240010.2821 | 69094.1392 | 1070.8553 | 2829.8854 | 1935689.3121 | 1016942.55 | 921120.2166 | 286657.7525 | 82523.009 | 1278.9826 | 3379.8909 | 2311902.4016
WeekDay | Wednesday | 11 | 0 | 876793.3967 | 806781.7807 | 252839.8542 | 62334.9313 | 1960.4566 | 3181.1871 | 2003891.6066 | 1047203.5708 | 963584.7678 | 301980.8305 | 74450.1075 | 2341.4834 | 3799.4703 | 2393360.2303
WeekDay | Wednesday | 11 | 1 | 811953.5974 | 779826.6786 | 248444.5901 | 62228.817 | 2219.8743 | 3134.7644 | 1907808.3218 | 969761.7588 | 931390.7763 | 296731.3199 | 74323.3692 | 2651.3205 | 3744.0251 | 2278602.5698
WeekDay | Wednesday | 11 | 2 | 769599.2281 | 763869.138 | 245942.4774 | 62150.2794 | 1808.5119 | 3131.0641 | 1846500.6989 | 919175.5581 | 912331.7898 | 293742.9063 | 74229.5673 | 2160.0073 | 3739.6056 | 2205379.4344
WeekDay | Wednesday | 11 | 3 | 738547.9593 | 748275.917 | 247403.5917 | 62151.9705 | 1845.5716 | 3165.1522 | 1801390.1624 | 882089.2848 | 893707.9307 | 295487.9971 | 74231.5871 | 2204.2698 | 3780.319 | 2151501.3885
WeekDay | Wednesday | 11 | 4 | 705295.5494 | 746606.7204 | 248741.5028 | 62150.5311 | 3005.5393 | 3233.1043 | 1769032.9473 | 842374.065 | 891714.3155 | 297085.9394 | 74229.868 | 3589.6843 | 3861.4779 | 2112855.3502
WeekDay | Wednesday | 11 | 5 | 725380.522 | 778628.2337 | 252411.916 | 62148.6899 | 3205.6615 | 3419.692 | 1825194.7152 | 866362.6753 | 929959.4063 | 301469.7199 | 74227.6689 | 3828.7015 | 4084.3302 | 2179932.5021
WeekDay | Wednesday | 11 | 6 | 742580.506 | 833304.6067 | 258332.7005 | 251.4004 | 3961.6788 | 3631.8459 | 1842062.7385 | 886905.5816 | 995262.4678 | 308541.2453 | 300.2616 | 4731.6554 | 4337.7175 | 2200078.9292
WeekDay | Wednesday | 11 | 7 | 612332.359 | 957715.4419 | 263660.398 | 239.7886 | 3216.7795 | 3835.5899 | 1841000.3569 | 731342.9085 | 1143853.3118 | 314904.4134 | 286.3929 | 3841.9803 | 4581.0603 | 2198810.0673
WeekDay | Wednesday | 11 | 8 | 531765.9088 | 1136506.6211 | 273552.2998 | 331.4598 | 2912.8901 | 3861.156 | 1948930.3356 | 635117.8745 | 1357393.6532 | 326718.867 | 395.881 | 3479.0282 | 4611.5954 | 2327716.8993
WeekDay | Wednesday | 11 | 9 | 512923.1565 | 1240407.0904 | 284707.8412 | 358.7532 | 3776.3805 | 3817.2003 | 2045990.422 | 612612.9178 | 1481487.8159 | 340042.5562 | 428.4791 | 4510.3432 | 4559.0965 | 2443641.2087
WeekDay | Wednesday | 11 | 10 | 517715.7832 | 1292716.5058 | 286464.7608 | 382.0537 | 3939.443 | 3935.6117 | 2105154.1582 | 618337.0209 | 1543963.887 | 342140.9439 | 456.3082 | 4705.098 | 4700.522 | 2514303.7799
WeekDay | Wednesday | 11 | 11 | 531413.2431 | 1316201.5098 | 289576.2469 | 389.8476 | 3798.6163 | 3851.7369 | 2145231.2007 | 634696.6661 | 1572013.3456 | 345857.1665 | 465.6169 | 4536.9007 | 4600.3456 | 2562170.0413
WeekDay | Wednesday | 11 | 12 | 549194.7679 | 1330784.3096 | 291273.9778 | 408.8199 | 3691.1432 | 4440.6546 | 2179793.6731 | 655934.1393 | 1589430.402 | 347884.8618 | 488.2766 | 4408.5396 | 5303.7231 | 2603449.9423
WeekDay | Wednesday | 11 | 13 | 542301.9331 | 1333691.1873 | 287165.3616 | 403.8234 | 4184.0369 | 4160.6608 | 2171907.0031 | 647701.6397 | 1592902.2491 | 342977.7108 | 482.3089 | 4997.2301 | 4969.3108 | 2594030.4495
WeekDay | Wednesday | 11 | 14 | 560445.287 | 1332153.8243 | 278747.7022 | 523.4608 | 4521.2799 | 4103.922 | 2180495.4762 | 669371.2658 | 1591066.0903 | 332924.0277 | 625.1987 | 5400.0183 | 4901.5444 | 2604288.1452
WeekDay | Wednesday | 11 | 15 | 609025.429 | 1283399.9981 | 271836.0792 | 507.1065 | 5996.2548 | 4234.4437 | 2174999.3112 | 727393.2563 | 1532836.6589 | 324669.0884 | 605.6657 | 7161.6637 | 5057.4338 | 2597723.7668
WeekDay | Wednesday | 11 | 16 | 677947.1237 | 1197791.745 | 267425.8996 | 196.8587 | 4736.226 | 4297.5741 | 2152395.4271 | 809710.305 | 1430589.9168 | 319401.7633 | 235.1194 | 5656.7405 | 5132.834 | 2570726.6791
WeekDay | Wednesday | 11 | 17 | 748301.028 | 1087201.6936 | 263567.9235 | 62075.8183 | 3780.0865 | 3951.3102 | 2168877.8601 | 893737.9221 | 1298506.0107 | 314793.9659 | 74140.6342 | 4514.7694 | 4719.2716 | 2590412.574
WeekDay | Wednesday | 11 | 18 | 898079.7596 | 1056461.5462 | 259184.2288 | 62287.8257 | 1841.8657 | 3909.1486 | 2281764.3745 | 1072627.0688 | 1261791.3271 | 309558.2732 | 74393.8466 | 2199.8435 | 4668.9156 | 2725239.2749
WeekDay | Wednesday | 11 | 19 | 968323.3402 | 1015116.4563 | 252641.6185 | 62591.037 | 1371.2078 | 3776.3842 | 2303820.0441 | 1156522.9202 | 1212410.5654 | 301744.0665 | 74755.9889 | 1637.7105 | 4510.3476 | 2751581.5991
WeekDay | Wednesday | 11 | 20 | 1027559.7347 | 970012.6927 | 246610.3151 | 62713.4832 | 1489.7988 | 3599.8883 | 2311985.9127 | 1227272.2712 | 1158540.6087 | 294540.5423 | 74902.2332 | 1779.3503 | 4299.5487 | 2761334.5544
WeekDay | Wednesday | 11 | 21 | 1079721.3458 | 919242.7755 | 243619.4479 | 62521.6209 | 1282.2646 | 3445.3703 | 2309832.825 | 1289571.8113 | 1097903.2467 | 290968.3818 | 74673.0814 | 1531.4806 | 4114.9991 | 2758763.0009
WeekDay | Wednesday | 11 | 22 | 1073821.6347 | 864124.5413 | 242023.5711 | 62489.4732 | 1033.9648 | 3318.661 | 2246811.8462 | 1282525.4553 | 1032072.4457 | 289062.3364 | 74634.6856 | 1234.9222 | 3963.6632 | 2683493.5084
WeekDay | Wednesday | 11 | 23 | 999669.9269 | 828201.1256 | 241149.5923 | 62474.9928 | 1397.1496 | 3193.5216 | 2136086.3088 | 1193961.9082 | 989167.0938 | 288018.4945 | 74617.3909 | 1668.6942 | 3814.2021 | 2551247.7837
WeekDay | Thursday | 11 | 0 | 923267.2489 | 797842.9737 | 239415.5 | 62471.36 | 2071.6356 | 3174.2349 | 2028242.9533 | 1102709.9012 | 952908.6489 | 285947.3708 | 74613.052 | 2474.2707 | 3791.1669 | 2422444.4106
WeekDay | Thursday | 11 | 1 | 865235.5401 | 772647.0243 | 238432.8396 | 62291.2553 | 2482.998 | 3106.9557 | 1944196.6128 | 1033399.3738 | 922815.7121 | 284773.7243 | 74397.9428 | 2965.5838 | 3710.8116 | 2322063.1484
WeekDay | Thursday | 11 | 2 | 824817.3478 | 752096.9466 | 239944.6071 | 62179.6658 | 2008.6342 | 3061.43 | 1884108.6315 | 985125.658 | 898271.6008 | 286579.3131 | 74264.6652 | 2399.0245 | 3656.4377 | 2250296.6994
WeekDay | Thursday | 11 | 3 | 792587.2816 | 745285.2032 | 240258.1885 | 62179.8667 | 1723.2747 | 3139.474 | 1845173.2887 | 946631.4807 | 890135.9534 | 286953.841 | 74264.9052 | 2058.2037 | 3749.65 | 2203794.034
WeekDay | Thursday | 11 | 4 | 757252.1226 | 746205.7478 | 241203.3423 | 62177.5604 | 2842.4768 | 3230.4131 | 1812911.6629 | 904428.7169 | 891235.4114 | 288082.6912 | 74262.1506 | 3394.9296 | 3858.2637 | 2165262.1633
WeekDay | Thursday | 11 | 5 | 778902.3547 | 774759.3296 | 251326.9095 | 62180.4346 | 3439.1375 | 3414.1976 | 1874022.3635 | 930286.8044 | 925338.557 | 300173.8358 | 74265.5834 | 4107.5549 | 4077.7678 | 2238250.1033
WeekDay | Thursday | 11 | 6 | 791488.6498 | 812355.9127 | 260256.946 | 272.6204 | 3642.9657 | 3603.028 | 1871620.1225 | 945319.3231 | 970242.2666 | 310839.4796 | 325.6058 | 4350.9984 | 4303.2986 | 2235380.9721
WeekDay | Thursday | 11 | 7 | 642456.4795 | 938301.7258 | 276166.0559 | 256.9885 | 3242.7212 | 3825.3859 | 1864249.3568 | 767321.8366 | 1120666.4209 | 329840.6226 | 306.9358 | 3872.964 | 4568.8731 | 2226577.6529
WeekDay | Thursday | 11 | 8 | 555821.7959 | 1127306.8711 | 287677.8913 | 264.9574 | 2898.0663 | 3905.6725 | 1977875.2545 | 663849.1709 | 1346405.8754 | 343589.8538 | 316.4535 | 3461.3232 | 4664.7639 | 2362287.4406
WeekDay | Thursday | 11 | 9 | 540228.9973 | 1239498.703 | 301140.3945 | 265.7871 | 3598.4941 | 3856.4465 | 2088588.8225 | 645225.8162 | 1480402.8778 | 359668.8771 | 317.4445 | 4297.8835 | 4605.9705 | 2494518.8696
WeekDay | Thursday | 11 | 10 | 541307.4184 | 1290174.1355 | 306443.6301 | 278.2728 | 3465.0792 | 3816.4153 | 2145484.9513 | 646513.835 | 1540927.3915 | 366002.829 | 332.3568 | 4138.5387 | 4558.1591 | 2562473.11
WeekDay | Thursday | 11 | 11 | 555645.4237 | 1316635.6174 | 310132.7757 | 294.722 | 4124.7414 | 4071.7401 | 2190905.0202 | 663638.5196 | 1572531.8246 | 370408.9827 | 352.003 | 4926.4102 | 4863.1077 | 2616720.8479
WeekDay | Thursday | 11 | 12 | 561464.2464 | 1340950.35 | 318230.164 | 306.0945 | 4799.2274 | 4473.6215 | 2230223.7038 | 670588.2661 | 1601572.2747 | 380080.1481 | 365.5859 | 5731.9867 | 5343.0972 | 2663681.3587
WeekDay | Thursday | 11 | 13 | 557107.885 | 1344083.2112 | 319736.2443 | 319.8185 | 5166.1181 | 4682.7478 | 2231096.025 | 665385.2192 | 1605314.0267 | 381878.9443 | 381.9772 | 6170.1849 | 5592.8685 | 2664723.2209
WeekDay | Thursday | 11 | 14 | 569441.8285 | 1320805.0906 | 313563.8511 | 333.8203 | 5006.7616 | 4109.3043 | 2213260.6564 | 680116.3404 | 1577511.6605 | 374506.9087 | 398.7003 | 5979.8564 | 4907.9728 | 2643421.4391
WeekDay | Thursday | 11 | 15 | 621507.7343 | 1267545.624 | 305884.5229 | 317.7019 | 4569.4574 | 4189.5909 | 2204014.6314 | 742301.5741 | 1513900.89 | 365335.0559 | 379.4492 | 5457.5595 | 5003.8636 | 2632378.3923
WeekDay | Thursday | 11 | 16 | 698355.3261 | 1190720.7484 | 297989.1119 | 268.0957 | 4539.8097 | 3851.0642 | 2195724.156 | 834084.9667 | 1422144.6286 | 355905.1234 | 320.2018 | 5422.1496 | 4599.5421 | 2622476.6122
WeekDay | Thursday | 11 | 17 | 780030.8733 | 1107228.4566 | 294097.621 | 62135.8532 | 3943.149 | 3964.9903 | 2251400.9435 | 931634.6575 | 1322425.0979 | 351257.2974 | 74212.3373 | 4709.5242 | 4735.6105 | 2688974.5248
WeekDay | Thursday | 11 | 18 | 896288.7107 | 1061579.2483 | 288630.2632 | 62199.0411 | 2034.5759 | 3989.2109 | 2314721.0501 | 1070487.9186 | 1267903.686 | 344727.325 | 74287.8062 | 2430.0083 | 4764.5385 | 2764601.2825
WeekDay | Thursday | 11 | 19 | 950911.7995 | 1029526.0774 | 281855.3242 | 62509.8284 | 1941.9268 | 3808.2297 | 2330553.1861 | 1135727.3398 | 1229620.7847 | 336635.6351 | 74658.997 | 2319.3521 | 4548.3825 | 2783510.4912
WeekDay | Thursday | 11 | 20 | 1003540.6017 | 980925.1881 | 276658.6514 | 62451.4925 | 1904.8671 | 3610.5408 | 2329091.3417 | 1198584.8724 | 1171574.0145 | 330428.957 | 74589.3231 | 2275.0897 | 4312.2716 | 2781764.5284
WeekDay | Thursday | 11 | 21 | 1040698.0041 | 926187.0016 | 273496.3438 | 62452.5356 | 1512.0346 | 3445.0339 | 2307790.9536 | 1242964.0439 | 1106197.1257 | 326652.0356 | 74590.5689 | 1805.9078 | 4114.5974 | 2756324.2793
WeekDay | Thursday | 11 | 22 | 1035995.7634 | 875341.2628 | 259738.0707 | 62446.4226 | 1452.7391 | 3333.1261 | 2238307.3848 | 1237347.8938 | 1045469.2058 | 310219.7578 | 74583.2679 | 1735.0879 | 3980.9396 | 2673336.1527
WeekDay | Thursday | 11 | 23 | 972664.0794 | 839086.5558 | 254966.7125 | 62352.9158 | 1663.9792 | 3211.3506 | 2133945.5934 | 1161707.3087 | 1002168.1741 | 304521.0568 | 74471.5874 | 1987.3838 | 3835.4963 | 2548691.0071
WeekDay | Friday | 11 | 0 | 906861.9216 | 759767.935 | 249856.8263 | 62296.2733 | 2812.829 | 3111.2167 | 1984707.0019 | 1083116.0979 | 907433.4929 | 298418.0328 | 74403.936 | 3359.5196 | 3715.9007 | 2370446.98
WeekDay | Friday | 11 | 1 | 841004.9708 | 739315.7355 | 248955.6112 | 62182.9881 | 3272.369 | 3070.8491 | 1897802.5237 | 1004459.4448 | 883006.283 | 297341.6612 | 74268.6332 | 3908.3739 | 3667.6875 | 2266652.0836
WeekDay | Friday | 11 | 2 | 790683.0211 | 721577.8341 | 252017.9845 | 62143.5669 | 2809.1231 | 3013.1011 | 1832244.6309 | 944357.1156 | 861820.9116 | 300999.2255 | 74221.5503 | 3355.0934 | 3598.7158 | 2188352.6121
WeekDay | Friday | 11 | 3 | 758813.9004 | 717238.5243 | 253219.1934 | 62144.5051 | 2108.6953 | 3066.1396 | 1796590.9581 | 906294.0357 | 856638.2304 | 302433.8967 | 74222.6707 | 2518.5331 | 3662.0626 | 2145769.4294
WeekDay | Friday | 11 | 4 | 733630.3704 | 709596.1099 | 253954.2795 | 62144.1156 | 2016.0461 | 3187.5786 | 1764528.5001 | 876215.9323 | 847510.4658 | 303311.8512 | 74222.2056 | 2407.877 | 3807.1041 | 2107475.436
WeekDay | Friday | 11 | 5 | 755826.2848 | 739778.8316 | 257703.2734 | 62143.9271 | 2486.7039 | 3337.1628 | 1821276.1836 | 902725.7587 | 883559.3847 | 307789.4851 | 74221.9804 | 2970.0101 | 3985.7609 | 2175252.3799
WeekDay | Friday | 11 | 6 | 777121.5072 | 795109.4039 | 266798.8574 | 250.3449 | 3405.7838 | 3578.6953 | 1846264.5925 | 928159.8383 | 949643.793 | 318652.8516 | 299.001 | 4067.7187 | 4274.2367 | 2205097.4393
WeekDay | Friday | 11 | 7 | 645735.0723 | 923205.1409 | 279019.9616 | 216.8335 | 2886.9484 | 3810.4723 | 1854874.429 | 771237.644 | 1102635.7221 | 333249.2023 | 258.9764 | 3448.0445 | 4551.061 | 2215380.6504
WeekDay | Friday | 11 | 8 | 559568.713 | 1108787.792 | 294067.3443 | 250.2602 | 2188.6052 | 3825.0495 | 1968687.7643 | 668324.3242 | 1324287.4996 | 351221.1362 | 298.8998 | 2613.974 | 4568.4713 | 2351314.3053
WeekDay | Friday | 11 | 9 | 541714.3952 | 1208956.8722 | 300939.5215 | 280.5531 | 2601.0099 | 3561.427 | 2058053.7788 | 646999.9103 | 1443925.0549 | 359428.9631 | 335.0804 | 3106.5321 | 4253.6122 | 2458049.1529
WeekDay | Friday | 11 | 10 | 543595.4494 | 1263827.5087 | 307340.1914 | 279.4457 | 3236.3516 | 3799.2591 | 2122078.2059 | 649246.5589 | 1509460.1361 | 367073.6425 | 333.7577 | 3865.3564 | 4537.6684 | 2534517.1201
WeekDay | Friday | 11 | 11 | 555879.0456 | 1288204.7283 | 312936.2098 | 291.1535 | 3416.9017 | 3787.8217 | 2164515.8606 | 663917.5474 | 1538575.2179 | 373757.2815 | 347.741 | 4080.9975 | 4524.008 | 2585202.7932
WeekDay | Friday | 11 | 12 | 571577.2431 | 1294589.5184 | 316750.2193 | 309.2543 | 4043.2101 | 3861.3803 | 2191130.8255 | 682666.7858 | 1546200.9312 | 378312.567 | 369.3598 | 4829.0328 | 4611.8632 | 2616990.5398
WeekDay | Friday | 11 | 13 | 566875.6166 | 1282636.4646 | 318539.888 | 659.0914 | 4902.9945 | 4656.1725 | 2178270.2276 | 677051.3694 | 1531924.7279 | 380450.0689 | 787.1899 | 5855.9215 | 5561.1282 | 2601630.4058
WeekDay | Friday | 11 | 14 | 567315.0958 | 1276036.5838 | 318534.0426 | 333.6284 | 5495.9492 | 4225.9217 | 2171941.2215 | 677576.264 | 1524042.1198 | 380443.0874 | 398.4711 | 6564.1207 | 5047.2555 | 2594071.3185
WeekDay | Friday | 11 | 15 | 607166.4515 | 1223478.3115 | 314284.6949 | 490.0285 | 5362.5344 | 4341.8663 | 2155123.887 | 725172.9751 | 1461268.825 | 375367.8529 | 585.2685 | 6404.7759 | 5185.7346 | 2573985.432
WeekDay | Friday | 11 | 16 | 668524.6714 | 1159345.4518 | 305729.4645 | 541.565 | 4654.6947 | 4118.6113 | 2142914.4586 | 798456.5413 | 1384671.3507 | 365149.861 | 646.8215 | 5559.3631 | 4919.0887 | 2559403.0263
WeekDay | Friday | 11 | 17 | 741691.0338 | 1076425.8431 | 297022.6437 | 62674.4379 | 3876.4416 | 3814.1727 | 2185504.5728 | 885843.235 | 1285635.8075 | 354750.8162 | 74855.5993 | 4629.8518 | 4555.4806 | 2610270.7904
WeekDay | Friday | 11 | 18 | 880270.764 | 1034572.6645 | 290476.84 | 62857.5297 | 2034.5759 | 3860.1468 | 2274072.5209 | 1051356.7857 | 1235648.2069 | 346932.7953 | 75074.2761 | 2430.0083 | 4610.3901 | 2716052.4624
WeekDay | Friday | 11 | 19 | 949426.7923 | 990782.0368 | 278672.1991 | 62951.1957 | 1641.7434 | 3717.9634 | 2287191.9306 | 1133953.7122 | 1183346.6022 | 332833.8501 | 75186.1466 | 1960.8263 | 4440.5724 | 2731721.7098
WeekDay | Friday | 11 | 20 | 978916.8885 | 938224.1617 | 276864.9507 | 62993.6457 | 1801.1 | 3535.5245 | 2262336.2711 | 1169175.3895 | 1120573.7818 | 330675.3519 | 75236.8471 | 2151.1548 | 4222.6753 | 2702035.2004
WeekDay | Friday | 11 | 21 | 1003908.6552 | 898123.5001 | 274021.3154 | 62803.3075 | 1345.2661 | 3332.7897 | 2243534.8339 | 1199024.4594 | 1072679.3106 | 327279.0386 | 75009.5155 | 1606.7268 | 3980.5378 | 2679579.5886
WeekDay | Friday | 11 | 22 | 1003293.2228 | 853850.2483 | 270386.6924 | 62530.3834 | 1256.3228 | 3208.0988 | 2194524.9686 | 1198289.4139 | 1019801.2808 | 322938.0043 | 74683.547 | 1500.4969 | 3831.6125 | 2621044.3554
WeekDay | Friday | 11 | 23 | 939752.8415 | 807218.0476 | 265780.2791 | 62481.808 | 1708.4508 | 3092.0421 | 2080033.4692 | 1122399.5697 | 964105.8259 | 317436.3064 | 74625.5306 | 2040.4987 | 3692.9994 | 2484300.7309
Saturday | Saturday | 11 | 0 | 864465.4718 | 785200.8116 | 265658.5308 | 62438.0688 | 2353.2891 | 3046.2922 | 1983162.4642 | 1032479.638 | 937809.405 | 317290.8955 | 74573.2904 | 2810.6653 | 3638.3578 | 2368602.252
Saturday | Saturday | 11 | 1 | 806264.7586 | 762503.8745 | 260828.9189 | 62144.6281 | 3024.0692 | 3030.9301 | 1897797.1793 | 962967.2593 | 910701.179 | 311522.6189 | 74222.8177 | 3611.8155 | 3620.01 | 2266645.7005
Saturday | Saturday | 11 | 2 | 757869.1887 | 745639.3754 | 263653.4972 | 62144.5942 | 3050.0109 | 2965.2207 | 1835321.8871 | 905165.7135 | 890558.961 | 314896.1714 | 74222.7773 | 3642.7993 | 3541.5296 | 2192027.952
Saturday | Saturday | 11 | 3 | 732561.3327 | 734825.0775 | 263228.8128 | 62141.9255 | 2460.7622 | 3009.8493 | 1798227.76 | 874939.1205 | 877642.8381 | 314388.947 | 74219.5899 | 2939.0264 | 3594.832 | 2147724.3537
Saturday | Saturday | 11 | 4 | 723089.7661 | 735885.1019 | 265013.889 | 62145.8372 | 2890.6543 | 3101.1248 | 1792126.3733 | 863626.6969 | 878908.8847 | 316520.9636 | 74224.2618 | 3452.4707 | 3703.8474 | 2140437.1252
Saturday | Saturday | 11 | 5 | 748169.7609 | 764767.2643 | 268297.0092 | 62143.3366 | 3402.0778 | 3266.2954 | 1850045.7443 | 893581.1425 | 913404.4725 | 320442.1785 | 74221.2752 | 4063.2925 | 3901.1199 | 2209613.4812
Saturday | Saturday | 11 | 6 | 776530.9304 | 817703.5147 | 277854.4688 | 250.0604 | 3957.9729 | 3492.3536 | 1879789.3008 | 927454.4792 | 976629.2078 | 331857.1889 | 298.6612 | 4727.2292 | 4171.114 | 2245137.8803
Saturday | Saturday | 11 | 7 | 660170.8474 | 1000294.4858 | 291379.9142 | 501.2362 | 3298.3107 | 3717.9634 | 1959362.7577 | 788479.1005 | 1194707.8539 | 348011.3876 | 598.6545 | 3939.3576 | 4440.5724 | 2340176.9265
Saturday | Saturday | 11 | 8 | 586793.1959 | 1192757.4287 | 304486.1688 | 334.194 | 3270.7476 | 3658.6455 | 2091300.3805 | 700840.0524 | 1424577.1502 | 363664.9232 | 399.1466 | 3906.4375 | 4369.7257 | 2497757.4355
Saturday | Saturday | 11 | 9 | 571775.6798 | 1230745.4812 | 314662.8639 | 227.8595 | 3262.2934 | 3713.366 | 2124387.5437 | 682903.7899 | 1469948.4137 | 375819.5214 | 272.1454 | 3896.3401 | 4435.0814 | 2537275.2918
Saturday | Saturday | 11 | 10 | 570752.3543 | 1274051.8139 | 320910.4968 | 249.0602 | 3665.2015 | 3613.6805 | 2173242.6072 | 681681.5748 | 1521671.5977 | 383281.42 | 297.4666 | 4377.5559 | 4316.0215 | 2595625.6365
Saturday | Saturday | 11 | 11 | 581824.0829 | 1297783.4152 | 323325.3516 | 288.3482 | 3984.9569 | 3823.4797 | 2211029.6345 | 694905.1618 | 1550015.5814 | 386165.6166 | 344.3904 | 4759.4578 | 4566.5964 | 2640756.8044
Saturday | Saturday | 11 | 12 | 574932.1344 | 1297272.202 | 325894.2484 | 227.768 | 4024.6803 | 3643.3955 | 2205994.4286 | 686673.7208 | 1549405.0107 | 389233.7943 | 272.0361 | 4806.9016 | 4351.5118 | 2634742.9754
Saturday | Saturday | 11 | 13 | 572036.5103 | 1306122.0782 | 329711.6106 | 274.4559 | 4172.919 | 3553.802 | 2215871.376 | 683215.3144 | 1559974.9146 | 393793.0843 | 327.7981 | 4983.9514 | 4244.5052 | 2646539.568
Saturday | Saturday | 11 | 14 | 586122.7859 | 1289781.5427 | 330846.8091 | 303.6042 | 4521.2799 | 3845.9061 | 2215421.9278 | 700039.3441 | 1540458.4959 | 395148.9155 | 362.6115 | 5400.0183 | 4593.3815 | 2646002.7668
Saturday | Saturday | 11 | 15 | 620332.4075 | 1238956.5156 | 324380.672 | 294.8687 | 3264.957 | 3959.2716 | 2191188.6924 | 740897.8154 | 1479755.313 | 387426.045 | 352.1783 | 3899.5214 | 4728.7803 | 2617059.6535
Saturday | Saturday | 11 | 16 | 674136.363 | 1171330.7152 | 315076.3875 | 260.374 | 2427.4085 | 4080.0379 | 2167311.2861 | 805158.8997 | 1398986.0236 | 376313.4158 | 310.9793 | 2899.1902 | 4873.0182 | 2588541.5269
Saturday | Saturday | 11 | 17 | 735753.098 | 1072434.8556 | 306240.896 | 62113.6838 | 2379.2309 | 4081.047 | 2183002.8114 | 878751.2251 | 1280869.1471 | 365760.6923 | 74185.8592 | 2841.649 | 4874.2236 | 2607282.7963
Saturday | Saturday | 11 | 18 | 849707.86 | 1036929.8815 | 300856.8904 | 62142.7948 | 1656.5673 | 4016.2347 | 2255310.2287 | 1014853.7939 | 1238463.5635 | 359330.2723 | 74220.6281 | 1978.5313 | 4796.8146 | 2693643.6036
Saturday | Saturday | 11 | 19 | 881848.0099 | 1015434.4463 | 293979.8419 | 62371.8543 | 1430.5033 | 3905.7846 | 2258970.4402 | 1053240.579 | 1212790.3586 | 351116.6272 | 74494.2067 | 1708.5304 | 4664.8978 | 2698015.1997
Saturday | Saturday | 11 | 20 | 887286.8041 | 963601.8906 | 287980.7737 | 62394.7732 | 2097.5774 | 3687.127 | 2207048.946 | 1059736.4362 | 1150883.8279 | 343951.6033 | 74521.58 | 2505.2544 | 4403.7428 | 2636002.4446
Saturday | Saturday | 11 | 21 | 922060.9639 | 916705.0908 | 282129.1304 | 62385.9339 | 1815.9239 | 3527.3388 | 2188624.3818 | 1101269.1673 | 1094872.3474 | 336962.6573 | 74511.0228 | 2168.8598 | 4212.8988 | 2613996.9534
Saturday | Saturday | 11 | 22 | 943703.4613 | 869374.1742 | 273377.8827 | 62380.058 | 1534.2704 | 3378.4274 | 2153748.274 | 1127118.0168 | 1038342.3768 | 326510.5509 | 74504.0048 | 1832.4652 | 4035.0455 | 2572342.4601
Saturday | Saturday | 11 | 23 | 914606.2807 | 838024.0193 | 269467.3896 | 62332.187 | 2008.6342 | 3222.9002 | 2089661.411 | 1092365.6207 | 1000899.1271 | 321840.0295 | 74446.8298 | 2399.0245 | 3849.2907 | 2495799.9223
Sunday | Sunday | 11 | 0 | 865301.0824 | 802761.0289 | 264040.7786 | 62170.8175 | 2505.2338 | 3162.9096 | 1999941.8507 | 1033477.6548 | 958782.5582 | 315358.7233 | 74254.0971 | 2992.1413 | 3777.6405 | 2388642.8152
Sunday | Sunday | 11 | 1 | 811776.4644 | 774725.5419 | 260567.9954 | 62141.8273 | 3216.7795 | 3082.7351 | 1915511.3436 | 969550.1989 | 925298.2024 | 311210.9834 | 74219.4726 | 3841.9803 | 3681.8836 | 2287802.7211
Sunday | Sunday | 11 | 2 | 767496.8324 | 759876.9522 | 259247.8004 | 62143.1244 | 3453.9613 | 3042.5919 | 1855261.2627 | 916664.5489 | 907563.6982 | 309634.2004 | 74221.0218 | 4125.2599 | 3633.9382 | 2215842.6675
Sunday | Sunday | 11 | 3 | 735411.3887 | 743035.2091 | 259439.6679 | 62135.7798 | 3313.1346 | 3063.8969 | 1806399.077 | 878343.1024 | 887448.659 | 309863.3585 | 74212.2497 | 3957.0626 | 3659.3841 | 2157483.8164
Sunday | Sunday | 11 | 4 | 690897.6912 | 729268.6098 | 273011.7953 | 62139.8777 | 3035.1871 | 3071.7462 | 1761424.9072 | 825177.8948 | 871006.4367 | 326073.3121 | 74217.144 | 3625.0943 | 3668.7589 | 2103768.6409
Sunday | Sunday | 11 | 5 | 683998.6745 | 742805.3041 | 273000.5337 | 62139.9161 | 4191.4488 | 3150.4629 | 1769286.3401 | 816938.0119 | 887174.0706 | 326059.8617 | 74217.1899 | 5006.0826 | 3762.7747 | 2113157.9914
Sunday | Sunday | 11 | 6 | 693673.0329 | 748108.6228 | 274015.5692 | 235.0359 | 3676.3194 | 3105.9465 | 1722814.5267 | 828492.6412 | 893508.1218 | 327272.1757 | 280.7166 | 4390.8346 | 3709.6062 | 2057654.0961
Sunday | Sunday | 11 | 7 | 710693.366 | 782206.0304 | 277659.4932 | 202.282 | 2090.1654 | 2930.0112 | 1775781.3483 | 848820.9804 | 934232.5698 | 331624.3186 | 241.5967 | 2496.4019 | 3499.4769 | 2120915.3443
Sunday | Sunday | 11 | 8 | 715988.0029 | 869149.0181 | 280981.5416 | 180.4524 | 2053.1058 | 2762.7102 | 1871114.831 | 855144.6625 | 1038073.4603 | 335592.0275 | 215.5245 | 2452.1395 | 3299.6599 | 2234777.474
Sunday | Sunday | 11 | 9 | 700393.8216 | 957508.5446 | 284425.2548 | 181.7416 | 1615.8017 | 2604.0433 | 1946729.2076 | 836519.6564 | 1143606.2027 | 339705.0474 | 217.0642 | 1929.8426 | 3110.1551 | 2325087.9685
Sunday | Sunday | 11 | 10 | 691585.104 | 1000521.2344 | 285523.5848 | 184.425 | 2186.5206 | 2611.6683 | 1982612.5371 | 825998.9105 | 1194978.6726 | 341016.8446 | 220.2692 | 2611.4843 | 3119.262 | 2367945.4432
Sunday | Sunday | 11 | 11 | 695995.3196 | 1019006.5455 | 282633.7273 | 198.4347 | 2801.7111 | 2902.5389 | 2003538.2771 | 831266.2785 | 1217056.7173 | 337565.3256 | 237.0017 | 3346.2409 | 3466.6651 | 2392938.2291
Sunday | Sunday | 11 | 12 | 691264.6299 | 1027344.5511 | 279237.9489 | 215.1413 | 3205.6615 | 3433.26 | 2004701.1927 | 825616.1503 | 1227015.2654 | 333509.5568 | 256.9553 | 3828.7015 | 4100.5352 | 2394327.1645
Sunday | Sunday | 11 | 13 | 689697.1093 | 1014108.4103 | 279453.8012 | 229.1521 | 4028.3862 | 3784.2334 | 1991301.0926 | 823743.9724 | 1211206.5995 | 333767.3614 | 273.6892 | 4811.3278 | 4519.7224 | 2378322.6727
Sunday | Sunday | 11 | 14 | 689847.4498 | 991322.5917 | 276561.4186 | 234.9027 | 4591.6932 | 3798.1378 | 1966356.1938 | 823923.5325 | 1183992.2172 | 330312.8265 | 280.5575 | 5484.117 | 4536.3292 | 2348529.5799
Sunday | Sunday | 11 | 15 | 704654.3775 | 978302.0431 | 272158.1343 | 241.9764 | 3957.9729 | 3557.6145 | 1962872.1185 | 841608.2774 | 1168441.0451 | 325053.7368 | 289.006 | 4727.2292 | 4249.0587 | 2344368.3532
Sunday | Sunday | 11 | 16 | 717341.3383 | 960088.6146 | 265617.0577 | 623.9036 | 3465.0792 | 3590.8056 | 1950726.7991 | 856761.0269 | 1146687.7252 | 317241.3619 | 745.1631 | 4138.5387 | 4288.7007 | 2329862.5164
Sunday | Sunday | 11 | 17 | 765810.0912 | 929406.2641 | 266617.1759 | 62674.9617 | 2594.177 | 3784.4577 | 2030887.1276 | 914649.9792 | 1110042.0717 | 318435.8592 | 74856.2249 | 3098.3712 | 4519.9903 | 2425602.4964
Sunday | Sunday | 11 | 18 | 856679.8337 | 943128.7354 | 264125.7464 | 62694.7299 | 2053.1058 | 3833.0109 | 2132515.162 | 1023180.8134 | 1126431.5894 | 315460.2051 | 74879.8351 | 2452.1395 | 4577.9801 | 2546982.5626
Sunday | Sunday | 11 | 19 | 868214.4406 | 933135.3419 | 254885.0129 | 63148.3807 | 2034.5759 | 3734.6711 | 2125152.423 | 1036957.2419 | 1114495.9185 | 304423.4783 | 75421.6557 | 2430.0083 | 4460.5273 | 2538188.8301
Sunday | Sunday | 11 | 20 | 876319.618 | 908468.2701 | 248296.9671 | 63004.2562 | 2219.8743 | 3561.0906 | 2101870.0763 | 1046637.7103 | 1085034.6501 | 296555.0054 | 75249.5198 | 2651.3205 | 4253.2104 | 2510381.4165
Sunday | Sunday | 11 | 21 | 902333.0235 | 878845.9432 | 246157.3882 | 62395.4042 | 1930.8089 | 3457.8169 | 2095120.385 | 1077706.9807 | 1049655.0423 | 293999.5862 | 74522.3337 | 2306.0734 | 4129.8649 | 2502319.8813
Sunday | Sunday | 11 | 22 | 917615.6726 | 849841.8635 | 243314.1829 | 62188.566 | 1860.3955 | 3318.8853 | 2078139.5658 | 1095959.9064 | 1015013.8418 | 290603.7866 | 74275.2952 | 2221.9748 | 3963.931 | 2482038.7358
Sunday | Sunday | 11 | 23 | 900799.6168 | 822876.4235 | 238133.0286 | 62175.9382 | 2238.4041 | 3254.6336 | 2029478.0447 | 1075875.5469 | 982807.5031 | 284415.6432 | 74260.2131 | 2673.4517 | 3887.1916 | 2423919.5496
WeekDay | Monday | 11 | 0 | 862340.2541 | 795123.7209 | 236960.0376 | 62137.1807 | 3313.1346 | 3194.5308 | 1963068.8588 | 1029941.3713 | 949660.8926 | 283014.6742 | 74213.9229 | 3957.0626 | 3815.4075 | 2344603.3311
WeekDay | Monday | 11 | 1 | 811946.66 | 764109.151 | 233507.9647 | 62122.408 | 3565.1404 | 3121.7571 | 1878373.0811 | 969753.473 | 912618.4508 | 278891.6697 | 74196.279 | 4258.0473 | 3728.4897 | 2243446.4096
WeekDay | Monday | 11 | 2 | 775441.7539 | 735800.721 | 232467.1199 | 62116.0477 | 3294.6048 | 3090.3601 | 1812210.6074 | 926153.6146 | 878808.1038 | 277648.5304 | 74188.6826 | 3934.9314 | 3690.9906 | 2164424.8534
WeekDay | Monday | 11 | 3 | 739817.8681 | 733641.853 | 234129.1443 | 62119.5801 | 2516.3517 | 3099.555 | 1775324.3521 | 883606.0081 | 876229.6466 | 279633.5795 | 74192.9014 | 3005.42 | 3701.9725 | 2120369.5281
WeekDay | Monday | 11 | 4 | 707847.1387 | 730874.0899 | 233999.1674 | 62116.6336 | 1663.9792 | 3079.5954 | 1739580.6043 | 845421.5714 | 872923.9518 | 279478.3407 | 74189.3824 | 1987.3838 | 3678.1337 | 2077678.7637
WeekDay | Monday | 11 | 5 | 691578.6481 | 734166.8864 | 233862.318 | 62115.4268 | 2179.1087 | 3105.2737 | 1727007.6617 | 825991.1998 | 876856.7234 | 279314.8939 | 74187.941 | 2602.6318 | 3708.8027 | 2062662.1926
WeekDay | Monday | 11 | 6 | 687767.8217 | 728408.6163 | 233393.4223 | 210.532 | 3257.5451 | 3003.5699 | 1656041.5072 | 821439.716 | 869979.2982 | 278754.8653 | 251.4502 | 3890.669 | 3587.3321 | 1977903.3308
WeekDay | Monday | 11 | 7 | 713660.2616 | 732109.8471 | 234799.1186 | 170.3556 | 2912.8901 | 2861.1621 | 1686513.6352 | 852364.5103 | 874399.886 | 280433.7673 | 203.4652 | 3479.0282 | 3417.2466 | 2014297.9037
WeekDay | Monday | 11 | 8 | 746938.7009 | 764879.4035 | 238848.3054 | 151.4262 | 2890.6543 | 2599.3337 | 1756307.824 | 892110.8185 | 913538.4066 | 285269.9384 | 180.8568 | 3452.4707 | 3104.5302 | 2097657.0212
WeekDay | Monday | 11 | 9 | 753500.6283 | 803199.8534 | 240425.3897 | 149.2451 | 3024.0692 | 2683.5449 | 1802982.7306 | 899948.0967 | 959306.671 | 287153.5387 | 178.2518 | 3611.8155 | 3205.1084 | 2153403.4822
WeekDay | Monday | 11 | 10 | 739520.4923 | 839405.4727 | 242345.3238 | 154.884 | 2649.7665 | 2707.6533 | 1826783.5926 | 883250.8356 | 1002549.0744 | 289446.6238 | 184.9866 | 3164.7649 | 3233.9024 | 2181830.1876
WeekDay | Monday | 11 | 11 | 735107.456 | 870239.8097 | 242474.9574 | 158.9085 | 2823.9469 | 2463.9903 | 1853269.0688 | 877980.0985 | 1039376.2539 | 289601.4525 | 189.7933 | 3372.7983 | 2942.882 | 2213463.2785
WeekDay | Monday | 11 | 12 | 713726.6081 | 887977.7859 | 243354.1165 | 162.3246 | 4209.9786 | 2837.7265 | 1852268.5402 | 852443.7517 | 1060561.7146 | 290651.4816 | 193.8733 | 5028.2138 | 3389.2561 | 2212268.2911
WeekDay | Monday | 11 | 13 | 704662.1183 | 887198.4307 | 243334.6314 | 181.1174 | 4406.3949 | 2840.1935 | 1842622.8861 | 841617.5228 | 1059630.8869 | 290628.2094 | 216.3186 | 5262.8048 | 3392.2025 | 2200747.945
WeekDay | Monday | 11 | 14 | 694371.1509 | 888182.7129 | 240107.639 | 185.1588 | 4039.5041 | 3197.1099 | 1830083.2757 | 829326.4427 | 1060806.4704 | 286774.0313 | 221.1456 | 4824.6066 | 3818.4878 | 2185771.1843
WeekDay | Monday | 11 | 15 | 688974.6132 | 882580.4143 | 238015.6732 | 193.7001 | 4587.9873 | 3493.1386 | 1817845.5266 | 822881.0548 | 1054115.3308 | 284275.479 | 231.3469 | 5479.6907 | 4172.0515 | 2171154.9537
WeekDay | Monday | 11 | 16 | 696639.3016 | 870277.7137 | 236264.2691 | 199.182 | 4521.2799 | 3922.6044 | 1811824.3507 | 832035.4223 | 1039421.5249 | 282183.6789 | 237.8943 | 5400.0183 | 4684.9866 | 2163963.5253
WeekDay | Monday | 11 | 17 | 761112.2718 | 865600.4271 | 234405.2912 | 62089.4915 | 3550.3165 | 3888.0677 | 1930645.8659 | 909039.1097 | 1033835.1789 | 279963.3972 | 74156.965 | 4240.3423 | 4643.7375 | 2305878.7307
WeekDay | Monday | 11 | 18 | 872756.1319 | 894505.5929 | 236944.5873 | 62091.8667 | 2356.9951 | 3932.8084 | 2072587.9824 | 1042381.6388 | 1068358.241 | 282996.2211 | 74159.8018 | 2815.0915 | 4697.1739 | 2475408.1681
WeekDay | Monday | 11 | 19 | 913583.2635 | 887195.2127 | 236092.6768 | 62180.1241 | 2190.2266 | 3845.3454 | 2105086.8492 | 1091143.7739 | 1059627.0435 | 281978.7365 | 74265.2126 | 2615.9105 | 4592.7119 | 2514223.3889
WeekDay | Monday | 11 | 20 | 977939.8989 | 872736.7135 | 235309.6875 | 62178.1169 | 2104.9893 | 3746.6692 | 2154016.0754 | 1168008.516 | 1042358.4463 | 281043.5685 | 74262.8153 | 2514.1069 | 4474.8573 | 2572662.3103
WeekDay | Monday | 11 | 21 | 999212.8134 | 842635.1916 | 226397.2022 | 62171.488 | 1730.6866 | 3634.8735 | 2135782.2554 | 1193415.9519 | 1006406.509 | 270398.887 | 74254.898 | 2067.0562 | 4341.3335 | 2550884.6356
WeekDay | Monday | 11 | 22 | 974748.7724 | 820019.9626 | 227489.3834 | 62172.6158 | 1589.8599 | 3563.5575 | 2089584.1515 | 1164197.1745 | 979395.8715 | 271703.3402 | 74256.245 | 1898.8589 | 4256.1568 | 2495707.6469
WeekDay | Monday | 11 | 23 | 917236.6598 | 798131.4791 | 228432.5536 | 62169.9979 | 1923.3969 | 3549.8774 | 2011443.9647 | 1095507.2301 | 953253.2271 | 272829.8214 | 74253.1183 | 2297.2209 | 4239.8178 | 2402380.4355
WeekDay | Tuesday | 11 | 0 | 842672.9171 | 784308.9589 | 226450.9048 | 62156.2242 | 2338.4652 | 3466.339 | 1921393.8092 | 1006451.5667 | 936744.2152 | 270463.027 | 74236.6675 | 2792.9603 | 4140.0432 | 2294828.48
WeekDay | Tuesday | 11 | 1 | 781447.0609 | 767999.3309 | 227006.4537 | 62133.7602 | 2564.5292 | 3406.4605 | 1844557.5953 | 933326.0899 | 917264.711 | 271126.5502 | 74209.8375 | 3062.9612 | 4068.5269 | 2203058.6768
WeekDay | Tuesday | 11 | 2 | 744978.1489 | 745385.9808 | 227128.3808 | 62129.4083 | 2835.0648 | 3384.1462 | 1785841.1297 | 889769.2212 | 890256.3176 | 271272.1746 | 74204.6398 | 3386.0771 | 4041.8757 | 2132930.306
WeekDay | Tuesday | 11 | 3 | 720296.4971 | 739280.9257 | 229531.3507 | 62126.7768 | 2723.8858 | 3383.8098 | 1757343.2459 | 860290.539 | 882964.7077 | 274142.1764 | 74201.4969 | 3253.2897 | 4041.474 | 2098893.6836
WeekDay | Tuesday | 11 | 4 | 632619.4077 | 734068.6166 | 237753.2999 | 62130.4751 | 2875.8305 | 3409.3759 | 1672857.0057 | 755572.8695 | 876739.3543 | 283962.1119 | 74205.914 | 3434.7658 | 4072.009 | 1997987.0245
WeekDay | Tuesday | 11 | 5 | 656518.4582 | 768185.5504 | 249463.2802 | 62127.173 | 3146.3661 | 3517.5833 | 1742958.4113 | 784116.847 | 917487.1234 | 297947.9987 | 74201.9702 | 3757.8816 | 4201.2472 | 2081713.0682
WeekDay | Tuesday | 11 | 6 | 681058.0237 | 833746.6482 | 263847.7154 | 240.1645 | 2920.3021 | 3440.2122 | 1785253.0661 | 813425.8275 | 995790.4227 | 315128.1371 | 286.8419 | 3487.8807 | 4108.8386 | 2132227.9485
WeekDay | Tuesday | 11 | 7 | 568703.8369 | 965080.3547 | 284365.5033 | 250.5662 | 1997.5163 | 3369.6811 | 1823767.4584 | 679234.9155 | 1152649.6405 | 339633.6829 | 299.2652 | 2385.7458 | 4024.5993 | 2178227.8493
WeekDay | Tuesday | 11 | 8 | 490628.6383 | 1129604.391 | 298222.2016 | 365.346 | 2201.3445 | 3177.2625 | 1924199.1838 | 585985.3233 | 1349149.9323 | 356183.5155 | 436.3532 | 2629.1893 | 3794.7829 | 2298179.0965
WeekDay | Tuesday | 11 | 9 | 473609.3926 | 1207717.7678 | 307689.9539 | 391.7498 | 2553.4113 | 3091.145 | 1995053.4205 | 565658.2827 | 1442445.123 | 367491.3835 | 467.8888 | 3049.6825 | 3691.928 | 2382804.2885
WeekDay | Tuesday | 11 | 10 | 477578.2766 | 1255997.7072 | 311965.9604 | 379.7677 | 2371.8189 | 3192.5124 | 2051486.0433 | 570398.5437 | 1500108.5647 | 372598.4582 | 453.5778 | 2832.7965 | 3812.9968 | 2450204.9377
WeekDay | Tuesday | 11 | 11 | 499250.703 | 1267440.3875 | 313030.1982 | 245.2355 | 2445.9383 | 3267.1924 | 2085679.6549 | 596283.1391 | 1513775.2001 | 373869.537 | 292.8985 | 2921.3214 | 3902.1913 | 2491044.2875
WeekDay | Tuesday | 11 | 12 | 537749.8382 | 1332630.7923 | 318690.9566 | 266.7997 | 2349.5831 | 3359.9256 | 2195047.8956 | 642264.8173 | 1591635.7599 | 380630.4986 | 318.6539 | 2806.239 | 4012.9478 | 2621668.9165
WeekDay | Tuesday | 11 | 13 | 528855.8591 | 1338943.7285 | 322843.1012 | 282.5389 | 3098.1885 | 3352.6371 | 2197376.0532 | 631642.2388 | 1599175.654 | 385589.6379 | 337.452 | 3700.3404 | 4004.2426 | 2624449.5658
WeekDay | Tuesday | 11 | 14 | 529686.1357 | 1331431.1372 | 321417.9495 | 302.8004 | 3339.0764 | 3616.4838 | 2189793.583 | 632633.8848 | 1590202.9445 | 383887.4993 | 361.6515 | 3988.0463 | 4319.3697 | 2615393.396
WeekDay | Tuesday | 11 | 15 | 571925.2841 | 1280442.9941 | 315986.6196 | 488.6117 | 3224.1914 | 3891.3196 | 2175959.0204 | 683082.4707 | 1529304.943 | 377400.557 | 583.5764 | 3850.8328 | 4647.6214 | 2598870.0013
WeekDay | Tuesday | 11 | 16 | 625648.608 | 1165246.5594 | 305921.2681 | 629.6046 | 3683.7313 | 4024.8689 | 2105154.6402 | 747247.2522 | 1391719.3747 | 365378.9427 | 751.9721 | 4399.6871 | 4807.1268 | 2514304.3556
WeekDay | Tuesday | 11 | 17 | 704470.5268 | 1074173.1703 | 294947.8894 | 62746.123 | 3505.8449 | 4105.4918 | 2143949.0462 | 841388.6943 | 1282945.3139 | 352272.8206 | 74941.2169 | 4187.2273 | 4903.4194 | 2560638.6923
WeekDay | Tuesday | 11 | 18 | 842223.714 | 1034849.3306 | 287539.96 | 62591.6647 | 2349.5831 | 4027.1115 | 2233581.3639 | 1005915.0583 | 1235978.6448 | 343425.1147 | 74756.7386 | 2806.239 | 4809.8053 | 2667691.6007
WeekDay | Tuesday | 11 | 19 | 875087.1469 | 1004962.5575 | 284135.6356 | 62451.7668 | 2049.3998 | 3932.2478 | 2232618.7544 | 1045165.7008 | 1200283.194 | 339359.1389 | 74589.6507 | 2447.7132 | 4696.5042 | 2666541.9021
WeekDay | Tuesday | 11 | 20 | 883760.9625 | 943892.6951 | 275824.4846 | 62464.3947 | 1689.921 | 3847.2517 | 2171479.7097 | 1055525.3257 | 1127344.0294 | 329432.6649 | 74604.7329 | 2018.3675 | 4594.9886 | 2593520.1091
WeekDay | Tuesday | 11 | 21 | 893438.546 | 902185.7228 | 270563.9568 | 62450.9619 | 1126.614 | 3803.8565 | 2133569.6581 | 1067083.8069 | 1077531.0512 | 323149.7212 | 74588.6894 | 1345.5783 | 4543.1594 | 2548242.0065
WeekDay | Tuesday | 11 | 22 | 857821.9238 | 851768.2252 | 269498.8515 | 62300.4807 | 1211.8512 | 3694.5278 | 2046295.8602 | 1024544.8757 | 1017314.6038 | 321877.6062 | 74408.9612 | 1447.382 | 4412.5819 | 2444006.0107
WeekDay | Tuesday | 11 | 23 | 777372.6677 | 817454.5119 | 265406.852 | 62145.6622 | 1686.215 | 3584.6383 | 1927650.5471 | 928459.8133 | 976331.8098 | 316990.3014 | 74224.0528 | 2013.9413 | 4281.3348 | 2302301.2534
WeekDay | Wednesday | 11 | 0 | 705945.1135 | 801627.403 | 263244.9175 | 62143.3829 | 2423.7025 | 3520.6109 | 1838905.1303 | 843149.8759 | 957428.6052 | 314408.1817 | 74221.3305 | 2894.7639 | 4204.8632 | 2196307.6205
WeekDay | Wednesday | 11 | 1 | 655399.4128 | 773841.3719 | 260975.8367 | 62140.047 | 2564.5292 | 3505.0246 | 1758426.2222 | 782780.3083 | 924242.1886 | 311698.0911 | 74217.3463 | 3062.9612 | 4186.2476 | 2100187.1431
WeekDay | Wednesday | 11 | 2 | 621004.7622 | 756015.7344 | 260076.9763 | 62141.2222 | 2705.356 | 3462.7508 | 1705406.8018 | 741700.8464 | 902952.0291 | 310624.5317 | 74218.7499 | 3231.1585 | 4135.7576 | 2036863.0731
WeekDay | Wednesday | 11 | 3 | 597506.3754 | 740347.9466 | 256679.0064 | 62140.0877 | 2201.3445 | 3475.0853 | 1662349.8458 | 713635.404 | 884239.1106 | 306566.1455 | 74217.3948 | 2629.1893 | 4150.4894 | 1985437.7337
WeekDay | Wednesday | 11 | 4 | 614469.097 | 755223.9332 | 258870.2604 | 62139.9691 | 2957.3618 | 3547.6347 | 1697208.2563 | 733894.9346 | 902006.3365 | 309183.2831 | 74217.2532 | 3532.1431 | 4237.1393 | 2027071.0899
WeekDay | Wednesday | 11 | 5 | 660577.9165 | 788754.9007 | 263046.0258 | 62139.0694 | 3331.6644 | 3749.8089 | 1781599.3856 | 788965.286 | 942054.2531 | 314170.6341 | 74216.1786 | 3979.1938 | 4478.6072 | 2127864.1529
WeekDay | Wednesday | 11 | 6 | 717845.7582 | 847171.5073 | 274224.8199 | 239.5334 | 3094.4825 | 4003.4516 | 1846579.553 | 857363.4839 | 1011824.4855 | 327522.0955 | 286.0882 | 3695.9142 | 4781.547 | 2205473.6144
WeekDay | Wednesday | 11 | 7 | 601402.7318 | 958714.4591 | 287166.8558 | 216.6088 | 3042.599 | 4290.6219 | 1854833.8765 | 718289.0411 | 1145046.4941 | 342979.4954 | 258.7081 | 3633.9468 | 5124.5306 | 2215332.2162
WeekDay | Wednesday | 11 | 8 | 526489.7724 | 1126333.3455 | 294363.8369 | 221.2351 | 2445.9383 | 4362.3864 | 1954216.5146 | 628816.2887 | 1345243.139 | 351575.2539 | 264.2335 | 2921.3214 | 5210.243 | 2334030.4795
WeekDay | Wednesday | 11 | 9 | 509301.8107 | 1230863.1596 | 304452.8383 | 222.601 | 2331.0533 | 4326.8406 | 2051498.3035 | 608287.7412 | 1470088.9636 | 363625.1146 | 265.8649 | 2784.1078 | 5167.7886 | 2450219.5808
WeekDay | Wednesday | 11 | 10 | 518048.3465 | 1294567.8652 | 307079.5252 | 337.1054 | 2898.0663 | 4204.7287 | 2127135.6373 | 618734.2199 | 1546175.0695 | 366762.3143 | 402.6239 | 3461.3232 | 5021.9435 | 2540557.4943
WeekDay | Wednesday | 11 | 11 | 534940.4765 | 1305462.3411 | 311206.3789 | 613.7266 | 3261.2511 | 4062.4331 | 2159546.6072 | 638909.4389 | 1559186.9536 | 371691.2473 | 733.0081 | 3895.0952 | 4851.9919 | 2579267.735
WeekDay | Wednesday | 11 | 12 | 545963.2529 | 1312083.3887 | 316964.5608 | 652.4366 | 3520.6688 | 3963.6448 | 2183147.9525 | 652074.5595 | 1567094.8424 | 378568.5672 | 779.2416 | 4204.9323 | 4734.0034 | 2607456.1465
WeekDay | Wednesday | 11 | 13 | 544914.0487 | 1325784.0208 | 317533.8688 | 667.8551 | 3932.0311 | 4197.2159 | 2197029.0404 | 650821.4361 | 1583458.2764 | 379248.5236 | 797.6568 | 4696.2455 | 5012.9705 | 2624035.1089
WeekDay | Wednesday | 11 | 14 | 548120.7021 | 1312093.0658 | 314292.2585 | 691.9097 | 3891.2655 | 4376.0665 | 2183465.2682 | 654651.3222 | 1567106.4003 | 375376.8866 | 826.3866 | 4647.5568 | 5226.5819 | 2607835.1344
WeekDay | Wednesday | 11 | 15 | 596056.046 | 1263157.4791 | 306959.7969 | 665.551 | 3768.9685 | 4642.156 | 2175249.9975 | 711903.1941 | 1508659.8822 | 366619.316 | 794.9049 | 4501.4907 | 5544.3875 | 2598023.1754
WeekDay | Wednesday | 11 | 16 | 660706.1422 | 1185264.4103 | 298661.4228 | 1118.1959 | 3224.1914 | 4660.9942 | 2153635.3569 | 789118.4331 | 1415627.8178 | 356708.1021 | 1335.5242 | 3850.8328 | 5566.887 | 2572207.5968
WeekDay | Wednesday | 11 | 17 | 741563.5212 | 1092084.483 | 290516.1676 | 63127.8787 | 2464.4681 | 4714.5933 | 2194471.112 | 885690.9397 | 1304337.8001 | 346979.7666 | 75397.1691 | 2943.4526 | 5630.9034 | 2620980.0315
WeekDay | Wednesday | 11 | 18 | 869317.8753 | 1059472.7189 | 284282.0335 | 63574.4366 | 2093.8714 | 4608.0678 | 2283349.0036 | 1038275.1359 | 1265387.7397 | 339533.9902 | 75930.5183 | 2500.8282 | 5503.6741 | 2727131.8863
WeekDay | Wednesday | 11 | 19 | 908554.3382 | 1020284.4661 | 278696.2141 | 63340.5759 | 1930.8089 | 4433.7024 | 2277240.1056 | 1085137.446 | 1218583.0096 | 332862.5326 | 75651.2053 | 2306.0734 | 5295.4197 | 2719835.6866
WeekDay | Wednesday | 11 | 20 | 922876.8548 | 972754.9845 | 276634.5102 | 62743.4464 | 2101.2834 | 4216.1662 | 2241327.2454 | 1102243.6316 | 1161815.8817 | 330400.1238 | 74938.02 | 2509.6807 | 5035.604 | 2676942.9418
WeekDay | Wednesday | 11 | 21 | 945662.6331 | 920209.864 | 272471.6763 | 62737.908 | 1549.0943 | 4021.5049 | 2206652.6806 | 1129457.9656 | 1099058.2948 | 325428.2177 | 74931.4052 | 1850.1702 | 4803.1091 | 2635529.1626
WeekDay | Wednesday | 11 | 22 | 938198.8176 | 869269.2362 | 265563.1071 | 62400.1919 | 1311.9124 | 3839.6267 | 2140582.8918 | 1120543.5118 | 1038217.0435 | 317176.9257 | 74528.0519 | 1566.8906 | 4585.8817 | 2556618.3051
WeekDay | Wednesday | 11 | 23 | 872623.3914 | 830276.4614 | 263897.5957 | 62248.3752 | 1382.3257 | 3665.7098 | 2034093.8592 | 1042223.0994 | 991645.7838 | 315187.712 | 74346.7286 | 1650.9892 | 4378.163 | 2429432.476
WeekDay | Thursday | 11 | 0 | 800019.2014 | 797638.6342 | 263823.7908 | 62215.1866 | 1886.3373 | 3593.721 | 1929176.8713 | 955507.8398 | 952664.5947 | 315099.5626 | 74307.0897 | 2252.9585 | 4292.1827 | 2304124.228
WeekDay | Thursday | 11 | 1 | 739381.8009 | 773037.7597 | 261694.3085 | 62191.0225 | 2512.6457 | 3545.6164 | 1842363.1537 | 883085.1885 | 923282.3894 | 312556.2024 | 74278.2292 | 3000.9938 | 4234.7287 | 2200437.732
WeekDay | Thursday | 11 | 2 | 699751.1955 | 751034.4787 | 262321.3348 | 62160.5761 | 2097.5774 | 3467.1239 | 1780832.2864 | 835752.1319 | 897002.6358 | 313305.0951 | 74241.8653 | 2505.2544 | 4140.9807 | 2126947.9632
WeekDay | Thursday | 11 | 3 | 669478.1608 | 743021.9769 | 261168.6474 | 62157.7561 | 2156.8729 | 3531.8241 | 1741515.2382 | 799595.3473 | 887432.8551 | 311928.3758 | 74238.4972 | 2576.0743 | 4218.2558 | 2079989.4055
WeekDay | Thursday | 11 | 4 | 652118.9262 | 752053.4996 | 262892.1728 | 62157.7121 | 3005.5393 | 3602.2431 | 1735830.0931 | 778862.239 | 898219.7097 | 313986.8789 | 74238.4446 | 3589.6843 | 4302.3611 | 2073199.3176
WeekDay | Thursday | 11 | 5 | 657196.8499 | 777324.9049 | 269459.3166 | 62156.0063 | 3542.9046 | 3846.3546 | 1773526.3368 | 784927.0883 | 928402.7675 | 321830.3874 | 74236.4073 | 4231.4898 | 4593.9172 | 2118222.0576
WeekDay | Thursday | 11 | 6 | 672593.3836 | 796402.3353 | 276705.5355 | 251.265 | 3694.8492 | 4102.24 | 1753749.6086 | 803316.0328 | 951188.0135 | 330484.9534 | 300.0998 | 4412.9658 | 4899.5355 | 2094601.6009
WeekDay | Thursday | 11 | 7 | 664284.8316 | 887256.8607 | 289272.3397 | 233.6598 | 3168.6019 | 4319.1035 | 1848535.3971 | 793392.6628 | 1059700.6732 | 345494.193 | 279.073 | 3784.4391 | 5158.5477 | 2207809.5887
WeekDay | Thursday | 11 | 8 | 664721.26 | 1025875.4865 | 302579.4747 | 356.7054 | 2827.6529 | 4328.8589 | 2000689.4384 | 793913.9137 | 1225260.6791 | 361387.6513 | 426.0332 | 3377.2246 | 5170.1992 | 2389535.7011
WeekDay | Thursday | 11 | 9 | 660929.4196 | 1112710.3658 | 314015.7625 | 603.5879 | 3339.0764 | 4179.7233 | 2095777.9355 | 789385.1058 | 1328972.4498 | 375046.6519 | 720.8989 | 3988.0463 | 4992.0781 | 2503105.2308
WeekDay | Thursday | 11 | 10 | 667681.2734 | 1171011.5334 | 319674.6313 | 584.9678 | 3046.305 | 4537.761 | 2166536.4718 | 797449.2238 | 1398604.8068 | 381805.3564 | 698.6599 | 3638.373 | 5419.7027 | 2587616.1226
WeekDay | Thursday | 11 | 11 | 689272.0114 | 1207092.2417 | 321303.7613 | 644.5659 | 3279.7809 | 4420.9194 | 2226013.2805 | 823236.2541 | 1441698.0221 | 383751.1179 | 769.8412 | 3917.2264 | 5280.1522 | 2658652.6139
WeekDay | Thursday | 11 | 12 | 658200.4297 | 1199866.5449 | 321218.0905 | 682.7735 | 2186.5206 | 4618.6082 | 2186772.9674 | 786125.72 | 1433067.9668 | 383648.7964 | 815.4747 | 2611.4843 | 5516.2631 | 2611785.7052
WeekDay | Thursday | 11 | 13 | 647430.2356 | 1202516.3183 | 324562.0547 | 677.1437 | 2623.8247 | 4233.5467 | 2182043.1237 | 773262.2726 | 1436232.7399 | 387642.6806 | 808.7507 | 3133.7811 | 5056.3624 | 2606136.5874
WeekDay | Thursday | 11 | 14 | 645029.5962 | 1186318.1581 | 320970.3233 | 707.8102 | 2508.9397 | 4231.304 | 2159766.1317 | 770395.0542 | 1416886.3679 | 383352.8742 | 845.3775 | 2996.5676 | 5053.6839 | 2579529.9253
WeekDay | Thursday | 11 | 15 | 662479.4346 | 1165600.606 | 314459.0673 | 743.8312 | 2883.2424 | 4455.4561 | 2150621.6376 | 791236.3757 | 1392142.2325 | 375576.1156 | 888.3993 | 3443.6183 | 5321.4013 | 2568608.1427
WeekDay | Thursday | 11 | 16 | 691016.0487 | 1119122.9451 | 308251.8128 | 1111.5004 | 2557.1173 | 4480.1251 | 2126539.5494 | 825319.2558 | 1336631.3531 | 368162.4432 | 1327.5273 | 3054.1087 | 5350.8649 | 2539845.553
WeekDay | Thursday | 11 | 17 | 752424.1416 | 1059659.6121 | 304346.0364 | 62862.2451 | 2423.7025 | 4539.7794 | 2186255.517 | 898662.3881 | 1265610.9566 | 363497.5551 | 75079.908 | 2894.7639 | 5422.1134 | 2611167.6851
WeekDay | Thursday | 11 | 18 | 865396.6729 | 1042141.3974 | 295875.2897 | 62635.291 | 1330.4422 | 4475.9762 | 2271855.0695 | 1033591.8238 | 1244687.9695 | 353380.4669 | 74808.844 | 1589.0218 | 5345.9097 | 2713404.0357
WeekDay | Thursday | 11 | 19 | 898583.8088 | 1010223.2261 | 287520.3831 | 62730.5397 | 1096.9663 | 4259.7856 | 2264414.7095 | 1073229.0831 | 1206566.3059 | 343401.7329 | 74922.6048 | 1310.1684 | 5087.701 | 2704517.5961
WeekDay | Thursday | 11 | 20 | 935816.3834 | 961464.5595 | 282900.4699 | 62821.94 | 1901.1611 | 4074.0949 | 2248978.6087 | 1117698.0369 | 1148331.0933 | 337883.9113 | 75031.7693 | 2270.6635 | 4865.9202 | 2686081.3945
WeekDay | Thursday | 11 | 21 | 966018.3005 | 917879.6941 | 278413.2207 | 62450.4697 | 1701.0389 | 3882.0126 | 2230344.7365 | 1153769.8819 | 1096275.242 | 332524.5377 | 74588.1015 | 2031.6462 | 4636.5056 | 2663825.9149
WeekDay | Thursday | 11 | 22 | 963266.4743 | 867772.177 | 270240.3272 | 62355.6895 | 1423.0914 | 3640.8165 | 2168698.5759 | 1150483.2213 | 1036429.0217 | 322763.1922 | 74474.9002 | 1699.6779 | 4348.4315 | 2590198.4449
WeekDay | Thursday | 11 | 23 | 885325.7719 | 834728.7253 | 266446.7665 | 62221.4373 | 1845.5716 | 3512.8738 | 2054081.1464 | 1057394.2654 | 996963.3725 | 318232.3297 | 74314.5553 | 2204.2698 | 4195.6224 | 2453304.4151
WeekDay | Friday | 11 | 0 | 812196.203 | 755108.9817 | 264151.0987 | 62181.3049 | 2075.3416 | 3431.9144 | 1899144.8443 | 970051.5163 | 901869.0434 | 315490.4848 | 74266.6229 | 2478.6969 | 4098.9281 | 2268255.2924
WeekDay | Friday | 11 | 1 | 754457.0363 | 735470.6482 | 261270.8849 | 62172.7874 | 2390.3488 | 3371.251 | 1819132.9566 | 901090.3884 | 878413.8794 | 312050.4837 | 74256.4499 | 2854.9277 | 4026.4743 | 2172692.6035
WeekDay | Friday | 11 | 2 | 714623.1713 | 719580.2206 | 258914.7086 | 62173.0651 | 2368.113 | 3329.4257 | 1760988.7043 | 853514.5675 | 859435.0497 | 309236.3701 | 74256.7816 | 2828.3703 | 3976.52 | 2103247.6592
WeekDay | Friday | 11 | 3 | 686998.513 | 714971.8421 | 257679.6312 | 62173.099 | 2560.8233 | 3408.7031 | 1727792.6116 | 820520.8874 | 853931.0045 | 307761.2479 | 74256.8221 | 3058.535 | 4071.2054 | 2063599.7023
WeekDay | Friday | 11 | 4 | 676901.0272 | 715026.9479 | 258395.544 | 62171.1934 | 2912.8901 | 3507.7157 | 1718915.3184 | 808460.8933 | 853996.8205 | 308616.3028 | 74254.5461 | 3479.0282 | 4189.4618 | 2052997.0527
WeekDay | Friday | 11 | 5 | 714776.4091 | 746097.146 | 268558.2279 | 62171.7759 | 3661.4955 | 3717.627 | 1798982.6814 | 853697.588 | 891105.7022 | 320754.1666 | 74255.2418 | 4373.1296 | 4440.1706 | 2148625.9989
WeekDay | Friday | 11 | 6 | 755781.2061 | 796808.8557 | 276458.285 | 271.391 | 3187.1317 | 3970.2606 | 1836477.1301 | 902671.9188 | 951673.5437 | 330189.6483 | 324.1375 | 3806.5703 | 4741.905 | 2193407.7235
WeekDay | Friday | 11 | 7 | 631485.9085 | 918205.0467 | 287167.6942 | 240.1656 | 2872.1245 | 4145.2987 | 1844116.2382 | 754219.0677 | 1096663.829 | 342980.4968 | 286.8433 | 3430.3395 | 4950.963 | 2202531.5392
WeekDay | Friday | 11 | 8 | 547529.7026 | 1102245.9798 | 302553.2183 | 729.2187 | 2460.7622 | 4224.9125 | 1959743.7939 | 653945.4583 | 1316474.2461 | 361356.2918 | 870.9468 | 2939.0264 | 5046.0502 | 2340632.0195
WeekDay | Friday | 11 | 9 | 531526.4134 | 1190141.4637 | 312320.3433 | 787.0082 | 2405.1727 | 4201.4769 | 2041381.8782 | 634831.8317 | 1421452.7563 | 373021.7175 | 939.9681 | 2872.6327 | 5018.0597 | 2438136.9661
WeekDay | Friday | 11 | 10 | 527580.4642 | 1241072.5383 | 314069.4281 | 798.0647 | 3239.0153 | 4423.2742 | 2091182.7847 | 630118.9631 | 1482282.5977 | 375110.7477 | 953.1734 | 3868.5377 | 5282.9646 | 2497616.9843
WeekDay | Friday | 11 | 11 | 544496.6644 | 1261203.2789 | 318117.4759 | 817.2345 | 3327.9585 | 3915.7644 | 2131878.3765 | 650322.9305 | 1506325.8712 | 379945.5583 | 976.0691 | 3974.7676 | 4676.8172 | 2546222.0139
WeekDay | Friday | 11 | 12 | 544971.1827 | 1272734.8792 | 322090.9224 | 819.0803 | 3240.0576 | 3912.8489 | 2147768.9711 | 650889.6744 | 1520098.7087 | 384691.2685 | 978.2736 | 3869.7826 | 4673.3351 | 2565201.043
WeekDay | Friday | 11 | 13 | 545377.7041 | 1282061.9815 | 322661.3703 | 856.667 | 3555.0648 | 4103.3613 | 2158616.1491 | 651375.2058 | 1531238.5906 | 385372.5865 | 1023.1655 | 4246.0134 | 4900.8748 | 2578156.4366
WeekDay | Friday | 11 | 14 | 556276.2749 | 1288007.8219 | 320923.7052 | 827.1621 | 3658.8318 | 4348.2578 | 2174042.0538 | 664391.9807 | 1538340.0416 | 383297.1955 | 987.9261 | 4369.9482 | 5193.3684 | 2596580.4605
WeekDay | Friday | 11 | 15 | 603073.8256 | 1240683.0861 | 314454.2361 | 825.2339 | 3569.8886 | 4805.3081 | 2167411.5785 | 720284.9223 | 1481817.453 | 375570.3454 | 985.6232 | 4263.7184 | 5739.2493 | 2588661.3116
WeekDay | Friday | 11 | 16 | 670685.4788 | 1169571.7217 | 306516.8595 | 1074.2095 | 4410.1009 | 4603.3583 | 2156861.7286 | 801037.315 | 1396885.1589 | 366090.291 | 1282.9887 | 5267.231 | 5498.0492 | 2576061.0337
WeekDay | Friday | 11 | 17 | 745421.2034 | 1071214.8795 | 298064.5129 | 62988.1875 | 3780.0865 | 4555.7021 | 2186024.5719 | 890298.386 | 1279412.0612 | 355995.179 | 75230.328 | 4514.7694 | 5441.1308 | 2610891.8545
WeekDay | Friday | 11 | 18 | 882933.0842 | 1028391.9499 | 293900.4582 | 63214.27 | 1716.9051 | 4502.2151 | 2274658.8826 | 1054536.5442 | 1228266.2325 | 351021.8148 | 75500.3511 | 2050.5961 | 5377.2483 | 2716752.787
WeekDay | Friday | 11 | 19 | 935892.1418 | 994914.1331 | 287566.9102 | 63352.5389 | 1775.1582 | 4335.4747 | 2287836.3569 | 1117788.5194 | 1188281.7968 | 343457.3029 | 75665.4933 | 2120.1711 | 5178.1008 | 2732491.3844
WeekDay | Friday | 11 | 20 | 998861.4844 | 952210.659 | 282046.5368 | 62952.1112 | 1904.8671 | 4162.3428 | 2302138.0013 | 1192996.34 | 1137278.6406 | 336864.011 | 75187.2401 | 2275.0897 | 4971.3197 | 2749572.641
WeekDay | Friday | 11 | 21 | 1041089.4002 | 911705.952 | 272296.0578 | 62895.0532 | 1697.3329 | 3959.9444 | 2293643.7404 | 1243431.5102 | 1088901.5953 | 325218.4666 | 75119.0925 | 2027.22 | 4729.5839 | 2739427.4684
WeekDay | Friday | 11 | 22 | 1035165.8407 | 854134.5201 | 263981.425 | 62736.1289 | 1408.2675 | 3787.5974 | 2221213.7797 | 1236356.6706 | 1020140.8026 | 315287.834 | 74929.2803 | 1681.9729 | 4523.7402 | 2652920.3006
WeekDay | Friday | 11 | 23 | 980233.4353 | 816058.9159 | 257761.4522 | 62706.2288 | 1693.627 | 3623.7724 | 2122077.4316 | 1170747.8153 | 974664.9711 | 307858.9713 | 74893.569 | 2022.7938 | 4328.0748 | 2534516.1953
Saturday | Saturday | 11 | 0 | 899080.4914 | 792557.5018 | 254780.3996 | 62496.8021 | 2008.6342 | 3524.087 | 2014447.9161 | 1073822.2991 | 946595.9131 | 304298.5328 | 74643.4388 | 2399.0245 | 4209.0149 | 2405968.2233
Saturday | Saturday | 11 | 1 | 833615.0547 | 772909.8722 | 252510.3247 | 62208.7733 | 2560.8233 | 3451.6497 | 1927256.4979 | 995633.2532 | 923129.6461 | 301587.255 | 74299.43 | 3058.535 | 4122.499 | 2301830.6182
Saturday | Saturday | 11 | 2 | 792820.2379 | 753622.8653 | 256340.6951 | 62197.0283 | 2479.292 | 3452.5467 | 1870912.6652 | 946909.7135 | 900094.0912 | 306162.0813 | 74285.4022 | 2961.1576 | 4123.5704 | 2234536.0161
Saturday | Saturday | 11 | 3 | 761050.9142 | 742433.9382 | 256470.8346 | 62192.9812 | 2646.0605 | 3509.2856 | 1828304.0143 | 908965.8269 | 886730.5275 | 306317.5142 | 74280.5685 | 3160.3386 | 4191.3367 | 2183646.1125
Saturday | Saturday | 11 | 4 | 707873.7981 | 728922.4529 | 256282.7749 | 62186.6988 | 3194.5436 | 3595.0666 | 1762055.3349 | 845453.4122 | 870593.0021 | 306092.904 | 74273.0651 | 3815.4228 | 4293.7899 | 2104521.5961
Saturday | Saturday | 11 | 5 | 731975.5971 | 756282.0065 | 261390.9574 | 62177.1969 | 3806.0282 | 3819.1065 | 1819450.8926 | 874239.5437 | 903270.0528 | 312193.8931 | 74261.7164 | 4545.7531 | 4561.3733 | 2173072.3324
Saturday | Saturday | 11 | 6 | 761469.5509 | 802284.337 | 273523.8534 | 263.1387 | 3750.4387 | 4101.2308 | 1845392.5496 | 909465.8283 | 958213.2184 | 326684.8919 | 314.2814 | 4479.3595 | 4898.3302 | 2204055.9095
Saturday | Saturday | 11 | 7 | 641104.2174 | 921748.6194 | 286471.5657 | 224.3655 | 2953.6558 | 4326.7284 | 1856829.1522 | 765706.754 | 1100896.1167 | 342149.0714 | 267.9723 | 3527.7169 | 5167.6546 | 2217715.286
Saturday | Saturday | 11 | 8 | 564820.4355 | 1106783.4872 | 302807.086 | 623.1518 | 2434.8204 | 4340.8571 | 1981809.838 | 674596.7513 | 1321893.6459 | 361659.5003 | 744.2651 | 2908.0427 | 5184.5293 | 2366986.7345
Saturday | Saturday | 11 | 9 | 554234.5796 | 1203212.8942 | 315881.0368 | 745.1791 | 2920.3021 | 4033.6152 | 2081027.607 | 661953.4692 | 1437064.6996 | 377274.4537 | 890.0092 | 3487.8807 | 4817.573 | 2485488.0854
Saturday | Saturday | 11 | 10 | 558090.3586 | 1247056.4286 | 318426.679 | 841.1887 | 3342.7823 | 4263.5981 | 2132021.0353 | 666558.6426 | 1489429.4938 | 380314.857 | 1004.6788 | 3992.4726 | 5092.2545 | 2546392.3993
Saturday | Saturday | 11 | 11 | 567248.7822 | 1276201.7123 | 318550.1109 | 904.9648 | 3135.2482 | 4233.0981 | 2170273.9165 | 677497.062 | 1524239.3422 | 380462.2786 | 1080.8502 | 3744.6029 | 5055.8267 | 2592079.9626
Saturday | Saturday | 11 | 12 | 524498.8614 | 1266304.4951 | 322982.3255 | 925.5661 | 3302.0167 | 4406.7907 | 2122420.0555 | 626438.4319 | 1512418.54 | 385755.9213 | 1105.4555 | 3943.7839 | 5263.2775 | 2534925.4102
Saturday | Saturday | 11 | 13 | 524585.6959 | 1269899.4928 | 322830.5727 | 906.8726 | 3487.315 | 4798.6924 | 2126508.6414 | 626542.1432 | 1516712.2476 | 385574.6744 | 1083.1288 | 4165.0961 | 5731.3476 | 2539808.6379
Saturday | Saturday | 11 | 14 | 533023.44 | 1263131.7683 | 319958.9031 | 861.4061 | 3809.7342 | 4524.8658 | 2125310.1176 | 636619.8147 | 1508629.1744 | 382144.8782 | 1028.8257 | 4550.1794 | 5404.3012 | 2538377.1736
Saturday | Saturday | 11 | 15 | 569282.5826 | 1220340.4797 | 313059.1693 | 846.0271 | 4802.9334 | 4190.488 | 2112521.68 | 679926.1439 | 1457521.1363 | 373904.1388 | 1010.4577 | 5736.4129 | 5004.935 | 2523103.2247
Saturday | Saturday | 11 | 16 | 612293.2165 | 1143592.2461 | 300918.1278 | 756.8169 | 5206.8838 | 4574.7646 | 2067342.0558 | 731296.1584 | 1365856.4129 | 359403.4115 | 903.9089 | 6218.8736 | 5463.8981 | 2469142.6635
Saturday | Saturday | 11 | 17 | 678732.1283 | 1051020.9224 | 292918.2015 | 62206.4083 | 4457.5836 | 4348.2578 | 2093683.5019 | 810647.8801 | 1255293.2847 | 349848.6505 | 74296.6053 | 5323.9423 | 5193.3684 | 2500603.7312
Saturday | Saturday | 11 | 18 | 795306.6907 | 1015093.184 | 289575.245 | 62697.7881 | 2560.8233 | 4192.0578 | 2169425.7888 | 949879.4237 | 1212382.77 | 345855.9699 | 74883.4877 | 3058.535 | 5006.8099 | 2591066.9961
Saturday | Saturday | 11 | 19 | 830813.5711 | 987368.5586 | 283146.1875 | 63258.7577 | 2460.7622 | 4021.8413 | 2171069.6784 | 992287.284 | 1179269.6936 | 338177.3856 | 75553.4853 | 2939.0264 | 4803.5108 | 2593030.3857
Saturday | Saturday | 11 | 20 | 930574.0863 | 958869.023 | 275332.61 | 63264.3052 | 2323.6414 | 3864.4079 | 2234228.0736 | 1111436.8672 | 1145231.0984 | 328845.1914 | 75560.1109 | 2775.2553 | 4615.4792 | 2668464.0024
Saturday | Saturday | 11 | 21 | 976111.5225 | 927083.6813 | 272437.2876 | 63193.4813 | 1990.1043 | 3789.9522 | 2244606.0293 | 1165824.7835 | 1107268.0806 | 325387.1453 | 75475.522 | 2376.8933 | 4526.5526 | 2680858.9774
Saturday | Saturday | 11 | 22 | 1010002.1851 | 873419.2819 | 268049.1116 | 62785.0938 | 1708.4508 | 3585.9839 | 2219550.1071 | 1206302.3042 | 1043173.6761 | 320146.1003 | 74987.7619 | 2040.4987 | 4282.9419 | 2650933.2831
Saturday | Saturday | 11 | 23 | 978470.2265 | 839190.4179 | 263118.5139 | 62782.232 | 2182.8146 | 3488.6533 | 2149232.8583 | 1168641.9161 | 1002292.2224 | 314257.2108 | 74984.3439 | 2607.058 | 4166.6944 | 2566949.4457
Sunday | Sunday | 11 | 0 | 934309.392 | 803650.941 | 260618.9132 | 62743.0208 | 2998.1274 | 3416.8887 | 2067737.2832 | 1115898.1525 | 959845.4303 | 311271.7974 | 74937.5117 | 3580.8318 | 4080.982 | 2469614.7057
Sunday | Sunday | 11 | 1 | 884080.3722 | 772671.7983 | 257431.2259 | 62192.8254 | 3183.4257 | 3387.1737 | 1982946.8213 | 1055906.8147 | 922845.3011 | 307464.5635 | 74280.3824 | 3802.1441 | 4045.4917 | 2368344.6975
Sunday | Sunday | 11 | 2 | 838169.1643 | 760825.7291 | 255360.4964 | 62226.549 | 3176.0138 | 3387.5101 | 1923145.4628 | 1001072.482 | 908696.8758 | 304991.3751 | 74320.6604 | 3793.2916 | 4045.8935 | 2296920.5783
Sunday | Sunday | 11 | 3 | 802420.4096 | 744699.0814 | 254363.9992 | 62201.4739 | 3138.9541 | 3346.9183 | 1870170.8366 | 958375.7376 | 889435.9152 | 303801.2024 | 74290.7118 | 3749.0291 | 3997.4124 | 2233650.0085
Sunday | Sunday | 11 | 4 | 795731.8193 | 744129.2236 | 254554.4573 | 62209.5049 | 2764.6515 | 3435.7269 | 1862825.3835 | 950387.1787 | 888755.302 | 304028.6773 | 74300.3037 | 3301.9784 | 4103.4815 | 2224876.9216
Sunday | Sunday | 11 | 5 | 779433.3825 | 760588.6355 | 254674.6574 | 62190.3621 | 4076.5638 | 3427.317 | 1864390.9183 | 930921.0407 | 908413.7016 | 304172.239 | 74277.4404 | 4868.869 | 4093.4371 | 2226746.7277
Sunday | Sunday | 11 | 6 | 777604.7064 | 760620.4096 | 254156.6501 | 271.8629 | 3817.1461 | 3440.6607 | 1799911.4359 | 928736.9502 | 908451.6512 | 303553.5539 | 324.7011 | 4559.0319 | 4109.3743 | 2149735.2624
Sunday | Sunday | 11 | 7 | 784222.8404 | 792537.2013 | 256491.7582 | 244.3177 | 2464.4681 | 3341.536 | 1839302.1217 | 936641.3591 | 946571.6671 | 306342.5045 | 291.8023 | 2943.4526 | 3990.984 | 2196781.7696
Sunday | Sunday | 11 | 8 | 776210.0582 | 881422.33 | 261703.4552 | 236.9878 | 2575.6471 | 3245.4388 | 1925393.917 | 927071.2435 | 1052732.1656 | 312567.1268 | 283.0478 | 3076.24 | 3876.2097 | 2299606.0334
Sunday | Sunday | 11 | 9 | 751729.45 | 969072.5554 | 263740.2671 | 255.8065 | 2875.8305 | 3412.852 | 1991086.7615 | 897832.679 | 1157417.7499 | 314999.8055 | 305.5241 | 3434.7658 | 4076.1607 | 2378066.685
Sunday | Sunday | 11 | 10 | 729612.5098 | 1012670.6206 | 264946.0522 | 279.5428 | 2879.5364 | 3238.2623 | 2013626.5242 | 871417.1759 | 1209489.3665 | 316439.9424 | 333.8736 | 3439.192 | 3867.6385 | 2404987.1889
Sunday | Sunday | 11 | 11 | 735699.6374 | 1039415.4964 | 265610.955 | 337.3176 | 2975.8916 | 3165.4886 | 2047204.7867 | 878687.3741 | 1241432.2729 | 317234.0731 | 402.8774 | 3554.2744 | 3780.7207 | 2445091.5926
Sunday | Sunday | 11 | 12 | 734919.2276 | 1035691.4629 | 264938.4848 | 331.6765 | 3335.3704 | 3254.2972 | 2042470.5194 | 877755.2868 | 1236984.4506 | 316430.9042 | 396.1399 | 3983.6201 | 3886.7898 | 2439437.1914
Sunday | Sunday | 11 | 13 | 736924.0525 | 1023475.5323 | 261605.2211 | 344.1904 | 4169.213 | 3787.5974 | 2030305.8067 | 880149.7618 | 1222394.2791 | 312449.8002 | 411.0859 | 4979.5251 | 4523.7402 | 2424908.1922
Sunday | Sunday | 11 | 14 | 746374.9705 | 1010481.3553 | 262149.9502 | 424.0872 | 4169.213 | 3288.4975 | 2026888.0737 | 891437.5236 | 1206874.6041 | 313100.4008 | 506.5111 | 4979.5251 | 3927.6372 | 2420826.2019
Sunday | Sunday | 11 | 15 | 771021.9986 | 991664.4244 | 258507.4809 | 335.2292 | 5351.4165 | 3814.9576 | 2030695.5072 | 920874.8527 | 1184400.4872 | 308749.9952 | 400.383 | 6391.4971 | 4556.418 | 2425373.6333
Sunday | Sunday | 11 | 16 | 800018.7119 | 973110.5291 | 253536.5481 | 627.3513 | 5377.3583 | 4173.6681 | 2036844.1667 | 955507.2551 | 1162240.5286 | 302812.9311 | 749.2808 | 6422.4808 | 4984.8461 | 2432717.3226
Sunday | Sunday | 11 | 17 | 848819.2529 | 935132.0455 | 250455.3964 | 62723.4322 | 3687.4373 | 4221.7728 | 2105039.337 | 1013792.4806 | 1116880.6937 | 299132.9387 | 74914.1159 | 4404.1133 | 5042.3002 | 2514166.6425
Sunday | Sunday | 11 | 18 | 996488.0978 | 950677.976 | 249377.9087 | 62732.7332 | 2512.6457 | 4225.4732 | 2266014.8345 | 1190161.6711 | 1135448.0712 | 297846.0347 | 74925.2246 | 3000.9938 | 5046.7198 | 2706428.7152
Sunday | Sunday | 11 | 19 | 1037654.8696 | 942670.683 | 247785.5601 | 62794.9807 | 2034.5759 | 4083.2897 | 2297023.959 | 1239329.4575 | 1125884.5117 | 295944.2033 | 74999.5703 | 2430.0083 | 4876.9021 | 2743464.6533
Sunday | Sunday | 11 | 20 | 1021682.3725 | 925824.632 | 245093.1363 | 62819.0353 | 1861.4378 | 3956.8047 | 2261237.4186 | 1220252.6076 | 1105764.3274 | 292728.4905 | 75028.3001 | 2223.2196 | 4725.834 | 2700722.7793
Sunday | Sunday | 11 | 21 | 980008.1199 | 892190.7484 | 242653.3235 | 62495.3593 | 1701.0389 | 3837.9447 | 2182886.5347 | 1170478.7085 | 1065593.4922 | 289814.4851 | 74641.7157 | 2031.6462 | 4583.8728 | 2607143.9205
Sunday | Sunday | 11 | 22 | 931561.2257 | 856531.8154 | 239895.4435 | 62330.9316 | 1341.5601 | 3679.7263 | 2095340.7027 | 1112615.8632 | 1023004.0269 | 286520.5942 | 74445.3305 | 1602.3005 | 4394.9037 | 2502583.0191
Sunday | Sunday | 11 | 23 | 889291.7333 | 827624.6039 | 237769.9097 | 62320.3392 | 1530.5644 | 3573.2009 | 2022110.3513 | 1062131.0357 | 988478.5216 | 283981.9499 | 74432.6793 | 1828.039 | 4267.6744 | 2415119.8998
WeekDay | Monday | 11 | 0 | 846781.1185 | 800548.5201 | 235418.0336 | 62314.2476 | 1956.7506 | 3520.0503 | 1950538.7207 | 1011358.2223 | 956140.0347 | 281172.9723 | 74425.4038 | 2337.0571 | 4204.1936 | 2329637.8838
WeekDay | Monday | 11 | 1 | 814828.7459 | 771456.7148 | 235888.3981 | 62269.7486 | 2523.7636 | 3504.9124 | 1890472.2834 | 973195.7101 | 921394.0587 | 281734.755 | 74372.2562 | 3014.2725 | 4186.1136 | 2257897.1661
WeekDay | Monday | 11 | 2 | 885600.7062 | 745451.9252 | 236112.1486 | 62240.833 | 2401.4667 | 3485.1772 | 1935292.2569 | 1057722.6349 | 890335.0788 | 282001.9927 | 74337.7206 | 2868.2065 | 4162.5427 | 2311428.1762
WeekDay | Monday | 11 | 3 | 877639.1429 | 741638.1649 | 235525.9903 | 62208.5577 | 2431.1144 | 3487.0834 | 1922930.0537 | 1048213.6929 | 885780.0908 | 281301.911 | 74299.1724 | 2903.6164 | 4164.8195 | 2296663.3031
WeekDay | Monday | 11 | 4 | 716754.0701 | 733429.1511 | 232731.9427 | 62204.5614 | 1663.9792 | 3508.5006 | 1750292.2052 | 856059.6195 | 875975.6048 | 277964.8231 | 74294.3994 | 1987.3838 | 4190.3993 | 2090472.23
WeekDay | Monday | 11 | 5 | 700825.5876 | 732841.9574 | 227971.7399 | 62201.6974 | 2179.1087 | 3559.8571 | 1729579.948 | 837035.3387 | 875274.2864 | 272279.4457 | 74290.9788 | 2602.6318 | 4251.7372 | 2065734.4186
WeekDay | Monday | 11 | 6 | 699808.5233 | 730250.0045 | 225863.3326 | 296.5147 | 3257.5451 | 3569.5005 | 1663045.4207 | 835820.6018 | 872178.5715 | 269761.2566 | 354.1441 | 3890.669 | 4263.2548 | 1986268.4977
WeekDay | Monday | 11 | 7 | 713057.9245 | 729224.1856 | 222046.158 | 263.5169 | 2912.8901 | 3472.282 | 1670976.9572 | 851645.1054 | 870953.3785 | 265202.1906 | 314.733 | 3479.0282 | 4147.1413 | 1995741.577
WeekDay | Monday | 11 | 8 | 745286.2087 | 757190.2991 | 227446.418 | 246.5845 | 2890.6543 | 3265.5104 | 1736325.675 | 890137.1542 | 904354.8776 | 271652.0242 | 294.5098 | 3452.4707 | 3900.1824 | 2073791.219
WeekDay | Monday | 11 | 9 | 752493.6641 | 795119.5945 | 230614.4201 | 307.5463 | 3024.0692 | 2807.563 | 1784366.8571 | 898745.4228 | 949655.9642 | 275435.747 | 367.3198 | 3611.8155 | 3353.2301 | 2131169.4994
WeekDay | Monday | 11 | 10 | 746895.4622 | 830605.8438 | 230426.9192 | 285.6885 | 2649.7665 | 2772.9142 | 1813636.5943 | 892059.176 | 992039.1837 | 275211.8042 | 341.2138 | 3164.7649 | 3311.8471 | 2166127.9896
WeekDay | Monday | 11 | 11 | 722259.9769 | 856579.4204 | 231066.1929 | 316.1857 | 2823.9469 | 2720.7728 | 1815766.4957 | 862635.6331 | 1023060.8842 | 275975.3246 | 377.6384 | 3372.7983 | 3249.5717 | 2168671.8503
WeekDay | Monday | 11 | 12 | 719330.8542 | 884922.9316 | 231769.3303 | 311.5008 | 4209.9786 | 2833.3534 | 1843377.9489 | 859137.2174 | 1056913.1306 | 276815.121 | 372.0429 | 5028.2138 | 3384.033 | 2201649.7588
WeekDay | Monday | 11 | 13 | 714887.6859 | 883128.2345 | 230035.3465 | 295.2413 | 4406.3949 | 3051.0018 | 1835803.9049 | 853830.4921 | 1054769.6232 | 274744.127 | 352.6232 | 5262.8048 | 3643.9827 | 2192603.6529
WeekDay | Monday | 11 | 14 | 706195.7006 | 883957.8791 | 229535.3581 | 311.1836 | 4039.5041 | 3538.552 | 1827578.1775 | 843449.1662 | 1055760.5142 | 274146.9627 | 371.664 | 4824.6066 | 4226.2913 | 2182779.205
WeekDay | Monday | 11 | 15 | 709592.3428 | 880698.8209 | 227757.5904 | 323.5247 | 4587.9873 | 3927.8746 | 1826888.1407 | 847505.9666 | 1051868.0381 | 272023.675 | 386.4037 | 5479.6907 | 4691.2811 | 2181955.0553
WeekDay | Monday | 11 | 16 | 724515.1667 | 870424.0058 | 229795.3025 | 442.5334 | 4521.2799 | 3854.5402 | 1833552.8285 | 865329.1329 | 1039596.2497 | 274457.4289 | 528.5425 | 5400.0183 | 4603.6938 | 2189915.066
WeekDay | Monday | 11 | 17 | 775084.5645 | 868327.7479 | 224898.4404 | 62755.511 | 3550.3165 | 3929.2202 | 1938545.8004 | 925727.0032 | 1037092.5712 | 268608.8316 | 74952.4294 | 4240.3423 | 4692.8883 | 2315314.066
WeekDay | Monday | 11 | 18 | 922024.2035 | 900826.1793 | 223495.139 | 62774.3963 | 2356.9951 | 3938.5272 | 2115415.4404 | 1101225.2622 | 1075907.272 | 266932.79 | 74974.9853 | 2815.0915 | 4704.0041 | 2526559.4052
WeekDay | Monday | 11 | 19 | 986801.924 | 887684.9748 | 224614.1637 | 62834.0768 | 2190.2266 | 3798.0257 | 2167923.3915 | 1178592.93 | 1060211.9939 | 268269.304 | 75046.265 | 2615.9105 | 4536.1953 | 2589272.5986
WeekDay | Monday | 11 | 20 | 1020113.0171 | 862904.1933 | 222259.244 | 62826.6114 | 2104.9893 | 3675.9138 | 2173883.9689 | 1218378.2384 | 1030614.9155 | 265456.6912 | 75037.3486 | 2514.1069 | 4390.3502 | 2596391.6509
WeekDay | Monday | 11 | 21 | 1056461.5672 | 829902.6087 | 224574.1508 | 62722.9783 | 1730.6866 | 3514.1073 | 2178906.099 | 1261791.3521 | 991199.2706 | 268221.5143 | 74913.5739 | 2067.0562 | 4197.0955 | 2602389.8627
WeekDay | Monday | 11 | 22 | 1033950.4743 | 813786.6904 | 226900.0189 | 62241.8693 | 1589.8599 | 3418.4586 | 2141887.3713 | 1234905.0902 | 971951.1247 | 270999.4291 | 74338.9583 | 1898.8589 | 4082.857 | 2558176.3182
WeekDay | Monday | 11 | 23 | 951681.4033 | 795574.2223 | 228843.8632 | 62234.9503 | 1923.3969 | 3426.7564 | 2043684.5923 | 1136646.5207 | 950198.9517 | 273321.0716 | 74330.6946 | 2297.2209 | 4092.7675 | 2440887.2269
WeekDay | Tuesday | 11 | 0 | 867854.2873 | 771524.8823 | 230128.3654 | 62199.014 | 2338.4652 | 3383.4734 | 1937428.4877 | 1036527.0906 | 921475.475 | 274855.2246 | 74287.7738 | 2792.9603 | 4041.0722 | 2313979.5966
WeekDay | Tuesday | 11 | 1 | 801565.7025 | 754641.8873 | 230062.5566 | 62191.1072 | 2564.5292 | 3379.9973 | 1854405.78 | 957354.9128 | 901311.1663 | 274776.6255 | 74278.3303 | 3062.9612 | 4036.9205 | 2214820.9166
WeekDay | Tuesday | 11 | 2 | 752175.9814 | 736952.0535 | 230931.025 | 62185.8025 | 2835.0648 | 3335.8172 | 1788415.7445 | 898365.9966 | 880183.2048 | 275813.8861 | 74271.9946 | 3386.0771 | 3984.1538 | 2136005.3129
WeekDay | Tuesday | 11 | 3 | 729953.2464 | 735311.5592 | 234444.6913 | 62192.3795 | 2723.8858 | 3396.2564 | 1768022.0187 | 871824.1367 | 878223.8705 | 280010.4549 | 74279.8498 | 3253.2897 | 4056.3397 | 2111647.9414
WeekDay | Tuesday | 11 | 4 | 672677.1821 | 728171.1271 | 241312.0213 | 62177.855 | 2523.7636 | 3438.7545 | 1710300.7036 | 803416.118 | 869695.6515 | 288212.4926 | 74262.5025 | 3014.2725 | 4107.0975 | 2042708.1347
WeekDay | Tuesday | 11 | 5 | 694454.9709 | 764657.3231 | 251669.9714 | 62173.7887 | 3290.8988 | 3682.5296 | 1779929.4826 | 829426.5537 | 913273.1636 | 300583.5738 | 74257.6459 | 3930.5052 | 4398.2519 | 2125869.694
WeekDay | Tuesday | 11 | 6 | 717444.212 | 831696.4759 | 268191.6269 | 283.854 | 3390.9599 | 3895.917 | 1824903.0458 | 856883.8948 | 993341.7869 | 320316.3144 | 339.0228 | 4050.0138 | 4653.1123 | 2179584.1449
WeekDay | Tuesday | 11 | 7 | 609860.8273 | 953832.2514 | 282093.9054 | 281.4743 | 2735.0037 | 4269.2047 | 1853072.6668 | 728391.0194 | 1139215.3994 | 336920.5861 | 336.1806 | 3266.5685 | 5098.9508 | 2213228.7047
WeekDay | Tuesday | 11 | 8 | 528436.2684 | 1129521.4146 | 294152.3244 | 514.9309 | 1293.3825 | 4239.7139 | 1958158.0347 | 631141.0981 | 1349050.8289 | 351322.6327 | 615.0108 | 1544.7593 | 5063.7283 | 2338738.0583
WeekDay | Tuesday | 11 | 9 | 509822.8612 | 1207778.1845 | 305963.6659 | 271.3582 | 1578.742 | 3725.9247 | 2029140.7366 | 608910.0611 | 1442517.282 | 365429.5808 | 324.0984 | 1885.5802 | 4450.0811 | 2423516.6836
WeekDay | Tuesday | 11 | 10 | 512090.8378 | 1269785.6736 | 307475.0175 | 280.5227 | 1686.215 | 3199.801 | 2094518.0676 | 611618.8328 | 1516576.3069 | 367234.673 | 335.044 | 2013.9413 | 3821.702 | 2501600.4998
WeekDay | Tuesday | 11 | 11 | 525351.6588 | 1292083.5674 | 310044.0163 | 285.8567 | 1830.7478 | 3175.9169 | 2132771.7639 | 627456.9758 | 1543207.9331 | 370302.9724 | 341.4147 | 2186.5648 | 3793.1758 | 2547289.0366
WeekDay | Tuesday | 11 | 12 | 541529.9077 | 1328651.6002 | 312471.583 | 291.053 | 2349.5831 | 3204.5106 | 2188498.2376 | 646779.5665 | 1586883.1875 | 373202.3515 | 347.621 | 2806.239 | 3827.3269 | 2613846.2923
WeekDay | Tuesday | 11 | 13 | 528414.9138 | 1335385.4955 | 312509.9753 | 313.9065 | 3098.1885 | 3407.806 | 2183130.2856 | 631115.5931 | 1594925.8565 | 373248.2057 | 374.9161 | 3700.3404 | 4070.134 | 2607435.0459
WeekDay | Tuesday | 11 | 14 | 529919.799 | 1328103.7492 | 315780.275 | 316.1225 | 3339.0764 | 4209.7747 | 2181668.7967 | 632912.962 | 1586228.8582 | 377154.1081 | 377.5629 | 3988.0463 | 5027.9702 | 2605689.5076
WeekDay | Tuesday | 11 | 15 | 572313.4667 | 1279390.8474 | 314351.7889 | 304.5253 | 3224.1914 | 3947.2735 | 2173532.0932 | 683546.099 | 1528048.3052 | 375447.987 | 363.7117 | 3850.8328 | 4714.4503 | 2595971.3859
WeekDay | Tuesday | 11 | 16 | 627141.0383 | 1159500.2359 | 307299.2178 | 271.4294 | 3683.7313 | 3806.2113 | 2101701.864 | 749029.7453 | 1384856.218 | 367024.7055 | 324.1833 | 4399.6871 | 4545.9718 | 2510180.5111
WeekDay | Tuesday | 11 | 17 | 705016.9975 | 1067235.4372 | 300441.6877 | 62149.5456 | 3505.8449 | 3775.375 | 2142124.8879 | 842041.3749 | 1274659.1898 | 358834.3724 | 74228.6909 | 4187.2273 | 4509.1423 | 2558459.9976
WeekDay | Tuesday | 11 | 18 | 844032.7204 | 1031710.2826 | 294964.727 | 62177.6507 | 2349.5831 | 3740.0534 | 2238975.0172 | 1008075.6561 | 1232229.5035 | 352292.9308 | 74262.2584 | 2806.239 | 4466.9557 | 2674133.5436
WeekDay | Tuesday | 11 | 19 | 876489.1268 | 1003455.8656 | 288781.6939 | 62756.3362 | 2049.3998 | 3594.9545 | 2237127.3768 | 1046840.1641 | 1198483.6673 | 344908.1872 | 74953.415 | 2447.7132 | 4293.6559 | 2671926.8029
WeekDay | Tuesday | 11 | 20 | 878321.1678 | 951412.3892 | 284945.4564 | 62744.0368 | 1242.5413 | 3444.9218 | 2182110.5133 | 1049028.2736 | 1136325.2221 | 340326.3535 | 74938.7252 | 1484.0368 | 4114.4634 | 2606217.0746
WeekDay | Tuesday | 11 | 21 | 895222.5878 | 902813.7475 | 278742.7864 | 62739.1747 | 1319.3243 | 3346.5819 | 2144184.2027 | 1069214.5883 | 1078281.1364 | 332918.1565 | 74932.918 | 1575.7431 | 3997.0106 | 2560919.5529
WeekDay | Tuesday | 11 | 22 | 873271.0773 | 851506.9558 | 273306.3481 | 62482.0225 | 1145.1438 | 3212.0234 | 2064923.5709 | 1042996.667 | 1017002.555 | 326425.113 | 74625.7868 | 1367.7096 | 3836.2999 | 2466254.1312
WeekDay | Tuesday | 11 | 23 | 798670.7243 | 819478.0781 | 269563.0655 | 62165.4778 | 1208.1453 | 3097.873 | 1954183.3639 | 953897.2779 | 978748.6684 | 321954.3006 | 74247.7196 | 1442.9557 | 3699.9636 | 2333990.8858
WeekDay | Wednesday | 11 | 0 | 727090.7411 | 801117.3405 | 265733.2189 | 62167.6452 | 1834.4537 | 3021.9596 | 1860965.3591 | 868405.286 | 956819.409 | 317380.0997 | 74250.3084 | 2190.9911 | 3609.2959 | 2222655.39
WeekDay | Wednesday | 11 | 1 | 675498.5699 | 776614.0549 | 262913.4092 | 62165.576 | 2675.7083 | 2998.4118 | 1782865.73 | 806785.8598 | 927553.7595 | 314012.2428 | 74247.8369 | 3195.7486 | 3581.1715 | 2129376.6191
WeekDay | Wednesday | 11 | 2 | 643840.6082 | 757974.8525 | 263140.0323 | 62165.2542 | 2175.4027 | 2949.8586 | 1732246.0086 | 768974.9791 | 905291.9138 | 314282.9115 | 74247.4527 | 2598.2055 | 3523.1817 | 2068918.6443
WeekDay | Wednesday | 11 | 3 | 620630.4834 | 739337.024 | 262008.9085 | 62163.2979 | 2427.4085 | 3024.9871 | 1689592.1093 | 741253.8242 | 883031.709 | 312931.9468 | 74245.116 | 2899.1902 | 3612.9119 | 2017974.6982
WeekDay | Wednesday | 11 | 4 | 625572.8931 | 746841.2106 | 263701.6985 | 62165.1436 | 3124.1303 | 3150.2387 | 1704555.3148 | 747156.8216 | 891994.3804 | 314953.7409 | 74247.3205 | 3731.3242 | 3762.5069 | 2035846.0944
WeekDay | Wednesday | 11 | 5 | 671529.8109 | 787553.1552 | 270421.8747 | 62160.7183 | 3613.3179 | 3296.4589 | 1798575.3359 | 802045.7481 | 940618.941 | 322980.0246 | 74242.0352 | 4315.5884 | 3937.1459 | 2148139.4832
WeekDay | Wednesday | 11 | 6 | 722317.2286 | 856195.7268 | 279996.4527 | 259.0634 | 4121.0354 | 3513.6587 | 1866403.1657 | 862704.012 | 1022602.6175 | 334415.4805 | 309.414 | 4921.9839 | 4196.5598 | 2229150.0677
WeekDay | Wednesday | 11 | 7 | 609138.7795 | 970540.1737 | 293065.5966 | 234.2344 | 2371.8189 | 3676.4745 | 1879027.0775 | 727528.6371 | 1159170.6088 | 350024.6926 | 279.7593 | 2832.7965 | 4391.0199 | 2244227.5142
WeekDay | Wednesday | 11 | 8 | 528818.9558 | 1141020.9368 | 303914.238 | 219.0157 | 2219.8743 | 3860.8196 | 1980053.8402 | 631598.1632 | 1362785.3539 | 362981.834 | 261.5827 | 2651.3205 | 4611.1936 | 2364889.4479
WeekDay | Wednesday | 11 | 9 | 516907.9045 | 1248377.3635 | 315740.7642 | 256.2897 | 2935.126 | 3710.3384 | 2087927.7863 | 617372.126 | 1491007.1605 | 377106.9182 | 306.1012 | 3505.5857 | 4431.4654 | 2493729.357
WeekDay | Wednesday | 11 | 10 | 523652.6229 | 1303430.9712 | 321215.5254 | 284.1374 | 3390.9599 | 3548.3075 | 2155522.5243 | 625427.7217 | 1556760.7745 | 383645.7328 | 339.3612 | 4050.0138 | 4237.9429 | 2574461.5469
WeekDay | Wednesday | 11 | 11 | 539358.264 | 1324902.3817 | 322753.883 | 292.8096 | 3387.2539 | 3586.3203 | 2194280.9125 | 644185.8505 | 1582405.2853 | 385483.0796 | 349.719 | 4045.5875 | 4283.3437 | 2620752.8655
WeekDay | Wednesday | 11 | 12 | 535899.328 | 1319981.0189 | 325871.278 | 298.2385 | 4195.1548 | 3334.6959 | 2189579.7141 | 640054.6491 | 1576527.4255 | 389206.3595 | 356.203 | 5010.5088 | 3982.8145 | 2615137.9604
WeekDay | Wednesday | 11 | 13 | 535165.0021 | 1317210.2479 | 324178.4446 | 328.6646 | 4639.8708 | 3889.8619 | 2185412.0918 | 639177.6024 | 1573218.1381 | 387184.5135 | 392.5426 | 5541.6582 | 4645.8804 | 2610160.3351
WeekDay | Wednesday | 11 | 14 | 543822.1144 | 1317303.444 | 315987.2947 | 320.7476 | 5718.3072 | 3918.3434 | 2187070.2513 | 649517.2776 | 1573329.4474 | 377401.3633 | 383.0869 | 6829.6953 | 4679.8975 | 2612140.7681
WeekDay | Wednesday | 11 | 15 | 591348.6345 | 1271197.8976 | 310266.3962 | 309.5489 | 6296.4381 | 3892.553 | 2183311.4684 | 706280.8684 | 1518263.0054 | 370568.5732 | 369.7117 | 7520.1895 | 4649.0946 | 2607651.4426
WeekDay | Wednesday | 11 | 16 | 652083.0119 | 1193606.8945 | 310763.9307 | 299.1145 | 4962.29 | 3899.3931 | 2165614.6346 | 778819.3445 | 1425591.7149 | 371162.8065 | 357.2493 | 5926.7414 | 4657.264 | 2586515.1207
WeekDay | Wednesday | 11 | 17 | 728012.7484 | 1098028.9317 | 301060.6741 | 62412.1108 | 3854.2058 | 3907.3545 | 2197276.0253 | 869506.4911 | 1311437.5888 | 359573.6625 | 74542.2874 | 4603.2943 | 4666.7728 | 2624330.0969
WeekDay | Wednesday | 11 | 18 | 871562.5282 | 1064034.8656 | 293197.3692 | 62886.8416 | 2271.7578 | 3800.3805 | 2297753.7429 | 1040956.0509 | 1270836.5675 | 350182.0761 | 75109.2849 | 2713.2879 | 4539.0077 | 2744336.2751
WeekDay | Wednesday | 11 | 19 | 918612.6507 | 1019698.4584 | 285686.7946 | 63351.9563 | 2242.1101 | 3673.2227 | 2293265.1928 | 1097150.6533 | 1217883.1077 | 341211.7752 | 75664.7976 | 2677.878 | 4387.136 | 2738975.3478
WeekDay | Wednesday | 11 | 20 | 969345.7014 | 974749.9645 | 283140.4511 | 63375.2964 | 1964.1626 | 3554.4748 | 2296130.0507 | 1157743.9835 | 1164198.5983 | 338170.5342 | 75692.6739 | 2345.9096 | 4245.3088 | 2742397.0084
WeekDay | Wednesday | 11 | 21 | 1007122.6976 | 921543.1412 | 278325.1453 | 63326.7548 | 1852.9836 | 3326.8467 | 2275497.5691 | 1202863.1706 | 1100650.7026 | 332419.3443 | 75634.698 | 2213.1223 | 3973.4397 | 2717754.4774
WeekDay | Wednesday | 11 | 22 | 1003406.6893 | 870371.5542 | 271373.0785 | 63293.8936 | 1693.627 | 3188.3636 | 2213327.2061 | 1198424.9333 | 1039533.6038 | 324116.1006 | 75595.45 | 2022.7938 | 3808.0416 | 2643500.9231
WeekDay | Wednesday | 11 | 23 | 930351.0488 | 831632.0177 | 268757.1062 | 62451.0048 | 2038.2819 | 3051.226 | 2098280.6855 | 1111170.481 | 993264.8008 | 320991.6981 | 74588.7406 | 2434.4345 | 3644.2505 | 2506094.4056
WeekDay | Thursday | 11 | 0 | 841209.8294 | 797555.932 | 266064.7579 | 62245.0528 | 2779.4753 | 2996.1692 | 1972851.2166 | 1004704.1189 | 952565.8189 | 317776.0754 | 74342.7606 | 3319.6834 | 3578.493 | 2356286.9502
WeekDay | Thursday | 11 | 1 | 778294.2211 | 772886.6048 | 262907.3083 | 62213.4605 | 3279.7809 | 2943.4671 | 1882524.8427 | 929560.4763 | 923101.8566 | 314004.9561 | 74305.0281 | 3917.2264 | 3515.548 | 2248405.0915
WeekDay | Thursday | 11 | 2 | 731319.6425 | 751429.1122 | 259283.2783 | 62214.1379 | 3120.4243 | 2890.765 | 1810257.3601 | 873456.1002 | 897473.9687 | 309676.5736 | 74305.8371 | 3726.8979 | 3452.6029 | 2162091.9805
WeekDay | Thursday | 11 | 3 | 700930.9947 | 744897.6229 | 257279.4963 | 62208.5035 | 2916.5961 | 2951.3163 | 1771184.5299 | 837161.2324 | 889673.0445 | 307283.3443 | 74299.1077 | 3483.4545 | 3524.9228 | 2115425.106
WeekDay | Thursday | 11 | 4 | 681466.7234 | 746618.2584 | 259221.6615 | 62202.1241 | 2946.2439 | 3028.1268 | 1755483.1382 | 813913.9605 | 891728.096 | 309602.9813 | 74291.4884 | 3518.8644 | 3616.6618 | 2096672.0525
WeekDay | Thursday | 11 | 5 | 712861.14 | 772059.8487 | 265865.1057 | 62182.1223 | 3772.6745 | 3209.4444 | 1819950.3356 | 851410.0746 | 922114.4153 | 317537.6196 | 74267.5991 | 4505.9169 | 3833.2196 | 2173668.8452
WeekDay | Thursday | 11 | 6 | 755415.0954 | 810748.3258 | 271366.8934 | 279.6094 | 4187.7428 | 3484.168 | 1845481.8348 | 902234.6522 | 968322.2353 | 324108.7134 | 333.9532 | 5001.6563 | 4161.3374 | 2204162.5478
WeekDay | Thursday | 11 | 7 | 636611.7345 | 921323.9032 | 282160.1443 | 247.2054 | 3642.9657 | 3617.0445 | 1847602.9976 | 760341.1295 | 1100388.8543 | 336999.6989 | 295.2513 | 4350.9984 | 4320.0393 | 2206695.9717
WeekDay | Thursday | 11 | 8 | 544467.79 | 1111579.8402 | 293527.8393 | 235.2718 | 3483.6091 | 3715.8329 | 1957010.1833 | 650288.4443 | 1327622.1995 | 350576.775 | 280.9983 | 4160.6699 | 4438.0278 | 2337367.1148
WeekDay | Thursday | 11 | 9 | 524055.1764 | 1216443.0528 | 300920.0251 | 261.8597 | 3196.9757 | 3632.8551 | 2048509.9449 | 625908.5141 | 1452866.2207 | 359405.6775 | 312.7537 | 3818.3275 | 4338.9228 | 2446650.4163
WeekDay | Thursday | 11 | 10 | 528805.4058 | 1274039.2715 | 305297.7341 | 260.3786 | 3154.8203 | 3629.4912 | 2115187.1014 | 631581.9796 | 1521656.6177 | 364634.2211 | 310.9847 | 3767.979 | 4334.905 | 2526286.6871
WeekDay | Thursday | 11 | 11 | 546771.3405 | 1296051.6394 | 312450.5367 | 293.715 | 3354.9425 | 3489.2139 | 2162411.388 | 653039.7039 | 1547947.2243 | 373177.2148 | 350.8003 | 4006.9962 | 4167.3641 | 2582689.3035
WeekDay | Thursday | 11 | 12 | 548038.4837 | 1294231.2365 | 315739.0638 | 409.2861 | 3483.6091 | 3642.3863 | 2165544.0656 | 654553.1241 | 1545773.015 | 377104.8874 | 488.8334 | 4160.6699 | 4350.3065 | 2586430.8362
WeekDay | Thursday | 11 | 13 | 540495.6909 | 1300034.6634 | 314514.017 | 397.2374 | 3090.7766 | 4055.1445 | 2162587.5298 | 645544.3433 | 1552704.3734 | 375641.7451 | 474.4429 | 3691.488 | 4843.2867 | 2582899.6795
WeekDay | Thursday | 11 | 14 | 554487.6791 | 1279694.3514 | 313720.6958 | 332.8585 | 3179.7198 | 3978.1098 | 2155393.4144 | 662255.7603 | 1528410.797 | 374694.2371 | 397.5516 | 3797.7178 | 4751.2798 | 2574307.3436
WeekDay | Thursday | 11 | 15 | 600867.5735 | 1233069.5207 | 309643.8255 | 311.511 | 2305.1115 | 3983.38 | 2150180.9222 | 717649.8716 | 1472724.1445 | 369825.002 | 372.055 | 2753.1241 | 4757.5743 | 2568081.7716
WeekDay | Thursday | 11 | 16 | 662244.9013 | 1161204.5454 | 303727.2073 | 603.1138 | 1230.3811 | 4035.2972 | 2133045.4461 | 790956.2595 | 1386891.7705 | 362758.4528 | 720.3326 | 1469.5132 | 4819.5819 | 2547615.9106
WeekDay | Thursday | 11 | 17 | 726360.5324 | 1076144.3735 | 297217.5846 | 62759.5016 | 1104.3782 | 4039.8946 | 2167626.265 | 867533.1567 | 1285299.6326 | 354983.6451 | 74957.1957 | 1319.0209 | 4825.0729 | 2588917.7238
WeekDay | Thursday | 11 | 18 | 834747.6612 | 1047345.8721 | 290687.381 | 63168.6952 | 1078.4364 | 3946.3764 | 2240974.4224 | 996985.9888 | 1250903.9658 | 347184.2563 | 75445.9185 | 1288.0372 | 4713.3789 | 2676521.5454
WeekDay | Thursday | 11 | 19 | 871951.1767 | 1013583.701 | 285811.4427 | 63400.7034 | 1185.9095 | 3775.1507 | 2239708.084 | 1041420.2356 | 1210579.9096 | 341360.6495 | 75723.0189 | 1416.3983 | 4508.8744 | 2675009.0864
WeekDay | Thursday | 11 | 20 | 899781.2945 | 963715.4315 | 281328.6447 | 63383.5994 | 2201.3445 | 3608.6346 | 2214018.9491 | 1074659.3075 | 1151019.4361 | 336006.5922 | 75702.5907 | 2629.1893 | 4309.9949 | 2644327.1106
WeekDay | Thursday | 11 | 21 | 938750.2595 | 911451.5886 | 278440.3537 | 62618.5077 | 1786.2761 | 3455.5743 | 2196502.5599 | 1121202.1299 | 1088597.7948 | 332556.9441 | 74788.7987 | 2133.4499 | 4127.1864 | 2623406.3037
WeekDay | Thursday | 11 | 22 | 928925.2935 | 861850.8723 | 274309.1954 | 62242.0623 | 2349.5831 | 3280.3119 | 2132957.3186 | 1109467.6214 | 1029356.8751 | 327622.8699 | 74339.1889 | 2806.239 | 3917.8606 | 2547510.655
WeekDay | Thursday | 11 | 23 | 873239.0854 | 830046.4117 | 272050.0017 | 62225.2993 | 2605.2949 | 3225.9278 | 2043392.0208 | 1042958.4573 | 991371.0226 | 324924.5881 | 74319.1679 | 3111.6499 | 3852.9067 | 2440537.7923
WeekDay | Friday | 11 | 0 | 804777.9305 | 753171.5736 | 267129.2627 | 62192.069 | 3190.8377 | 3170.1982 | 1893631.8716 | 961191.4571 | 899555.0881 | 319047.4732 | 74279.479 | 3810.9966 | 3786.3456 | 2261670.8397
WeekDay | Friday | 11 | 1 | 748064.5862 | 735287.9991 | 264934.0652 | 62171.3616 | 3350.1943 | 3132.0733 | 1816940.2796 | 893455.5264 | 878195.7313 | 316425.6257 | 74254.747 | 4001.3251 | 3740.8109 | 2170073.7663
WeekDay | Friday | 11 | 2 | 707547.2494 | 718620.5973 | 261556.5296 | 62183.5605 | 3098.1885 | 3068.158 | 1756074.2832 | 845063.3967 | 858288.9177 | 312391.6452 | 74269.3168 | 3700.3404 | 3664.4733 | 2097378.0902
WeekDay | Friday | 11 | 3 | 678636.6777 | 712592.3133 | 260821.0466 | 62173.4049 | 3061.1288 | 3109.4226 | 1720393.9939 | 810533.8781 | 851088.9998 | 311513.2166 | 74257.1875 | 3656.078 | 3713.7579 | 2054763.1179
WeekDay | Friday | 11 | 4 | 677730.1551 | 713618.2545 | 262403.8003 | 62183.504 | 2016.0461 | 3233.3285 | 1721185.0886 | 809451.1673 | 852314.3389 | 313403.5882 | 74269.2494 | 2407.877 | 3861.7458 | 2055707.9667
WeekDay | Friday | 11 | 5 | 716152.0077 | 745098.8349 | 269239.4113 | 62148.2135 | 2486.7039 | 3478.7856 | 1798603.9569 | 855340.5426 | 889913.3632 | 321567.7422 | 74227.0999 | 2970.0101 | 4154.909 | 2148173.6669
WeekDay | Friday | 11 | 6 | 756376.6707 | 795654.8082 | 283275.4289 | 306.3575 | 3405.7838 | 3671.4286 | 1842690.4777 | 903383.1155 | 950295.2 | 338331.7458 | 365.9 | 4067.7187 | 4384.9932 | 2200828.6734
WeekDay | Friday | 11 | 7 | 629850.2653 | 916526.4428 | 291817.7708 | 213.3712 | 2886.9484 | 3830.544 | 1845125.3424 | 752265.5272 | 1094658.9781 | 348534.3443 | 254.8412 | 3448.0445 | 4575.0337 | 2203736.769
WeekDay | Friday | 11 | 8 | 547198.0514 | 1099839.0813 | 301585.9957 | 175.7788 | 2188.6052 | 3793.5404 | 1954781.0528 | 653549.3487 | 1313599.5521 | 360201.0836 | 209.9425 | 2613.974 | 4530.8382 | 2334704.7392
WeekDay | Friday | 11 | 9 | 531451.0381 | 1188393.3176 | 310602.1813 | 192.228 | 2601.0099 | 4102.6885 | 2037342.4634 | 634741.8068 | 1419364.8474 | 370969.6201 | 229.5887 | 3106.5321 | 4900.0712 | 2433312.4663
WeekDay | Friday | 11 | 10 | 528123.1661 | 1242826.9913 | 315493.4972 | 174.7526 | 3236.3516 | 3905.6725 | 2093760.4313 | 630767.1425 | 1484378.0395 | 376811.5933 | 208.7169 | 3865.3564 | 4664.7639 | 2500695.6123
WeekDay | Friday | 11 | 11 | 544051.9503 | 1261628.9902 | 314784.1552 | 183.2295 | 3416.9017 | 4224.1276 | 2128289.3545 | 649791.7836 | 1506834.3221 | 375964.3863 | 218.8413 | 4080.9975 | 5045.1127 | 2541935.4435
WeekDay | Friday | 11 | 12 | 546418.3878 | 1271399.8884 | 319270.023 | 185.8542 | 4043.2101 | 4179.0505 | 2145496.414 | 652618.1527 | 1518504.2543 | 381322.11 | 221.9761 | 4829.0328 | 4991.2746 | 2562486.8005
WeekDay | Friday | 11 | 13 | 548445.4774 | 1280869.4598 | 320906.1062 | 177.5421 | 4902.9945 | 3906.0089 | 2159207.5888 | 655039.2195 | 1529814.2949 | 383276.176 | 212.0485 | 5855.9215 | 4665.1656 | 2578862.8262
WeekDay | Friday | 11 | 14 | 556705.914 | 1285933.6099 | 321130.9285 | 170.6242 | 5495.9492 | 4163.2399 | 2173600.2657 | 664905.1226 | 1535862.6937 | 383544.694 | 203.7861 | 6564.1207 | 4972.3911 | 2596052.8081
WeekDay | Friday | 11 | 15 | 601852.7464 | 1240131.3815 | 319942.2315 | 223.6261 | 5362.5344 | 4261.6918 | 2171774.2116 | 718826.5188 | 1481158.5213 | 382124.9664 | 267.0892 | 6404.7759 | 5089.9778 | 2593871.8493
WeekDay | Friday | 11 | 16 | 670372.6714 | 1168012.7762 | 308754.7544 | 397.2871 | 4654.6947 | 3983.2679 | 2156175.4517 | 800663.7116 | 1395023.2228 | 368763.1345 | 474.5022 | 5559.3631 | 4757.4404 | 2575241.3747
WeekDay | Friday | 11 | 17 | 745044.3271 | 1068811.7104 | 295916.3656 | 62712.1352 | 3876.4416 | 4067.4791 | 2180428.4591 | 889848.2615 | 1276541.8215 | 353429.5261 | 74900.6234 | 4629.8518 | 4858.0186 | 2604208.1028
WeekDay | Friday | 11 | 18 | 883061.2222 | 1022954.1864 | 294491.885 | 62797.9667 | 2034.5759 | 3965.4389 | 2269305.2751 | 1054689.5866 | 1221771.6064 | 351728.189 | 75003.1366 | 2430.0083 | 4736.1462 | 2710358.6731
WeekDay | Friday | 11 | 19 | 934946.1822 | 990500.4234 | 287749.9978 | 63381.5527 | 1641.7434 | 3755.1912 | 2281975.0908 | 1116658.7068 | 1183010.2555 | 343675.9747 | 75700.1462 | 1960.8263 | 4485.0357 | 2725490.9452
WeekDay | Friday | 11 | 20 | 998405.4641 | 952120.9765 | 281611.9062 | 63361.2675 | 1801.1 | 3506.1459 | 2300806.8602 | 1192451.6893 | 1137171.5277 | 336344.9073 | 75675.9185 | 2151.1548 | 4187.5868 | 2747982.7844
WeekDay | Friday | 11 | 21 | 1039717.5704 | 910273.041 | 278275.3548 | 62854.4647 | 1345.2661 | 3373.83 | 2295839.527 | 1241793.0568 | 1087190.1893 | 332359.8767 | 75070.6154 | 1606.7268 | 4029.5546 | 2742050.0195
WeekDay | Friday | 11 | 22 | 1033089.2522 | 852272.316 | 273787.6081 | 62625.5949 | 1256.3228 | 3225.9278 | 2226257.0219 | 1233876.4844 | 1017916.6677 | 326999.9089 | 74797.2633 | 1500.4969 | 3852.9067 | 2658943.7279
WeekDay | Friday | 11 | 23 | 977139.2807 | 812186.6523 | 265007.3648 | 62190.9762 | 1708.4508 | 3055.2628 | 2121287.9877 | 1167052.2928 | 970040.1094 | 316513.1715 | 74278.1739 | 2040.4987 | 3649.0718 | 2533573.3181
Saturday | Saturday | 11 | 0 | 897196.1098 | 787533.2841 | 255631.149 | 62134.4906 | 2008.6342 | 3045.5073 | 2007549.175 | 1071571.6764 | 940595.2079 | 305314.6306 | 74210.7099 | 2399.0245 | 3637.4203 | 2397728.6696
Saturday | Saturday | 11 | 1 | 833241.9471 | 768849.0741 | 254239.3533 | 62130.5406 | 2560.8233 | 3022.7445 | 1924044.4828 | 995187.6299 | 918279.607 | 303652.3309 | 74205.9922 | 3058.535 | 3610.2334 | 2297994.3284
Saturday | Saturday | 11 | 2 | 791324.0389 | 749645.3572 | 253939.247 | 62126.3602 | 2479.292 | 2956.6987 | 1862470.994 | 945122.7191 | 895343.53 | 303293.8971 | 74200.9994 | 2961.1576 | 3531.3512 | 2224453.6543
Saturday | Saturday | 11 | 3 | 760749.4131 | 738221.5609 | 253427.9095 | 62121.7126 | 2646.0605 | 3008.3916 | 1820175.0482 | 908605.7273 | 881699.4488 | 302683.178 | 74195.4484 | 3160.3386 | 3593.0909 | 2173937.232
Saturday | Saturday | 11 | 4 | 708216.7555 | 724201.4713 | 256384.79 | 62121.8356 | 3194.5436 | 3146.7626 | 1757266.1586 | 845863.0255 | 864954.4688 | 306214.7463 | 74195.5954 | 3815.4228 | 3758.3552 | 2098801.6139
Saturday | Saturday | 11 | 5 | 732001.9785 | 752199.2315 | 262515.0873 | 62118.318 | 3806.0282 | 3412.6277 | 1816053.2712 | 874271.0524 | 898393.7654 | 313536.5046 | 74191.394 | 4545.7531 | 4075.8928 | 2169014.3624
Saturday | Saturday | 11 | 6 | 760421.8347 | 796335.101 | 266329.5767 | 217.2117 | 3750.4387 | 3688.9212 | 1830743.084 | 908214.482 | 951107.7119 | 318092.3634 | 259.4281 | 4479.3595 | 4405.8856 | 2186559.2305
Saturday | Saturday | 11 | 7 | 640765.0287 | 912524.7349 | 275757.7326 | 199.541 | 2953.6558 | 3885.8251 | 1836086.5181 | 765301.6419 | 1089879.5137 | 329352.9391 | 238.323 | 3527.7169 | 4641.059 | 2192941.1937
Saturday | Saturday | 11 | 8 | 564356.8777 | 1096054.4356 | 284980.2899 | 205.6867 | 2434.8204 | 3853.9796 | 1951886.0899 | 674043.0981 | 1309079.3373 | 340367.957 | 245.6632 | 2908.0427 | 4603.0242 | 2331247.1225
Saturday | Saturday | 11 | 9 | 554219.5045 | 1192448.3661 | 298046.5737 | 238.9216 | 2920.3021 | 4069.6096 | 2051943.2775 | 661935.4643 | 1424208.0194 | 355973.7532 | 285.3574 | 3487.8807 | 4860.5632 | 2450751.0382
Saturday | Saturday | 11 | 10 | 558712.2045 | 1237557.996 | 302412.5984 | 240.9389 | 3342.7823 | 4106.9496 | 2106373.4697 | 667301.3481 | 1478084.9826 | 361188.3417 | 287.7669 | 3992.4726 | 4905.1604 | 2515760.0721
Saturday | Saturday | 11 | 11 | 569144.4701 | 1265241.9417 | 300761.4468 | 239.6565 | 3135.2482 | 4193.9641 | 2142716.7273 | 679761.1884 | 1511149.4729 | 359216.2786 | 286.2352 | 3744.6029 | 5009.0867 | 2559166.8646
Saturday | Saturday | 11 | 12 | 530445.9697 | 1255286.1325 | 306674.7794 | 232.4925 | 3302.0167 | 3821.0128 | 2099762.4035 | 633541.3972 | 1499258.6911 | 366278.9036 | 277.6788 | 3943.7839 | 4563.65 | 2507864.1046
Saturday | Saturday | 11 | 13 | 529756.439 | 1260856.0625 | 307971.9651 | 233.4949 | 3487.315 | 3758.1067 | 2106063.3832 | 632717.852 | 1505911.1712 | 367828.2053 | 278.8761 | 4165.0961 | 4488.5177 | 2515389.7184
Saturday | Saturday | 11 | 14 | 537949.2135 | 1256986.7132 | 305645.9332 | 227.82 | 3809.7342 | 3923.1651 | 2108542.5791 | 642502.9424 | 1501289.7901 | 365050.0948 | 272.0982 | 4550.1794 | 4685.6563 | 2518350.7612
Saturday | Saturday | 11 | 15 | 575926.9121 | 1214175.181 | 304480.3902 | 203.1445 | 4802.9334 | 4044.0435 | 2103632.6046 | 687861.8396 | 1450157.5741 | 363658.0215 | 242.6268 | 5736.4129 | 4830.0281 | 2512486.5031
Saturday | Saturday | 11 | 16 | 619122.2154 | 1137540.1755 | 296863.2158 | 178.3583 | 5206.8838 | 4030.0269 | 2062940.8757 | 739452.415 | 1358628.0853 | 354560.4024 | 213.0234 | 6218.8736 | 4813.2874 | 2463886.0871
Saturday | Saturday | 11 | 17 | 684490.7984 | 1046990.4098 | 290007.729 | 62101.9286 | 4457.5836 | 3949.5161 | 2091997.9655 | 817525.7831 | 1250479.4172 | 346372.5097 | 74171.8193 | 5323.9423 | 4717.1288 | 2498590.6004
Saturday | Saturday | 11 | 18 | 801788.9633 | 1011654.7157 | 283704.5436 | 62380.216 | 2560.8233 | 3917.2221 | 2166006.4841 | 957621.5658 | 1208276.0143 | 338844.2616 | 74504.1936 | 3058.535 | 4678.5582 | 2586983.1285
Saturday | Saturday | 11 | 19 | 835588.594 | 983836.5639 | 275111.0097 | 62758.857 | 2460.7622 | 3793.6525 | 2163549.4393 | 997990.362 | 1175051.234 | 328580.5217 | 74956.4258 | 2939.0264 | 4530.9722 | 2584048.542
Saturday | Saturday | 11 | 20 | 929888.1714 | 957181.089 | 268938.8336 | 62774.4359 | 2323.6414 | 3525.9933 | 2224632.1645 | 1110617.6405 | 1143215.1041 | 321208.7454 | 74975.0325 | 2775.2553 | 4211.2917 | 2657003.0695
Saturday | Saturday | 11 | 21 | 974396.7353 | 926049.3734 | 262262.2874 | 62780.1154 | 1990.1043 | 3415.5432 | 2230894.159 | 1163776.7168 | 1106032.7487 | 313234.5715 | 74981.8158 | 2376.8933 | 4079.3749 | 2664482.121
Saturday | Saturday | 11 | 22 | 1007967.053 | 871072.7401 | 256257.967 | 62766.8666 | 1708.4508 | 3304.196 | 2203077.2736 | 1203871.6317 | 1040371.0695 | 306063.2746 | 74965.9921 | 2040.4987 | 3946.3868 | 2631258.8533
Saturday | Saturday | 11 | 23 | 977109.703 | 838083.8987 | 255324.0345 | 62759.0331 | 2182.8146 | 3161.3397 | 2138620.8238 | 1167016.9665 | 1000970.6444 | 304947.8266 | 74956.6361 | 2607.058 | 3775.7655 | 2554274.8971
Sunday | Sunday | 11 | 0 | 932564.4546 | 803243.0572 | 255257.3301 | 62663.8601 | 2998.1274 | 3091.4814 | 2059818.3109 | 1113814.0758 | 959358.2717 | 304868.1577 | 74842.9656 | 3580.8318 | 3692.3298 | 2460156.6326
Sunday | Sunday | 11 | 1 | 882226.1408 | 774085.4638 | 253463.4051 | 62149.3695 | 3183.4257 | 3021.1746 | 1978128.9795 | 1053692.202 | 924533.7213 | 302725.5724 | 74228.4806 | 3802.1441 | 3608.3584 | 2362590.4787
Sunday | Sunday | 11 | 2 | 836737.0343 | 759561.8723 | 251313.141 | 62131.8433 | 3176.0138 | 2961.6325 | 1915881.5372 | 999362.0087 | 907187.3806 | 300157.3913 | 74207.5481 | 3793.2916 | 3537.2439 | 2288244.8642
Sunday | Sunday | 11 | 3 | 800389.0463 | 742955.462 | 248505.0368 | 62128.3956 | 3138.9541 | 2943.355 | 1860060.2499 | 955949.5663 | 887353.4127 | 296803.5148 | 74203.4304 | 3749.0291 | 3515.4141 | 2221574.3673
Sunday | Sunday | 11 | 4 | 792875.0968 | 740920.6045 | 248036.5982 | 62130.3091 | 2764.6515 | 2927.4322 | 1849654.6923 | 946975.2346 | 884923.0681 | 296244.0323 | 74205.7158 | 3301.9784 | 3496.3966 | 2209146.4258
Sunday | Sunday | 11 | 5 | 776968.6113 | 754182.1587 | 246642.2686 | 62122.382 | 4076.5638 | 3018.2592 | 1847010.2437 | 927977.2262 | 900762.0867 | 294578.7062 | 74196.2479 | 4868.869 | 3604.8764 | 2205988.0124
Sunday | Sunday | 11 | 6 | 774917.5782 | 753675.1021 | 246616.927 | 218.7255 | 3817.1461 | 3061.8786 | 1782307.3576 | 925527.5622 | 900156.4806 | 294548.4392 | 261.2362 | 4559.0319 | 3656.9735 | 2128709.7235
Sunday | Sunday | 11 | 7 | 782462.828 | 786067.6057 | 251215.4955 | 181.4425 | 2464.4681 | 2362.1744 | 1824754.0142 | 934539.2775 | 938844.6659 | 300040.7677 | 216.7069 | 2943.4526 | 2821.2775 | 2179406.1482
Sunday | Sunday | 11 | 8 | 774521.6523 | 873000.2124 | 254175.4458 | 153.8296 | 2575.6471 | 1765.7439 | 1906192.5311 | 925054.6856 | 1042673.1579 | 303576.0026 | 183.7273 | 3076.24 | 2108.927 | 2276672.7403
Sunday | Sunday | 11 | 9 | 749852.606 | 960402.4909 | 256665.8694 | 155.6629 | 2875.8305 | 1789.2916 | 1971741.7512 | 895591.0588 | 1147062.6052 | 306550.4552 | 185.917 | 3434.7658 | 2137.0514 | 2354961.8534
Sunday | Sunday | 11 | 10 | 728331.1304 | 1005161.5075 | 261778.3456 | 169.3192 | 2879.5364 | 2449.4132 | 2000769.2522 | 869886.7524 | 1200520.8111 | 312656.5726 | 202.2274 | 3439.192 | 2925.4716 | 2389631.0272
Sunday | Sunday | 11 | 11 | 732221.069 | 1031872.8644 | 260194.6007 | 200.4396 | 2975.8916 | 2643.8502 | 2030108.7155 | 874532.7245 | 1232423.6841 | 310765.0171 | 239.3963 | 3554.2744 | 3157.6987 | 2424672.7951
Sunday | Sunday | 11 | 12 | 733407.9535 | 1027459.137 | 256803.6819 | 174.0098 | 3335.3704 | 2558.6298 | 2023738.7825 | 875950.2874 | 1227152.1218 | 306715.0525 | 207.8297 | 3983.6201 | 3055.9152 | 2417064.8266
Sunday | Sunday | 11 | 13 | 736249.4439 | 1014128.2865 | 253761.4087 | 166.7713 | 4169.213 | 2633.7583 | 2011108.8818 | 879344.0388 | 1211230.3387 | 303081.4949 | 199.1843 | 4979.5251 | 3145.6454 | 2401980.2272
Sunday | Sunday | 11 | 14 | 746650.0902 | 999049.701 | 251289.109 | 170.7631 | 4169.213 | 2689.8243 | 2004018.7005 | 891766.1145 | 1193221.1376 | 300128.6885 | 203.9519 | 4979.5251 | 3212.6082 | 2393512.0258
Sunday | Sunday | 11 | 15 | 770769.4914 | 981277.1493 | 249023.3252 | 168.3969 | 5351.4165 | 3072.7554 | 2009662.5347 | 920573.2693 | 1171994.3814 | 297422.5358 | 201.1259 | 6391.4971 | 3669.9642 | 2400252.7738
Sunday | Sunday | 11 | 16 | 800214.6875 | 961398.4108 | 243532.1631 | 197.8443 | 5377.3583 | 3473.0669 | 2014193.5309 | 955741.3198 | 1148252.0883 | 290864.1326 | 236.2965 | 6422.4808 | 4148.0788 | 2405664.3968
Sunday | Sunday | 11 | 17 | 851050.3607 | 924747.9769 | 239086.331 | 62113.9344 | 3687.4373 | 3618.7265 | 2084304.7669 | 1016457.2179 | 1104478.4178 | 285554.2258 | 74186.1585 | 4404.1133 | 4322.0482 | 2489402.1815
Sunday | Sunday | 11 | 18 | 995402.694 | 940453.5573 | 239442.6293 | 62679.0472 | 2512.6457 | 3678.2686 | 2244168.8421 | 1188865.3124 | 1123236.474 | 285979.7728 | 74861.1044 | 3000.9938 | 4393.1627 | 2680336.8201
Sunday | Sunday | 11 | 19 | 1034018.0132 | 931953.886 | 239840.4422 | 62750.4896 | 2034.5759 | 3551.8958 | 2274149.3027 | 1234985.7557 | 1113084.8395 | 286454.9031 | 74946.4321 | 2430.0083 | 4242.2285 | 2716144.1672
Sunday | Sunday | 11 | 20 | 1016647.3049 | 915630.1313 | 234316.064 | 62771.7559 | 1861.4378 | 3401.1902 | 2234627.884 | 1214238.9437 | 1093588.4629 | 279856.8281 | 74971.8316 | 2223.2196 | 4062.2324 | 2668941.5184
Sunday | Sunday | 11 | 21 | 976782.0586 | 883552.2372 | 230745.7287 | 62768.42 | 1701.0389 | 3321.3522 | 2158870.8356 | 1166625.6424 | 1055276.0334 | 275592.5762 | 74967.8473 | 2031.6462 | 3966.8774 | 2578460.623
Sunday | Sunday | 11 | 22 | 930585.116 | 851156.1038 | 223966.1762 | 62759.2533 | 1341.5601 | 3111.2167 | 2072919.4261 | 1111450.0407 | 1016583.5128 | 267495.3761 | 74956.8991 | 1602.3005 | 3715.9007 | 2475804.0299
Sunday | Sunday | 11 | 23 | 890897.2264 | 820333.5442 | 225716.9854 | 62739.2819 | 1530.5644 | 2979.013 | 2004196.6153 | 1064048.5663 | 979770.3996 | 269586.4659 | 74933.0461 | 1828.039 | 3558.0024 | 2393724.5193
WeekDay | Monday | 11 | 0 | 862340.2541 | 783505.6837 | 224304.0139 | 62442.1396 | 3313.1346 | 2947.2796 | 1938852.5055 | 1029941.3713 | 935784.8187 | 267898.8747 | 74578.1524 | 3957.0626 | 3520.1015 | 2315680.3811
WeekDay | Monday | 11 | 1 | 811946.66 | 752498.5684 | 224538.711 | 62189.9128 | 3565.1404 | 2866.5445 | 1857605.537 | 969753.473 | 898751.2803 | 268179.1866 | 74276.9038 | 4258.0473 | 3423.675 | 2218642.5659
WeekDay | Monday | 11 | 2 | 775441.7539 | 728768.996 | 223525.8721 | 62193.3119 | 3294.6048 | 2833.017 | 1796057.5557 | 926153.6146 | 870409.72 | 266969.4962 | 74280.9635 | 3934.9314 | 3383.6312 | 2145132.357
WeekDay | Monday | 11 | 3 | 739817.8681 | 728030.6044 | 223249.0868 | 62159.875 | 2516.3517 | 2782.894 | 1758556.68 | 883606.0081 | 869527.8175 | 266638.916 | 74241.028 | 3005.42 | 3323.7665 | 2100342.9561
WeekDay | Monday | 11 | 4 | 707847.1387 | 724744.8891 | 222396.5585 | 62156.4375 | 1663.9792 | 2746.3389 | 1721555.342 | 845421.5714 | 865603.5032 | 265620.6936 | 74236.9224 | 1987.3838 | 3280.1067 | 2056150.1811
WeekDay | Monday | 11 | 5 | 691578.6481 | 727061.2601 | 223479.8164 | 62149.8504 | 2179.1087 | 2902.4268 | 1709351.1104 | 825991.1998 | 868370.0751 | 266914.4893 | 74229.055 | 2602.6318 | 3466.5312 | 2041573.9823
WeekDay | Monday | 11 | 6 | 687767.8217 | 721549.3033 | 222112.3146 | 228.985 | 3257.5451 | 2831.4471 | 1637747.4169 | 821439.716 | 861786.8357 | 265281.2052 | 273.4896 | 3890.669 | 3381.7563 | 1956053.6717
WeekDay | Monday | 11 | 7 | 713660.2616 | 727666.1615 | 222619.3591 | 187.3478 | 2912.8901 | 2664.1461 | 1669710.1661 | 852364.5103 | 869092.5428 | 265886.7968 | 223.7599 | 3479.0282 | 3181.9392 | 1994228.5774
WeekDay | Monday | 11 | 8 | 746938.7009 | 760398.2008 | 222614.9477 | 232.2272 | 2890.6543 | 2449.1889 | 1735523.9199 | 892110.8185 | 908186.2546 | 265881.5282 | 277.362 | 3452.4707 | 2925.2038 | 2072833.6378
WeekDay | Monday | 11 | 9 | 753500.6283 | 794158.388 | 226979.5493 | 208.343 | 3024.0692 | 2326.9649 | 1780197.9428 | 899948.0967 | 948507.9414 | 271094.4168 | 248.8358 | 3611.8155 | 2779.2248 | 2126190.3311
WeekDay | Monday | 11 | 10 | 739520.4923 | 830696.289 | 227159.9195 | 236.675 | 2649.7665 | 2491.1263 | 1802754.2687 | 883250.8356 | 992147.2075 | 271309.843 | 282.6743 | 3164.7649 | 2975.292 | 2153130.6172
WeekDay | Monday | 11 | 11 | 735107.456 | 863964.0401 | 225629.4171 | 253.0125 | 2823.9469 | 2883.5886 | 1830661.4612 | 877980.0985 | 1031880.7501 | 269481.8781 | 302.187 | 3372.7983 | 3444.0317 | 2186461.7437
WeekDay | Monday | 11 | 12 | 713726.6081 | 884081.7433 | 221464.2656 | 265.9598 | 4209.9786 | 3396.3686 | 1827144.924 | 852443.7517 | 1055908.4522 | 264507.2039 | 317.6508 | 5028.2138 | 4056.4736 | 2182261.746
WeekDay | Monday | 11 | 13 | 704662.1183 | 881693.5439 | 221049.4162 | 313.3116 | 4406.3949 | 3387.7344 | 1815512.5193 | 841617.5228 | 1053056.0916 | 264011.726 | 374.2056 | 5262.8048 | 4046.1614 | 2168368.5121
WeekDay | Monday | 11 | 14 | 694371.1509 | 880282.9196 | 217994.6301 | 338.9715 | 4039.5041 | 2883.5886 | 1799910.7648 | 829326.4427 | 1051371.3039 | 260363.2234 | 404.8526 | 4824.6066 | 3444.0317 | 2149734.4609
WeekDay | Monday | 11 | 15 | 688974.6132 | 874531.2416 | 215001.1742 | 365.6812 | 4587.9873 | 3360.0378 | 1786820.7353 | 822881.0548 | 1044501.752 | 256787.971 | 436.7536 | 5479.6907 | 4013.0817 | 2134100.3039
WeekDay | Monday | 11 | 16 | 696639.3016 | 863739.0962 | 215443.8236 | 803.9022 | 4521.2799 | 3692.173 | 1784839.5764 | 832035.4223 | 1031612.0869 | 257316.6521 | 960.1456 | 5400.0183 | 4409.7695 | 2131734.0946
WeekDay | Monday | 11 | 17 | 761112.2718 | 861115.4886 | 214244.6061 | 63301.7643 | 3550.3165 | 3657.8606 | 1906982.3079 | 909039.1097 | 1028478.565 | 255884.3593 | 75604.8504 | 4240.3423 | 4368.7882 | 2277616.015
WeekDay | Monday | 11 | 18 | 872756.1319 | 889669.4965 | 216906.7403 | 63303.5875 | 2356.9951 | 3583.9655 | 2048576.9168 | 1042381.6388 | 1062582.2196 | 259063.8955 | 75607.028 | 2815.0915 | 4280.5312 | 2446730.4046
WeekDay | Monday | 11 | 19 | 913583.2635 | 881197.419 | 216681.8866 | 63165.462 | 2190.2266 | 3448.1736 | 2080266.4313 | 1091143.7739 | 1052463.5418 | 258795.3401 | 75442.057 | 2615.9105 | 4118.3473 | 2484578.9706
WeekDay | Monday | 11 | 20 | 977939.8989 | 865066.747 | 219441.2763 | 62470.6985 | 2104.9893 | 3228.0583 | 2130251.6683 | 1168008.516 | 1033197.7747 | 262091.0342 | 74612.2619 | 2514.1069 | 3855.4512 | 2544279.145
WeekDay | Monday | 11 | 21 | 999212.8134 | 835012.755 | 220978.3706 | 62258.6673 | 1730.6866 | 3042.5919 | 2122235.8848 | 1193415.9519 | 997302.6051 | 263926.8722 | 74359.0212 | 2067.0562 | 3633.9382 | 2534705.4449
WeekDay | Monday | 11 | 22 | 974748.7724 | 816187.3705 | 220723.7853 | 62249.4792 | 1589.8599 | 2949.9708 | 2078449.238 | 1164197.1745 | 974818.3916 | 263622.8067 | 74348.0473 | 1898.8589 | 3523.3157 | 2482408.5947
WeekDay | Monday | 11 | 23 | 917236.6598 | 795128.6041 | 222618.1418 | 62236.1977 | 1923.3969 | 2895.6988 | 2002038.6991 | 1095507.2301 | 949666.7249 | 265885.343 | 74332.1844 | 2297.2209 | 3458.4957 | 2391147.1989
WeekDay | Tuesday | 11 | 0 | 842672.9171 | 777855.8113 | 222720.754 | 62203.7362 | 2338.4652 | 2890.6529 | 1910682.3367 | 1006451.5667 | 929036.8588 | 266007.8985 | 74293.4138 | 2792.9603 | 3452.469 | 2282035.1672
WeekDay | Tuesday | 11 | 1 | 781447.0609 | 759808.2577 | 223794.0265 | 62184.0595 | 2564.5292 | 2840.8662 | 1832638.8 | 933326.0899 | 907481.6525 | 267289.7681 | 74269.9128 | 3062.9612 | 3393.006 | 2188823.3905
WeekDay | Tuesday | 11 | 2 | 744978.1489 | 738783.4328 | 224186.8461 | 62168.4231 | 2835.0648 | 2825.392 | 1775777.3078 | 889769.2212 | 882370.524 | 267758.9346 | 74251.2374 | 3386.0771 | 3374.5243 | 2120910.5185
WeekDay | Tuesday | 11 | 3 | 720296.4971 | 733522.5457 | 225423.4623 | 62168.4129 | 2723.8858 | 2852.528 | 1746987.3318 | 860290.539 | 876087.1512 | 269235.8947 | 74251.2252 | 3253.2897 | 3406.9343 | 2086525.0341
WeekDay | Tuesday | 11 | 4 | 632619.4077 | 728636.4095 | 230052.0152 | 62167.5899 | 2875.8305 | 2936.627 | 1659287.8798 | 755572.8695 | 870251.3644 | 274764.0353 | 74250.2423 | 3434.7658 | 3507.3785 | 1981780.6558
WeekDay | Tuesday | 11 | 5 | 656518.4582 | 761798.2731 | 240362.6723 | 62165.1684 | 3146.3661 | 3233.8892 | 1727224.8273 | 784116.847 | 909858.4396 | 287078.6318 | 74247.3502 | 3757.8816 | 3862.4154 | 2062921.5656
WeekDay | Tuesday | 11 | 6 | 681058.0237 | 825753.3419 | 255027.2706 | 258.3319 | 2920.3021 | 3488.7654 | 1768506.0354 | 813425.8275 | 986243.5682 | 304593.3847 | 308.5403 | 3487.8807 | 4166.8284 | 2112226.0298
WeekDay | Tuesday | 11 | 7 | 568703.8369 | 957979.5405 | 269790.2194 | 236.8026 | 1997.5163 | 3699.2373 | 1802407.153 | 679234.9155 | 1144168.7395 | 322225.6032 | 282.8267 | 2385.7458 | 4418.2068 | 2152716.0375
WeekDay | Tuesday | 11 | 8 | 490628.6383 | 1121668.6515 | 280460.3128 | 231.1254 | 2201.3445 | 3621.9783 | 1898812.0508 | 585985.3233 | 1339671.8332 | 334969.4947 | 276.046 | 2629.1893 | 4325.932 | 2267857.8184
WeekDay | Tuesday | 11 | 9 | 473609.3926 | 1201147.4162 | 291715.5344 | 253.1051 | 2553.4113 | 3862.838 | 1973141.6977 | 565658.2827 | 1434597.7833 | 348412.2377 | 302.2976 | 3049.6825 | 4613.6043 | 2356633.888
WeekDay | Tuesday | 11 | 10 | 477578.2766 | 1250403.1872 | 297044.3764 | 289.1746 | 2371.8189 | 3192.7367 | 2030879.5704 | 570398.5437 | 1493426.7154 | 354776.7727 | 345.3774 | 2832.7965 | 3813.2647 | 2425593.4704
WeekDay | Tuesday | 11 | 11 | 499250.703 | 1259618.9449 | 300492.4225 | 298.0601 | 2445.9383 | 3085.0899 | 2065191.1588 | 596283.1391 | 1504433.6122 | 358894.9678 | 355.9899 | 2921.3214 | 3684.6961 | 2466573.7264
WeekDay | Tuesday | 11 | 12 | 537749.8382 | 1325107.4424 | 304927.4088 | 289.7921 | 2349.5831 | 3027.1176 | 2173451.1823 | 642264.8173 | 1582650.2008 | 364191.9209 | 346.1149 | 2806.239 | 3615.4565 | 2595874.7495
WeekDay | Tuesday | 11 | 13 | 528855.8591 | 1331566.4969 | 309323.4282 | 298.8605 | 3098.1885 | 3287.1519 | 2176429.9851 | 631642.2388 | 1590364.6121 | 369442.3336 | 356.9459 | 3700.3404 | 3926.0301 | 2599432.5009
WeekDay | Tuesday | 11 | 14 | 529686.1357 | 1326533.2695 | 300355.6909 | 299.749 | 3339.0764 | 4005.9186 | 2164219.84 | 632633.8848 | 1584353.1462 | 358731.6615 | 358.007 | 3988.0463 | 4784.4934 | 2584849.2392
WeekDay | Tuesday | 11 | 15 | 571925.2841 | 1273593.7353 | 297207.316 | 295.8622 | 3224.1914 | 3795.2224 | 2150041.6113 | 683082.4707 | 1521124.4888 | 354971.3807 | 353.3648 | 3850.8328 | 4532.8471 | 2567915.3848
WeekDay | Tuesday | 11 | 16 | 625648.608 | 1156856.1675 | 289705.1752 | 608.4806 | 3683.7313 | 4006.8156 | 2080508.9782 | 747247.2522 | 1381698.2587 | 346011.1528 | 726.7425 | 4399.6871 | 4785.5648 | 2484868.658
WeekDay | Tuesday | 11 | 17 | 704470.5268 | 1069410.8171 | 281063.8857 | 62775.5106 | 3505.8449 | 3869.3417 | 2125095.9267 | 841388.6943 | 1277257.3682 | 335690.3756 | 74976.3161 | 4187.2273 | 4621.372 | 2538121.3534
WeekDay | Tuesday | 11 | 18 | 842223.714 | 1031396.5001 | 274518.231 | 62763.1773 | 2349.5831 | 3909.3728 | 2217160.5785 | 1005915.0583 | 1231854.7355 | 327872.5329 | 74961.5858 | 2806.239 | 4669.1834 | 2648079.3349
WeekDay | Tuesday | 11 | 19 | 875087.1469 | 1001989.6388 | 268923.7771 | 63229.8737 | 2049.3998 | 3753.6214 | 2215033.4577 | 1045165.7008 | 1196732.4703 | 321190.7626 | 75518.9874 | 2447.7132 | 4483.1607 | 2645538.7951
WeekDay | Tuesday | 11 | 20 | 883760.9625 | 940596.4342 | 263638.2894 | 63334.928 | 1689.921 | 3460.8445 | 2156481.3797 | 1055525.3257 | 1123407.12 | 314878.0079 | 75644.4597 | 2018.3675 | 4133.4809 | 2575606.7616
WeekDay | Tuesday | 11 | 21 | 893438.546 | 897511.7266 | 260965.2197 | 63316.878 | 1126.614 | 3249.027 | 2119608.0114 | 1067083.8069 | 1071948.6352 | 311685.4107 | 75622.9016 | 1345.5783 | 3880.4953 | 2531566.8281
WeekDay | Tuesday | 11 | 22 | 857821.9238 | 849037.6604 | 255919.6112 | 62426.7053 | 1211.8512 | 3073.2039 | 2029490.9557 | 1024544.8757 | 1014053.3369 | 305659.1572 | 74559.7183 | 1447.382 | 3670.4999 | 2423934.97
WeekDay | Tuesday | 11 | 23 | 777372.6677 | 814047.9024 | 252742.0745 | 62187.8266 | 1686.215 | 3012.6526 | 1911049.3387 | 928459.8133 | 972263.1048 | 301864.0467 | 74274.4121 | 2013.9413 | 3598.1801 | 2282473.4983
WeekDay | Wednesday | 11 | 0 | 705945.1135 | 799193.272 | 249552.454 | 62171.6178 | 1960.4566 | 3003.5699 | 1821826.4838 | 843149.8759 | 954521.3859 | 298054.5039 | 74255.0531 | 2341.4834 | 3587.3321 | 2175909.6343
WeekDay | Wednesday | 11 | 1 | 655399.4128 | 771561.3213 | 247666.7289 | 62170.3162 | 2219.8743 | 2992.0203 | 1742009.6738 | 782780.3083 | 921518.9961 | 295802.2766 | 74253.4985 | 2651.3205 | 3573.5378 | 2080579.9378
WeekDay | Wednesday | 11 | 2 | 621004.7622 | 754051.9797 | 247110.4788 | 62185.5293 | 1808.5119 | 2927.4322 | 1689088.6941 | 741700.8464 | 900606.6066 | 295137.9159 | 74271.6683 | 2160.0073 | 3496.3966 | 2017373.4411
WeekDay | Wednesday | 11 | 3 | 597506.3754 | 737988.3892 | 245699.8431 | 62180.7935 | 1845.5716 | 2986.9743 | 1648207.9472 | 713635.404 | 881420.9588 | 293453.1145 | 74266.0121 | 2204.2698 | 3567.5111 | 1968547.2703
WeekDay | Wednesday | 11 | 4 | 614469.097 | 753509.3804 | 248180.2227 | 62179.6827 | 3005.5393 | 3057.6176 | 1684401.5398 | 733894.9346 | 899958.5498 | 296415.5711 | 74264.6854 | 3589.6843 | 3651.8843 | 2011775.3095
WeekDay | Wednesday | 11 | 5 | 660577.9165 | 790982.3107 | 254985.6182 | 62170.5725 | 3205.6615 | 3327.1831 | 1775249.2625 | 788965.286 | 944714.5739 | 304543.6369 | 74253.8045 | 3828.7015 | 3973.8415 | 2120279.8444
WeekDay | Wednesday | 11 | 6 | 717845.7582 | 852606.2925 | 266117.307 | 296.1387 | 3961.6788 | 3603.5887 | 1844430.764 | 857363.4839 | 1018315.5545 | 317838.8377 | 353.6951 | 4731.6554 | 4303.9682 | 2202907.195
WeekDay | Wednesday | 11 | 7 | 601402.7318 | 965411.71 | 276036.926 | 271.6461 | 3216.7795 | 3711.1233 | 1850050.9167 | 718289.0411 | 1153045.3968 | 329686.3955 | 324.4422 | 3841.9803 | 4432.4029 | 2209619.6588
WeekDay | Wednesday | 11 | 8 | 526489.7724 | 1133210.347 | 286857.8123 | 252.3645 | 2912.8901 | 3579.5924 | 1953302.7787 | 628816.2887 | 1353456.7279 | 342610.3874 | 301.4131 | 3479.0282 | 4275.3081 | 2332939.1535
WeekDay | Wednesday | 11 | 9 | 509301.8107 | 1238658.3743 | 295043.9262 | 244.1777 | 3776.3805 | 3457.1442 | 2050481.8136 | 608287.7412 | 1479399.2261 | 352387.5228 | 291.6352 | 4510.3432 | 4129.0613 | 2449005.5298
WeekDay | Wednesday | 11 | 10 | 518048.3465 | 1303417.0609 | 299395.6242 | 249.7071 | 3939.443 | 3403.8814 | 2128454.0631 | 618734.2199 | 1556744.1606 | 357585 | 298.2392 | 4705.098 | 4065.4466 | 2542132.1642
WeekDay | Wednesday | 11 | 11 | 534940.4765 | 1314111.2909 | 300614.8672 | 266.4904 | 3798.6163 | 3273.2475 | 2157004.9888 | 638909.4389 | 1569516.8798 | 359041.2103 | 318.2845 | 4536.9007 | 3909.4233 | 2576232.1375
WeekDay | Wednesday | 11 | 12 | 545963.2529 | 1320079.2654 | 304972.4901 | 271.8606 | 3691.1432 | 3079.1469 | 2178057.1592 | 652074.5595 | 1576644.7668 | 364245.764 | 324.6984 | 4408.5396 | 3677.598 | 2601375.9263
WeekDay | Wednesday | 11 | 13 | 544914.0487 | 1334348.118 | 304209.1282 | 258.1953 | 4184.0369 | 3366.0929 | 2191279.6199 | 650821.4361 | 1593686.8584 | 363334.038 | 308.3771 | 4997.2301 | 4020.3137 | 2617168.2533
WeekDay | Wednesday | 11 | 14 | 548120.7021 | 1320022.6814 | 300480.6363 | 243.9034 | 4521.2799 | 3635.8827 | 2177025.0858 | 654651.3222 | 1576577.1853 | 358880.8908 | 291.3075 | 5400.0183 | 4342.5388 | 2600143.263
WeekDay | Wednesday | 11 | 15 | 596056.046 | 1270449.4096 | 296271.726 | 242.087 | 5996.2548 | 3977.9977 | 2172993.521 | 711903.1941 | 1517369.0441 | 353853.9531 | 289.1381 | 7161.6637 | 4751.1459 | 2595328.139
WeekDay | Wednesday | 11 | 16 | 660706.1422 | 1193324.2317 | 290554.4926 | 238.855 | 4736.226 | 4024.3082 | 2153584.2557 | 789118.4331 | 1425254.1149 | 347025.5402 | 285.2779 | 5656.7405 | 4806.4572 | 2572146.5638
WeekDay | Wednesday | 11 | 17 | 741563.5212 | 1096044.2246 | 285014.9994 | 62141.8646 | 3780.0865 | 3979.4554 | 2192524.1517 | 885690.9397 | 1309067.1418 | 340409.4126 | 74219.5171 | 4514.7694 | 4752.8869 | 2618654.6674
WeekDay | Wednesday | 11 | 18 | 869317.8753 | 1061397.3411 | 277790.1443 | 62821.6589 | 1841.8657 | 3982.9315 | 2277151.8167 | 1038275.1359 | 1267686.4239 | 331780.3626 | 75031.4336 | 2199.8435 | 4757.0386 | 2719730.2381
WeekDay | Wednesday | 11 | 19 | 908554.3382 | 1023945.9422 | 272607.5395 | 63326.8756 | 1371.2078 | 3836.5991 | 2273642.5023 | 1085137.446 | 1222956.116 | 325590.4867 | 75634.8422 | 1637.7105 | 4582.2657 | 2715538.867
WeekDay | Wednesday | 11 | 20 | 922876.8548 | 973677.18 | 267253.9246 | 63353.3234 | 1489.7988 | 3552.5686 | 2232203.6502 | 1102243.6316 | 1162917.3115 | 319196.364 | 75666.4304 | 1779.3503 | 4243.032 | 2666046.1198
WeekDay | Wednesday | 11 | 21 | 945662.6331 | 918529.3885 | 261327.9504 | 63316.7708 | 1282.2646 | 3374.9513 | 2193493.9587 | 1129457.9656 | 1097051.2085 | 312118.6403 | 75622.7735 | 1531.4806 | 4030.8938 | 2619812.9624
WeekDay | Wednesday | 11 | 22 | 938198.8176 | 867477.8247 | 257964.2417 | 63290.9912 | 1033.9648 | 3210.005 | 2131175.8451 | 1120543.5118 | 1036077.4603 | 308101.1741 | 75591.9835 | 1234.9222 | 3833.8892 | 2545382.9412
WeekDay | Wednesday | 11 | 23 | 872623.3914 | 828871.5817 | 255388.5138 | 63054.9303 | 1397.1496 | 3064.4576 | 2024400.0244 | 1042223.0994 | 989967.8572 | 305024.8377 | 75310.0427 | 1668.6942 | 3660.0537 | 2417854.5849
WeekDay | Thursday | 11 | 0 | 800019.2014 | 794557.2519 | 249551.1097 | 62785.0904 | 2071.6356 | 3034.4062 | 1912018.6953 | 955507.8398 | 948984.3269 | 298052.8984 | 74987.7578 | 2474.2707 | 3624.1617 | 2283631.2553
WeekDay | Thursday | 11 | 1 | 739381.8009 | 767726.391 | 245228.9819 | 62564.3475 | 2482.998 | 2980.8071 | 1820365.3263 | 883085.1885 | 916938.7235 | 292890.7385 | 74724.1122 | 2965.5838 | 3560.1452 | 2174164.4919
WeekDay | Thursday | 11 | 2 | 699751.1955 | 743937.346 | 247764.5597 | 62182.4688 | 2008.6342 | 2911.8458 | 1758556.05 | 835752.1319 | 888526.1318 | 295919.1214 | 74268.013 | 2399.0245 | 3477.7809 | 2100342.2037
WeekDay | Thursday | 11 | 3 | 669478.1608 | 737212.8339 | 244299.8854 | 62160.9768 | 1723.2747 | 2901.3054 | 1717776.4371 | 799595.3473 | 880494.6695 | 291781.0665 | 74242.3439 | 2058.2037 | 3465.1919 | 2051636.8229
WeekDay | Thursday | 11 | 4 | 652118.9262 | 744982.4235 | 244541.5915 | 62154.8785 | 2842.4768 | 2989.7776 | 1709630.0741 | 778862.239 | 889774.3265 | 292069.7495 | 74235.0604 | 3394.9296 | 3570.8593 | 2041907.1643
WeekDay | Thursday | 11 | 5 | 657196.8499 | 769549.6378 | 253952.8097 | 62150.2771 | 3439.1375 | 3226.7127 | 1749515.4247 | 784927.0883 | 919116.3296 | 303310.0957 | 74229.5647 | 4107.5549 | 3853.8441 | 2089544.4774
WeekDay | Thursday | 11 | 6 | 672593.3836 | 788363.0724 | 261028.9606 | 234.1599 | 3642.9657 | 3369.4569 | 1729231.9991 | 803316.0328 | 941586.2707 | 311761.54 | 279.6703 | 4350.9984 | 4024.3315 | 2065318.8436
WeekDay | Thursday | 11 | 7 | 664284.8316 | 875923.6594 | 270467.3924 | 202.7572 | 3242.7212 | 3343.7786 | 1817465.1406 | 793392.6628 | 1046164.7947 | 323034.3889 | 242.1644 | 3872.964 | 3993.6625 | 2170700.6373
WeekDay | Thursday | 11 | 8 | 664721.26 | 1015045.4251 | 277757.3207 | 185.1667 | 2898.0663 | 3129.0457 | 1963736.2845 | 793913.9137 | 1212325.7288 | 331741.1595 | 221.155 | 3461.3232 | 3737.1949 | 2345400.4752
WeekDay | Thursday | 11 | 9 | 660929.4196 | 1101884.6688 | 287176.8842 | 192.9031 | 3598.4941 | 2885.4948 | 2056667.8645 | 789385.1058 | 1316042.7122 | 342991.4729 | 230.395 | 4297.8835 | 3446.3084 | 2456393.8776
WeekDay | Thursday | 11 | 10 | 667681.2734 | 1160445.4978 | 292811.0039 | 196.8384 | 3465.0792 | 2801.3958 | 2127401.0885 | 797449.2238 | 1385985.1974 | 349720.6183 | 235.0952 | 4138.5387 | 3345.8642 | 2540874.5375
WeekDay | Thursday | 11 | 11 | 625270.9255 | 1263586.8865 | 294161.4669 | 200.6022 | 3880.1476 | 2546.4074 | 2189646.4361 | 746796.1647 | 1509172.7476 | 351333.5521 | 239.5904 | 4634.278 | 3041.3173 | 2615217.6502
WeekDay | Thursday | 11 | 12 | 621943.8956 | 1252408.2141 | 301143.5952 | 212.7266 | 4143.2712 | 2473.4094 | 2182325.1121 | 742822.5061 | 1495821.4316 | 359672.6998 | 254.0713 | 4948.5414 | 2954.1317 | 2606473.3819
WeekDay | Thursday | 11 | 13 | 616152.8029 | 1266671.8751 | 301923.3553 | 209.0633 | 4113.6235 | 2564.4607 | 2191635.1807 | 735905.879 | 1512857.3226 | 360604.0111 | 249.696 | 4913.1314 | 3062.8793 | 2617592.9195
WeekDay | Thursday | 11 | 14 | 617371.9481 | 1259318.3935 | 301901.0294 | 187.1829 | 4358.2173 | 3287.6004 | 2186424.3718 | 737361.9726 | 1504074.6468 | 360577.3461 | 223.5631 | 5205.2636 | 3926.5658 | 2611369.3579
WeekDay | Thursday | 11 | 15 | 645557.9504 | 1214063.2169 | 296938.7965 | 196.4964 | 4654.6947 | 3731.7556 | 2165142.9104 | 771026.0973 | 1450023.849 | 354650.6728 | 234.6866 | 5559.3631 | 4457.0452 | 2585951.714
WeekDay | Thursday | 11 | 16 | 678784.3029 | 1145515.1589 | 284830.9804 | 205.2103 | 4291.5099 | 3706.0774 | 2117333.2398 | 810710.1952 | 1368153.0555 | 340189.6283 | 245.0942 | 5125.5912 | 4426.3762 | 2528849.9407
WeekDay | Thursday | 11 | 17 | 754742.4039 | 1078508.4106 | 271000.1838 | 62123.1824 | 3654.0836 | 3658.9819 | 2173687.2462 | 901431.219 | 1288123.1348 | 323670.7316 | 74197.2039 | 4364.2771 | 4370.1275 | 2596156.6938
WeekDay | Thursday | 11 | 18 | 873566.1524 | 1042249.944 | 264042.9061 | 62372.9154 | 2197.6385 | 3639.8073 | 2248069.3638 | 1043349.0918 | 1244817.6129 | 315361.2643 | 74495.4741 | 2624.763 | 4347.2262 | 2684995.4322
WeekDay | Thursday | 11 | 19 | 898226.731 | 1017224.1131 | 257991.999 | 63253.0918 | 1523.1525 | 3513.9951 | 2241733.0825 | 1072802.605 | 1214927.8582 | 308134.3263 | 75546.7181 | 1819.1865 | 4196.9616 | 2677427.6557
WeekDay | Thursday | 11 | 20 | 912131.5712 | 963815.8677 | 251905.8145 | 63259.2499 | 1371.2078 | 3321.3522 | 2195805.0634 | 1089409.9362 | 1151139.3927 | 300865.2545 | 75554.0731 | 1637.7105 | 3966.8774 | 2622573.2444
WeekDay | Thursday | 11 | 21 | 941450.8728 | 916763.904 | 245537.8069 | 63252.0543 | 1589.8599 | 3188.1393 | 2171782.6372 | 1124427.6239 | 1094942.5913 | 293259.5855 | 75545.479 | 1898.8589 | 3807.7737 | 2593881.9124
WeekDay | Thursday | 11 | 22 | 970145.744 | 869898.254 | 242140.0384 | 62243.8359 | 1419.3854 | 3092.3785 | 2148939.6362 | 1158699.5193 | 1038968.3148 | 289201.44 | 74341.3071 | 1695.2517 | 3693.4012 | 2566599.2341
WeekDay | Thursday | 11 | 23 | 928725.353 | 835723.9339 | 239556.4274 | 62191.2675 | 1663.9792 | 2914.8734 | 2070775.8345 | 1109228.8213 | 998152.006 | 286115.6883 | 74278.5217 | 1987.3838 | 3481.3969 | 2473243.8181
WeekDay | Friday | 11 | 0 | 868395.6802 | 755976.7947 | 236312.4088 | 62183.3426 | 2605.2949 | 2891.9985 | 1928365.5196 | 1037173.7065 | 902905.5212 | 282241.1747 | 74269.0566 | 3111.6499 | 3454.0761 | 2303155.1851
WeekDay | Friday | 11 | 1 | 805652.8048 | 738128.3116 | 236307.0427 | 62138.7567 | 3390.9599 | 2906.4635 | 1848524.3393 | 962236.3686 | 881588.076 | 282234.7657 | 74215.8052 | 4050.0138 | 3471.3525 | 2207796.3817
WeekDay | Friday | 11 | 2 | 758048.023 | 717801.2655 | 234188.114 | 62132.7961 | 3068.5408 | 2837.0538 | 1778075.7932 | 905379.3055 | 857310.3438 | 279704.0102 | 74208.6861 | 3664.9305 | 3388.4525 | 2123655.7287
WeekDay | Friday | 11 | 3 | 723044.16 | 708197.2359 | 231252.1404 | 62135.1081 | 2193.9325 | 2814.9637 | 1729637.5407 | 863572.227 | 845839.7122 | 276197.4122 | 74211.4474 | 2620.3368 | 3362.0692 | 2065803.2047
WeekDay | Friday | 11 | 4 | 709067.3496 | 709387.0785 | 230569.1169 | 62130.9503 | 2030.87 | 2888.2981 | 1716073.6633 | 846878.9377 | 847260.8079 | 275381.6388 | 74206.4816 | 2425.582 | 3449.6566 | 2049603.1046
WeekDay | Friday | 11 | 5 | 709161.5784 | 723774.5005 | 230401.1589 | 62132.2181 | 2549.7054 | 3066.476 | 1731085.6373 | 846991.4805 | 864444.5136 | 275181.0372 | 74207.9958 | 3045.2562 | 3662.4644 | 2067532.7478
WeekDay | Friday | 11 | 6 | 732231.9736 | 742342.5001 | 224595.8892 | 223.6148 | 3442.8434 | 3180.4022 | 1706017.2232 | 874545.7485 | 886621.3178 | 268247.4777 | 267.0757 | 4111.9812 | 3798.5329 | 2037592.1337
WeekDay | Friday | 11 | 7 | 793935.304 | 792993.2163 | 226619.202 | 183.8087 | 2286.5817 | 2928.7778 | 1818946.8905 | 948241.4996 | 947116.3114 | 270664.0338 | 219.533 | 2730.9929 | 3498.0037 | 2172470.3744
WeekDay | Friday | 11 | 8 | 857671.3171 | 861895.9066 | 232149.9076 | 148.4346 | 1745.5105 | 2478.6796 | 1956089.756 | 1024364.9977 | 1029410.6621 | 277269.6659 | 177.2837 | 2084.7612 | 2960.4262 | 2336267.7968
WeekDay | Friday | 11 | 9 | 906233.3926 | 900024.7115 | 236162.1073 | 140.5944 | 1990.1043 | 2554.4809 | 2047105.391 | 1082365.4104 | 1074950.0341 | 282061.6612 | 167.9197 | 2376.8933 | 3050.9599 | 2444972.8788
WeekDay | Friday | 11 | 10 | 944339.2642 | 934577.2683 | 238288.9304 | 139.4519 | 2071.6356 | 2353.2038 | 2121769.7542 | 1127877.3919 | 1116218.0922 | 284601.8455 | 166.5552 | 2474.2707 | 2810.5634 | 2534148.7189
WeekDay | Friday | 11 | 11 | 945603.8713 | 943594.7355 | 239243.6608 | 149.9337 | 2694.2381 | 2220.7758 | 2133507.2152 | 1129387.7831 | 1126988.1595 | 285742.1336 | 179.0743 | 3217.8798 | 2652.3972 | 2548167.4275
WeekDay | Friday | 11 | 12 | 917503.9286 | 951167.2666 | 240856.1515 | 160.5465 | 3405.7838 | 2099.7853 | 2115193.4624 | 1095826.4443 | 1136032.4584 | 287668.0218 | 191.7497 | 4067.7187 | 2507.8915 | 2526294.2844
WeekDay | Friday | 11 | 13 | 841131.5349 | 949216.4817 | 242952.919 | 180.5281 | 3806.0282 | 2121.4268 | 2039408.9187 | 1004610.6074 | 1133702.5266 | 290172.3088 | 215.6148 | 4545.7531 | 2533.7391 | 2435780.5499
WeekDay | Friday | 11 | 14 | 749986.7773 | 951923.1203 | 243563.6195 | 176.455 | 3227.8974 | 2354.8858 | 1951232.7552 | 895751.3072 | 1136935.2169 | 290901.7028 | 210.7501 | 3855.259 | 2812.5723 | 2330466.8083
WeekDay | Friday | 11 | 15 | 698941.4358 | 937282.9088 | 240858.3084 | 167.1077 | 2831.3589 | 2809.245 | 1882890.3646 | 834784.9905 | 1119449.5906 | 287670.5979 | 199.5861 | 3381.6508 | 3355.239 | 2248841.6549
WeekDay | Friday | 11 | 16 | 659506.0741 | 924850.8116 | 236129.6101 | 148.5994 | 3161.1899 | 3243.1961 | 1827039.4813 | 787685.1244 | 1104601.2391 | 282022.848 | 177.4806 | 3775.5866 | 3873.5312 | 2182135.8098
WeekDay | Friday | 11 | 17 | 669373.3569 | 900580.8746 | 230732.0369 | 62061.9125 | 2579.3531 | 3472.9548 | 1868800.4889 | 799470.1742 | 1075614.2909 | 275576.2234 | 74124.0258 | 3080.6662 | 4147.9448 | 2232013.3253
WeekDay | Friday | 11 | 18 | 756732.7816 | 910061.6507 | 228638.8415 | 62081.8432 | 1308.2064 | 3490.7838 | 1962314.1071 | 903808.4388 | 1086937.714 | 273076.2026 | 74147.8302 | 1562.4643 | 4169.239 | 2343701.8888
WeekDay | Friday | 11 | 19 | 935892.1418 | 969732.3374 | 225054.3972 | 62156.5707 | 1641.7434 | 3377.9789 | 2197855.1694 | 1117788.5194 | 1158205.7646 | 268795.0995 | 74237.0815 | 1960.8263 | 4034.5098 | 2625021.8011
WeekDay | Friday | 11 | 20 | 998861.4844 | 933399.3243 | 222422.4455 | 62165.8334 | 1801.1 | 3171.0952 | 2221821.2829 | 1192996.34 | 1114811.2076 | 265651.6119 | 74248.1443 | 2151.1548 | 3787.417 | 2653645.8757
WeekDay | Friday | 11 | 21 | 1041089.4002 | 895645.6681 | 219059.9416 | 62161.2342 | 1345.2661 | 3078.0256 | 2222379.5357 | 1243431.5102 | 1069719.8967 | 261635.5847 | 74242.6513 | 1606.7268 | 3676.2587 | 2654312.6285
WeekDay | Friday | 11 | 22 | 1035165.8407 | 840231.5286 | 216672.939 | 62163.9436 | 1256.3228 | 3062.6635 | 2158553.2383 | 1236356.6706 | 1003535.6794 | 258784.6536 | 74245.8873 | 1500.4969 | 3657.9109 | 2578081.2987
WeekDay | Friday | 11 | 23 | 980233.4353 | 803480.1645 | 211994.5832 | 62175.5487 | 1708.4508 | 2967.6876 | 2062559.8701 | 1170747.8153 | 959641.4622 | 253197.0306 | 74259.7479 | 2040.4987 | 3544.4759 | 2463431.0306
Saturday | Saturday | 11 | 0 | 899080.4914 | 780981.761 | 210507.7797 | 62182.6133 | 2353.2891 | 3009.625 | 1958115.5596 | 1073822.2991 | 932770.356 | 251421.2578 | 74268.1856 | 2810.6653 | 3594.5641 | 2338687.3278
Saturday | Saturday | 11 | 1 | 833615.0547 | 763281.8974 | 208966.9322 | 62181.2 | 3024.0692 | 2985.7409 | 1874054.8943 | 995633.2532 | 911630.4154 | 249580.9371 | 74266.4975 | 3611.8155 | 3566.0379 | 2238288.9567
Saturday | Saturday | 11 | 2 | 792820.2379 | 746124.5087 | 210767.8806 | 62171.838 | 3050.0109 | 3021.0625 | 1817955.5387 | 946909.7135 | 891138.383 | 251731.9109 | 74255.316 | 3642.7993 | 3608.2245 | 2171286.3472
Saturday | Saturday | 11 | 3 | 761050.9142 | 734873.3179 | 212263.9706 | 62166.6902 | 2460.7622 | 3020.8382 | 1775836.4933 | 908965.8269 | 877700.4543 | 253518.7751 | 74249.1677 | 2939.0264 | 3607.9567 | 2120981.2071
Saturday | Saturday | 11 | 4 | 707873.7981 | 720339.5345 | 214690.2659 | 62167.7469 | 2890.6543 | 3055.7113 | 1711017.7109 | 845453.4122 | 860341.9409 | 256416.6357 | 74250.4297 | 3452.4707 | 3649.6075 | 2043564.4968
Saturday | Saturday | 11 | 5 | 731975.5971 | 745821.1992 | 219244.5562 | 62169.4379 | 3402.0778 | 3239.8322 | 1765852.7004 | 874239.5437 | 890776.1234 | 261856.0803 | 74252.4495 | 4063.2925 | 3869.5134 | 2109057.0028
Saturday | Saturday | 11 | 6 | 761469.5509 | 787377.3229 | 225464.3461 | 266.1597 | 3957.9729 | 3341.1996 | 1781876.552 | 909465.8283 | 940408.9346 | 269284.7245 | 317.8894 | 4727.2292 | 3990.5822 | 2128195.1882
Saturday | Saturday | 11 | 7 | 641104.2174 | 900629.019 | 231235.8227 | 213.5473 | 3298.3107 | 3274.1446 | 1779755.0618 | 765706.754 | 1075671.7925 | 276177.9231 | 255.0515 | 3939.3576 | 3910.4947 | 2125661.3734
Saturday | Saturday | 11 | 8 | 564820.4355 | 1081042.0554 | 238915.9865 | 180.3215 | 3270.7476 | 2854.0978 | 1891083.6443 | 674596.7513 | 1291149.209 | 285350.7737 | 215.3681 | 3906.4375 | 3408.8092 | 2258627.3488
Saturday | Saturday | 11 | 9 | 554234.5796 | 1176004.0775 | 243797.8038 | 202.5439 | 3262.2934 | 2640.4862 | 1980141.7843 | 661953.4692 | 1404567.6825 | 291181.4022 | 241.9095 | 3896.3401 | 3153.6809 | 2364994.4844
Saturday | Saturday | 11 | 10 | 558090.3586 | 1217029.1401 | 244827.4432 | 214.8331 | 3665.2015 | 3255.4185 | 2027082.395 | 666558.6426 | 1453566.2176 | 292411.1583 | 256.5872 | 4377.5559 | 3888.1291 | 2421058.2907
Saturday | Saturday | 11 | 11 | 660987.6453 | 1110239.1362 | 250933.4086 | 244.2804 | 2686.8262 | 2334.4778 | 2027425.7745 | 789454.648 | 1326020.9215 | 299703.8556 | 291.7579 | 3209.0273 | 2788.1978 | 2421468.4081
Saturday | Saturday | 11 | 12 | 661884.8651 | 1125851.8031 | 253579.3109 | 270.4122 | 3179.7198 | 2029.5906 | 2046795.7018 | 790526.2481 | 1344668.006 | 302864.0052 | 322.9685 | 3797.7178 | 2424.054 | 2444602.9996
Saturday | Saturday | 11 | 13 | 663214.9435 | 1131522.0705 | 252959.9842 | 278.8474 | 3483.6091 | 2521.4019 | 2053980.8565 | 792114.8353 | 1351440.3246 | 302124.3085 | 333.0431 | 4160.6699 | 3011.4519 | 2453184.6332
Saturday | Saturday | 11 | 14 | 664180.2614 | 1128828.3203 | 253905.8977 | 304.9498 | 3554.0225 | 2520.5049 | 2053293.9566 | 793267.7687 | 1348223.0275 | 303254.0662 | 364.2187 | 4244.7685 | 3010.3805 | 2452364.2301
Saturday | Saturday | 11 | 15 | 680363.0094 | 1111577.2608 | 251733.1125 | 344.2344 | 2597.8829 | 3370.5782 | 2049986.0783 | 812595.733 | 1327619.1189 | 300658.9868 | 411.1385 | 3102.7974 | 4025.6707 | 2448413.4453
Saturday | Saturday | 11 | 16 | 710109.5872 | 1075958.044 | 239113.0978 | 639.6506 | 2086.4595 | 3452.2103 | 2031359.0494 | 848123.7406 | 1285077.0887 | 285586.1948 | 763.9707 | 2491.9757 | 4123.1686 | 2426166.1391
Saturday | Saturday | 11 | 17 | 774808.2784 | 1016820.188 | 234580.2299 | 62947.2806 | 2345.8772 | 3493.6992 | 2094995.5534 | 925397.0193 | 1214445.4278 | 280172.3363 | 75181.4707 | 2801.8128 | 4172.7211 | 2502170.7879
Saturday | Saturday | 11 | 18 | 903176.4898 | 1008364.4594 | 233916.5518 | 63268.3511 | 2553.4113 | 3568.4913 | 2214847.7547 | 1078714.3799 | 1204346.2764 | 279379.6682 | 75564.9432 | 3049.6825 | 4262.0495 | 2645316.9996
Saturday | Saturday | 11 | 19 | 915662.3093 | 982793.4816 | 233501.5807 | 63193.4272 | 2586.765 | 3441.6699 | 2201179.2337 | 1093626.8949 | 1173805.4222 | 278884.045 | 75475.4573 | 3089.5187 | 4110.5796 | 2628991.9177
Saturday | Saturday | 11 | 20 | 925024.1747 | 944108.9628 | 229049.1111 | 62848.9038 | 2001.2222 | 3230.1888 | 2166262.5635 | 1104808.2963 | 1127602.33 | 273566.2107 | 75063.9737 | 2390.1721 | 3857.9958 | 2587288.9785
Saturday | Saturday | 11 | 21 | 939241.4968 | 899031.9053 | 224797.0604 | 62836.1619 | 1397.1496 | 3179.9537 | 2130483.7277 | 1121788.8421 | 1073764.27 | 268487.7478 | 75048.7553 | 1668.6942 | 3797.9971 | 2544556.3065
Saturday | Saturday | 11 | 22 | 944485.8809 | 855721.4938 | 221541.9785 | 62457.6428 | 1300.7945 | 3087.7811 | 2088595.5715 | 1128052.5045 | 1022036.2143 | 264600.0208 | 74596.6687 | 1553.6118 | 3687.9103 | 2494526.9303
Saturday | Saturday | 11 | 23 | 914449.7916 | 828999.7076 | 218966.2729 | 62228.2841 | 1541.6823 | 3025.5478 | 2029211.2863 | 1092178.717 | 990120.885 | 261523.7109 | 74322.7328 | 1841.3177 | 3613.5815 | 2423600.945
Sunday | Sunday | 11 | 0 | 858717.6761 | 798308.0854 | 215192.3883 | 62214.3772 | 2842.4768 | 3016.2408 | 1940291.2445 | 1025614.723 | 953464.1578 | 257016.3488 | 74306.123 | 3394.9296 | 3602.4657 | 2317398.7478
Sunday | Sunday | 11 | 1 | 804157.7683 | 770633.7898 | 212958.9354 | 62181.8186 | 3064.8348 | 2972.9578 | 1855970.1047 | 960450.7626 | 920411.1932 | 254348.8106 | 74267.2364 | 3660.5042 | 3550.7704 | 2216689.2774
Sunday | Sunday | 11 | 2 | 758834.1299 | 754301.3415 | 212496.3354 | 62140.9422 | 2998.1274 | 2912.7429 | 1793683.6193 | 906318.197 | 900904.4334 | 253796.3014 | 74218.4155 | 3580.8318 | 3478.8524 | 2142297.0315
Sunday | Sunday | 11 | 3 | 802420.4096 | 735553.1267 | 210768.639 | 62137.0837 | 3138.9541 | 2917.3403 | 1816935.5534 | 958375.7376 | 878512.3881 | 251732.8166 | 74213.807 | 3749.0291 | 3484.3433 | 2170068.1216
Sunday | Sunday | 11 | 4 | 795731.8193 | 735202.0068 | 210811.0242 | 62131.9923 | 2764.6515 | 2883.14 | 1809524.6341 | 950387.1787 | 878093.0259 | 251783.4396 | 74207.7261 | 3301.9784 | 3443.496 | 2161216.8447
Sunday | Sunday | 11 | 5 | 779433.3825 | 753344.1744 | 212226.0423 | 62131.9697 | 4076.5638 | 3030.3695 | 1814242.5022 | 930921.0407 | 899761.235 | 253473.4752 | 74207.6991 | 4868.869 | 3619.3403 | 2166851.6594
Sunday | Sunday | 11 | 6 | 777604.7064 | 753470.1849 | 214067.3781 | 228.9579 | 3817.1461 | 3167.8434 | 1752356.2168 | 928736.9502 | 899911.7364 | 255672.6859 | 273.4573 | 4559.0319 | 3783.5332 | 2092937.3948
Sunday | Sunday | 11 | 7 | 784222.8404 | 784095.3763 | 219176.1608 | 213.0314 | 2464.4681 | 3036.3125 | 1793208.1895 | 936641.3591 | 936489.1216 | 261774.3919 | 254.4353 | 2943.4526 | 3626.4384 | 2141729.199
Sunday | Sunday | 11 | 8 | 776210.0582 | 870575.6098 | 225880.3368 | 184.8416 | 2575.6471 | 3013.3254 | 1878439.8188 | 927071.2435 | 1039777.3188 | 269781.5656 | 220.7667 | 3076.24 | 3598.9837 | 2243526.1182
Sunday | Sunday | 11 | 9 | 751729.45 | 957023.3645 | 227101.3951 | 197.4503 | 2875.8305 | 2970.7152 | 1941898.2055 | 897832.679 | 1143026.7249 | 271239.944 | 235.826 | 3434.7658 | 3548.0919 | 2319318.0316
Sunday | Sunday | 11 | 10 | 729612.5098 | 1000095.5651 | 229040.9007 | 216.339 | 2879.5364 | 2967.5755 | 1964812.4267 | 871417.1759 | 1194470.2719 | 273556.4045 | 258.3859 | 3439.192 | 3544.342 | 2346685.7721
Sunday | Sunday | 11 | 11 | 735699.6374 | 1026558.3594 | 230190.0592 | 210.6392 | 2975.8916 | 2846.8092 | 1998481.3961 | 878687.3741 | 1226076.2725 | 274928.909 | 251.5782 | 3554.2744 | 3400.1041 | 2386898.5122
Sunday | Sunday | 11 | 12 | 734919.2276 | 1022473.0943 | 231071.0992 | 211.1743 | 3335.3704 | 2438.8727 | 1994448.8386 | 877755.2868 | 1221197.0111 | 275981.1845 | 252.2173 | 3983.6201 | 2912.8826 | 2382082.2024
Sunday | Sunday | 11 | 13 | 736924.0525 | 1011315.5016 | 231090.3149 | 204.9936 | 4169.213 | 2675.8078 | 1986379.8834 | 880149.7618 | 1207870.8718 | 276004.1349 | 244.8354 | 4979.5251 | 3195.8675 | 2372444.9964
Sunday | Sunday | 11 | 14 | 746374.9705 | 997777.6442 | 227375.2232 | 207.6951 | 4169.213 | 3129.0457 | 1979033.7917 | 891437.5236 | 1191701.8488 | 271566.9924 | 248.0619 | 4979.5251 | 3737.1949 | 2363671.1466
Sunday | Sunday | 11 | 15 | 771021.9986 | 980547.7054 | 220638.4755 | 207.4004 | 5351.4165 | 3275.1538 | 1981042.1502 | 920874.8527 | 1171123.1657 | 263520.9164 | 247.71 | 6391.4971 | 3911.7 | 2366069.8419
Sunday | Sunday | 11 | 16 | 800018.7119 | 962518.163 | 218126.281 | 207.6172 | 5377.3583 | 3307.8964 | 1989556.0277 | 955507.2551 | 1149589.4711 | 260520.4616 | 247.9688 | 6422.4808 | 3950.8063 | 2376238.4437
Sunday | Sunday | 11 | 17 | 848819.2529 | 926116.297 | 213349.8704 | 62287.0908 | 3687.4373 | 3291.3008 | 2057551.2492 | 1013792.4806 | 1106112.6793 | 254815.7262 | 74392.9689 | 4404.1133 | 3930.9853 | 2457448.9536
Sunday | Sunday | 11 | 18 | 996488.0978 | 941979.9284 | 209839.276 | 62713.0237 | 2512.6457 | 3174.1228 | 2216707.0943 | 1190161.6711 | 1125059.5047 | 250622.8262 | 74901.6845 | 3000.9938 | 3791.033 | 2647537.7133
Sunday | Sunday | 11 | 19 | 905856.8964 | 926074.4707 | 207762.6852 | 62762.4865 | 1960.4566 | 3145.3048 | 2107562.3001 | 1081915.7399 | 1106062.7237 | 248142.6372 | 74960.7606 | 2341.4834 | 3756.6141 | 2517179.959
Sunday | Sunday | 11 | 20 | 914451.7969 | 904209.7338 | 208845.0015 | 62779.42 | 1552.8002 | 2935.8421 | 2094774.5945 | 1092181.112 | 1079948.4412 | 249435.3084 | 74980.9853 | 1854.5965 | 3506.441 | 2501906.8843
Sunday | Sunday | 11 | 21 | 933211.0998 | 877147.6343 | 208232.0626 | 62766.9151 | 1404.5615 | 2885.7191 | 2085647.9924 | 1114586.4005 | 1047626.6566 | 248703.241 | 74966.05 | 1677.5467 | 3446.5763 | 2491006.4711
Sunday | Sunday | 11 | 22 | 939151.2575 | 846239.6766 | 205802.224 | 62757.0181 | 1452.7391 | 2806.4417 | 2058209.357 | 1121681.0643 | 1010711.5478 | 245801.1484 | 74954.2294 | 1735.0879 | 3351.8908 | 2458234.9686
Sunday | Sunday | 11 | 23 | 920579.023 | 819398.8166 | 204571.8386 | 62756.0427 | 1749.2165 | 1848.6095 | 2010903.5468 | 1099499.2021 | 978654.002 | 244331.6301 | 74953.0645 | 2089.1874 | 2207.8981 | 2401734.9842
WeekDay | Monday | 11 | 0 | 873050.5031 | 792590.1108 | 202691.453 | 62741.9709 | 2653.4724 | 2621.1995 | 1936348.7097 | 1042733.2228 | 946634.8598 | 242085.78 | 74936.2578 | 3169.1911 | 3130.6457 | 2312689.9572
WeekDay | Monday | 11 | 1 | 819441.7064 | 760881.2531 | 201719.7404 | 62702.9833 | 3353.9002 | 2796.2377 | 1850895.8211 | 978705.2277 | 908763.1911 | 240925.2091 | 74889.6926 | 4005.7513 | 3339.7036 | 2210628.7756
WeekDay | Monday | 11 | 2 | 777712.6659 | 732232.6839 | 201846.5878 | 62568.4737 | 3113.0124 | 2767.1955 | 1780240.619 | 928865.8923 | 874546.5968 | 241076.71 | 74729.0403 | 3718.0454 | 3305.0169 | 2126241.3017
WeekDay | Monday | 11 | 3 | 743849.2926 | 730595.0927 | 201273.1884 | 62128.6022 | 2812.829 | 2740.0595 | 1743399.0645 | 888420.9647 | 872590.7298 | 240391.867 | 74203.6771 | 3359.5196 | 3272.6069 | 2082239.3651
WeekDay | Monday | 11 | 4 | 716754.0701 | 729057.1766 | 200024.6145 | 62120.7203 | 2290.2877 | 2739.611 | 1712986.4802 | 856059.6195 | 870753.9103 | 238900.6251 | 74194.2632 | 2735.4191 | 3272.0712 | 2045915.9085
WeekDay | Monday | 11 | 5 | 700825.5876 | 730082.1075 | 200053.1062 | 62119.6388 | 3094.4825 | 2778.1844 | 1698953.107 | 837035.3387 | 871978.0428 | 238934.6543 | 74192.9715 | 3695.9142 | 3318.1416 | 2029155.0632
WeekDay | Monday | 11 | 6 | 699808.5233 | 726232.8941 | 200697.1324 | 206.6903 | 4480.5142 | 2818.7762 | 1634244.5306 | 835820.6018 | 867380.7111 | 239703.851 | 246.8619 | 5351.3297 | 3366.6227 | 1951869.978
WeekDay | Monday | 11 | 7 | 713057.9245 | 723548.0693 | 201060.7975 | 177.4338 | 3142.6601 | 2624.7877 | 1643611.673 | 851645.1054 | 864174.0742 | 240138.1966 | 211.9191 | 3753.4554 | 3134.9313 | 1963057.682
WeekDay | Monday | 11 | 8 | 745286.2087 | 751677.4166 | 203435.0633 | 156.4531 | 2486.7039 | 2171.4377 | 1705213.2835 | 890137.1542 | 897770.5327 | 242973.9156 | 186.8608 | 2970.0101 | 2593.47 | 2036631.9433
WeekDay | Monday | 11 | 9 | 752493.6641 | 790196.2016 | 205175.5805 | 154.5735 | 2156.8729 | 1850.5157 | 1752027.4082 | 898745.4228 | 943775.6797 | 245052.7129 | 184.6158 | 2576.0743 | 2210.1748 | 2092544.6803
WeekDay | Monday | 11 | 10 | 746895.4622 | 825048.037 | 208738.876 | 154.7338 | 2549.7054 | 1628.1578 | 1785014.9722 | 892059.176 | 985401.1831 | 249308.5568 | 184.8073 | 3045.2562 | 1944.6003 | 2131943.5796
WeekDay | Monday | 11 | 11 | 722259.9769 | 851052.7906 | 208891.1223 | 145.6259 | 2872.1245 | 1999.315 | 1787220.9551 | 862635.6331 | 1016460.12 | 249490.393 | 173.9291 | 3430.3395 | 2387.8941 | 2134578.3089
WeekDay | Monday | 11 | 12 | 719330.8542 | 879458.3551 | 209288.3537 | 145.4328 | 3691.1432 | 1907.0303 | 1813821.1693 | 859137.2174 | 1050386.4802 | 249964.8288 | 173.6986 | 4408.5396 | 2277.6733 | 2166348.4378
WeekDay | Monday | 11 | 13 | 714887.6859 | 878472.7013 | 208518.5058 | 147.5834 | 4739.9319 | 2126.3606 | 1808892.7689 | 853830.4921 | 1049209.2585 | 249045.3562 | 176.2671 | 5661.1668 | 2539.6319 | 2160462.1726
WeekDay | Monday | 11 | 14 | 706195.7006 | 879343.9928 | 207457.3888 | 148.517 | 4521.2799 | 2862.9563 | 1800529.8353 | 843449.1662 | 1050249.8908 | 247778.0046 | 177.3822 | 5400.0183 | 3419.3894 | 2150473.8515
WeekDay | Monday | 11 | 15 | 709592.3428 | 876127.5039 | 206397.3615 | 145.3482 | 4406.3949 | 3377.5304 | 1800046.4816 | 847505.9666 | 1046408.2577 | 246511.9545 | 173.5975 | 5262.8048 | 4033.9741 | 2149896.5551
WeekDay | Monday | 11 | 16 | 724515.1667 | 865718.0634 | 205143.5436 | 148.4052 | 4280.392 | 3532.4969 | 1803338.0678 | 865329.1329 | 1033975.6785 | 245014.4495 | 177.2487 | 5112.3125 | 4219.0594 | 2153827.8813
WeekDay | Monday | 11 | 17 | 775084.5645 | 863651.1741 | 202717.3374 | 62074.6092 | 3839.3819 | 3408.1424 | 1910775.2095 | 925727.0032 | 1031507.0766 | 242116.6952 | 74139.1902 | 4585.5893 | 4070.5358 | 2282146.0904
WeekDay | Monday | 11 | 18 | 922024.2035 | 895980.3725 | 205084.5914 | 62129.9005 | 2794.2992 | 3382.5763 | 2091395.9434 | 1101225.2622 | 1070119.653 | 244944.0395 | 74205.2277 | 3337.3884 | 4040.0008 | 2497871.5716
WeekDay | Monday | 11 | 19 | 986801.924 | 881971.4264 | 206680.7614 | 62174.8318 | 1330.4422 | 3228.1704 | 2142187.5562 | 1178592.93 | 1053387.9823 | 246850.435 | 74258.8917 | 1589.0218 | 3855.5852 | 2558534.8459
WeekDay | Monday | 11 | 20 | 1020113.0171 | 857175.6383 | 207301.9323 | 62181.3298 | 1026.5529 | 3063.6727 | 2150862.1431 | 1218378.2384 | 1023772.9808 | 247592.3342 | 74266.6526 | 1226.0697 | 3659.1163 | 2568895.392
WeekDay | Monday | 11 | 21 | 1056461.5672 | 826173.9103 | 206629.0277 | 62190.9977 | 1056.2006 | 2984.5074 | 2155496.2109 | 1261791.3521 | 986745.8767 | 246788.6465 | 74278.1995 | 1261.4797 | 3564.5648 | 2574430.1193
WeekDay | Monday | 11 | 22 | 1033950.4743 | 810456.6462 | 205249.9165 | 62181.7102 | 1185.9095 | 2929.2263 | 2115953.8829 | 1234905.0902 | 967973.8659 | 245141.4966 | 74267.107 | 1416.3983 | 3498.5394 | 2527202.4973
WeekDay | Monday | 11 | 23 | 951681.4033 | 792081.1837 | 208539.6045 | 62170.1909 | 1534.2704 | 2875.7393 | 2018882.392 | 1136646.5207 | 946027.0196 | 249070.5556 | 74253.3488 | 1832.4652 | 3434.6569 | 2411264.5669
WeekDay | Tuesday | 11 | 0 | 867854.2873 | 764629.6548 | 202248.1361 | 62133.5976 | 2390.3488 | 2881.2338 | 1902137.2583 | 1036527.0906 | 913240.1177 | 241556.3017 | 74209.6434 | 2854.9277 | 3441.2192 | 2271829.3004
WeekDay | Tuesday | 11 | 1 | 801565.7025 | 748667.1098 | 202138.2599 | 62135.8012 | 2627.5307 | 2844.2302 | 1819978.6343 | 957354.9128 | 894175.1542 | 241425.0705 | 74212.2753 | 3138.2074 | 3397.0238 | 2173702.644
WeekDay | Tuesday | 11 | 2 | 752175.9814 | 731181.7975 | 203545.0966 | 62138.0737 | 2512.6457 | 2844.903 | 1754398.498 | 898365.9966 | 873291.4642 | 243105.3345 | 74214.9894 | 3000.9938 | 3397.8273 | 2095376.6059
WeekDay | Tuesday | 11 | 3 | 729953.2464 | 729793.3999 | 207619.2304 | 62127.1234 | 1993.8103 | 2868.3386 | 1734355.149 | 871824.1367 | 871633.223 | 247971.3012 | 74201.9108 | 2381.3196 | 3425.8178 | 2071437.7091
WeekDay | Tuesday | 11 | 4 | 717436.179 | 735601.2051 | 211243.1308 | 62124.1216 | 2053.1058 | 3015.6802 | 1731473.4225 | 856874.3005 | 878569.8107 | 252299.5288 | 74198.3257 | 2452.1395 | 3601.7961 | 2067995.9013
WeekDay | Tuesday | 11 | 5 | 742444.0289 | 768897.0195 | 221458.7623 | 62124.9898 | 2145.755 | 3260.5766 | 1800331.132 | 886742.5794 | 918336.871 | 264500.6309 | 74199.3625 | 2562.7956 | 3894.2897 | 2150236.5291
WeekDay | Tuesday | 11 | 6 | 766823.7344 | 831985.904 | 238326.465 | 236.5114 | 2838.7708 | 3557.0538 | 1843768.4394 | 915860.6302 | 993687.467 | 284646.6752 | 282.4788 | 3390.5033 | 4248.3891 | 2202116.1436
WeekDay | Tuesday | 11 | 7 | 636592.7168 | 965736.0755 | 253977.9233 | 220.9619 | 2861.0066 | 3674.5683 | 1863063.2524 | 760318.4156 | 1153432.8047 | 303340.0903 | 263.9072 | 3417.0608 | 4388.7431 | 2225161.0218
WeekDay | Tuesday | 11 | 8 | 548552.8496 | 1155372.7628 | 272212.7105 | 206.1067 | 2216.1683 | 3600.2247 | 1982160.8227 | 655167.4603 | 1379926.5452 | 325118.9203 | 246.1648 | 2646.8942 | 4299.9504 | 2367405.9353
WeekDay | Tuesday | 11 | 9 | 533395.2768 | 1265880.1207 | 280547.0176 | 235.5179 | 1638.0375 | 3102.2461 | 2084798.2166 | 637063.9202 | 1511911.6859 | 335073.0511 | 281.2923 | 1956.4001 | 3705.1867 | 2489991.5362
WeekDay | Tuesday | 11 | 10 | 535399.0545 | 1317848.9227 | 285673.9577 | 252.0236 | 1730.6866 | 3063.3363 | 2143967.9814 | 639457.1443 | 1573980.9433 | 341196.4435 | 301.0059 | 2067.0562 | 3658.7145 | 2560661.3077
WeekDay | Tuesday | 11 | 11 | 551821.0139 | 1331554.2421 | 287974.145 | 264.1367 | 2779.4753 | 3024.9871 | 2177418.0001 | 659070.8123 | 1590349.9755 | 343943.6862 | 315.4733 | 3319.6834 | 3612.9119 | 2600612.5427
WeekDay | Tuesday | 11 | 12 | 566065.4402 | 1346456.4455 | 292387.5165 | 252.9154 | 3565.1404 | 2989.4412 | 2211716.8992 | 676083.7302 | 1608148.5136 | 349214.8235 | 302.0711 | 4258.0473 | 3570.4575 | 2641577.6431
WeekDay | Tuesday | 11 | 13 | 562339.1156 | 1350572.7701 | 294776.4371 | 225.2709 | 4298.9218 | 3281.7696 | 2215494.2852 | 671633.1715 | 1613064.8712 | 352068.0456 | 269.0537 | 5134.4437 | 3919.6016 | 2646089.1873
WeekDay | Tuesday | 11 | 14 | 571573.4994 | 1347653.3708 | 293315.4838 | 218.6996 | 4172.919 | 3422.0468 | 2220356.0194 | 682662.3146 | 1609578.0687 | 350323.147 | 261.2052 | 4983.9514 | 4087.1426 | 2651895.8294
WeekDay | Tuesday | 11 | 15 | 615545.6697 | 1293741.7533 | 290017.973 | 192.0891 | 4480.5142 | 3935.0511 | 2207913.0504 | 735180.7457 | 1545188.3976 | 346384.7448 | 229.4228 | 5351.3297 | 4699.8524 | 2637034.493
WeekDay | Tuesday | 11 | 16 | 682080.5593 | 1207632.5798 | 283267.3791 | 183.7003 | 5247.6494 | 4083.514 | 2182495.3819 | 814647.0993 | 1442343.3781 | 338322.1316 | 219.4036 | 6267.5623 | 4877.1699 | 2606676.7447
WeekDay | Tuesday | 11 | 17 | 770856.0996 | 1093691.373 | 274609.1542 | 62111.0298 | 3298.3107 | 4150.1204 | 2208716.0878 | 920676.7103 | 1306256.999 | 327981.1275 | 74182.6893 | 3939.3576 | 4956.7218 | 2637993.6056
WeekDay | Tuesday | 11 | 18 | 942867.4154 | 1046599.8356 | 269433.3008 | 62717.6025 | 1726.9807 | 4033.9516 | 2327379.0866 | 1126119.4803 | 1250012.9325 | 321799.3153 | 74907.1532 | 2062.63 | 4817.9748 | 2779719.486
WeekDay | Tuesday | 11 | 19 | 1013200.9308 | 1012723.926 | 263991.7116 | 63209.987 | 1445.3272 | 3773.4688 | 2358345.3513 | 1210122.7458 | 1209553.0321 | 315300.1198 | 75495.2356 | 1726.2354 | 4506.8655 | 2816704.2342
WeekDay | Tuesday | 11 | 20 | 1056089.4495 | 962297.1668 | 258161.2589 | 63202.3601 | 1423.0914 | 3491.008 | 2344664.3349 | 1261346.9111 | 1149325.5231 | 308336.4829 | 75486.1265 | 1699.6779 | 4169.5069 | 2800364.2283
WeekDay | Tuesday | 11 | 21 | 1087952.5123 | 914286.396 | 252250.4966 | 62779.876 | 1119.2021 | 3341.3117 | 2321729.7947 | 1299402.7555 | 1091983.5644 | 301276.9277 | 74981.53 | 1336.7259 | 3990.7161 | 2772972.2196
WeekDay | Tuesday | 11 | 22 | 1066035.1079 | 860194.2267 | 247175.409 | 62722.0651 | 1119.2021 | 3169.189 | 2240415.1997 | 1273225.5692 | 1027378.2503 | 295215.4657 | 74912.4831 | 1336.7259 | 3785.1403 | 2675853.6344
WeekDay | Tuesday | 11 | 23 | 977387.7358 | 821700.4422 | 244303.7736 | 62702.8455 | 1567.6241 | 3084.305 | 2110746.7261 | 1167349.0366 | 981402.9626 | 291785.7104 | 74889.5281 | 1872.3014 | 3683.7586 | 2520983.2977
WeekDay | Wednesday | 11 | 0 | 886369.8568 | 805047.6119 | 240298.2702 | 62216.3539 | 2575.6471 | 3051.6746 | 1999559.4146 | 1058641.2747 | 961513.5527 | 287001.7128 | 74308.4839 | 3076.24 | 3644.7862 | 2388186.0502
WeekDay | Wednesday | 11 | 1 | 814853.3383 | 781006.9109 | 238710.0257 | 62148.9055 | 2779.4753 | 3044.6102 | 1902543.266 | 973225.0822 | 932800.394 | 285104.7832 | 74227.9265 | 3319.6834 | 3636.3489 | 2272314.2181
WeekDay | Wednesday | 11 | 2 | 767220.1204 | 763893.8336 | 238398.0535 | 62147.5824 | 2575.6471 | 3017.25 | 1837252.4871 | 916334.0562 | 912361.2851 | 284732.1774 | 74226.3462 | 3076.24 | 3603.671 | 2194333.7759
WeekDay | Wednesday | 11 | 3 | 759829.3882 | 748843.4868 | 236761.5769 | 62147.3352 | 2987.0095 | 3038.3308 | 1813607.1275 | 907506.8899 | 894385.8112 | 282777.6415 | 74226.051 | 3567.5531 | 3628.8491 | 2166092.7957
WeekDay | Wednesday | 11 | 4 | 745026.3554 | 754341.1618 | 237210.0079 | 62147.8511 | 2998.1274 | 3173.3379 | 1804896.8415 | 889826.7969 | 900951.993 | 283313.2277 | 74226.6671 | 3580.8318 | 3790.0955 | 2155689.6122
WeekDay | Wednesday | 11 | 5 | 770345.5485 | 786831.5122 | 244438.9475 | 62147.4255 | 2861.0066 | 3443.0155 | 1870067.456 | 920066.9305 | 939757.0423 | 291947.1562 | 74226.1588 | 3417.0608 | 4112.1867 | 2233526.5353
WeekDay | Wednesday | 11 | 6 | 802841.6 | 851910.6682 | 254600.4165 | 262.3519 | 3754.1447 | 3718.1876 | 1917087.369 | 958878.7889 | 1017484.7314 | 304083.5689 | 313.3416 | 4483.7857 | 4440.8402 | 2289685.0567
WeekDay | Wednesday | 11 | 7 | 665785.9323 | 958588.8207 | 267393.9195 | 234.5414 | 2983.3035 | 3810.2481 | 1898796.7655 | 795185.5116 | 1144896.437 | 319363.5677 | 280.126 | 3563.1269 | 4550.7932 | 2267839.5623
WeekDay | Wednesday | 11 | 8 | 570011.3828 | 1147137.4192 | 278430.9668 | 215.4325 | 2045.6938 | 3799.7077 | 2001640.6028 | 680796.591 | 1370090.6121 | 332545.7328 | 257.3032 | 2443.287 | 4538.2041 | 2390671.7302
WeekDay | Wednesday | 11 | 9 | 547886.7637 | 1259427.6141 | 286869.2836 | 253.7181 | 1986.3984 | 3635.7706 | 2100059.5483 | 654371.9165 | 1504205.095 | 342624.0883 | 303.0297 | 2372.4671 | 4342.4049 | 2508219.0014
WeekDay | Wednesday | 11 | 10 | 551373.9454 | 1314153.2486 | 292441.4855 | 238.5739 | 2201.3445 | 3615.811 | 2164024.4088 | 658536.8533 | 1569566.9922 | 349279.2817 | 284.9422 | 2629.1893 | 4318.5661 | 2584615.8248
WeekDay | Wednesday | 11 | 11 | 538338.7902 | 1330644.7819 | 294701.6005 | 258.403 | 2431.1144 | 3841.5329 | 2170216.2229 | 642968.2357 | 1589263.7562 | 351978.664 | 308.6252 | 2903.6164 | 4588.1584 | 2592011.0559
WeekDay | Wednesday | 11 | 12 | 547198.9958 | 1339131.0461 | 298147.6327 | 293.4531 | 2801.7111 | 4127.694 | 2191700.5328 | 653550.4766 | 1599399.3779 | 356094.4536 | 350.4875 | 3346.2409 | 4929.9366 | 2617670.9732
WeekDay | Wednesday | 11 | 13 | 553639.5415 | 1345429.9345 | 297249.9842 | 315.8109 | 3416.9017 | 3138.4648 | 2203190.6376 | 661242.7819 | 1606922.4938 | 355022.3417 | 377.1907 | 4080.9975 | 3748.4447 | 2631394.2504
WeekDay | Wednesday | 11 | 14 | 559504.0705 | 1341612.929 | 294738.9018 | 321.4205 | 3287.1928 | 4036.867 | 2203501.3815 | 668247.1181 | 1602363.6299 | 352023.215 | 383.8905 | 3926.0789 | 4821.4569 | 2631765.3893
WeekDay | Wednesday | 11 | 15 | 606474.2457 | 1286513.7329 | 289894.7425 | 342.427 | 3220.4854 | 3358.2437 | 2189803.8772 | 724346.2349 | 1536555.5671 | 346237.5637 | 408.9798 | 3846.4065 | 4010.9389 | 2615405.691
WeekDay | Wednesday | 11 | 16 | 672381.8224 | 1208477.5064 | 282489.8755 | 348.4983 | 3246.4272 | 4085.9809 | 2171030.1106 | 803063.3533 | 1443352.5215 | 337393.5154 | 416.231 | 3877.3902 | 4880.1163 | 2592983.1277
WeekDay | Wednesday | 11 | 17 | 756049.5688 | 1091761.5878 | 274358.1032 | 62791.4529 | 2749.8276 | 4059.0692 | 2191769.6095 | 902992.4394 | 1303952.1483 | 327681.2832 | 74995.3569 | 3284.2735 | 4847.9741 | 2617753.4754
WeekDay | Wednesday | 11 | 18 | 951532.3495 | 1055859.5757 | 266975.6572 | 62895.4991 | 1571.3301 | 3957.1411 | 2342791.5526 | 1136468.4974 | 1261072.3599 | 318864.0135 | 75119.6251 | 1876.7277 | 4726.2357 | 2798127.4593
WeekDay | Wednesday | 11 | 19 | 1027173.6289 | 1012848.8953 | 259796.2026 | 63666.346 | 1845.5716 | 3768.6471 | 2369099.2915 | 1226811.1234 | 1209702.2899 | 310289.1879 | 76040.2908 | 2204.2698 | 4501.1067 | 2829548.2686
WeekDay | Wednesday | 11 | 20 | 1081126.6542 | 965185.3199 | 256078.3713 | 63709.9238 | 1334.1482 | 3483.7195 | 2370918.1368 | 1291250.2501 | 1152775.0063 | 305848.7733 | 76092.3382 | 1593.448 | 4160.8017 | 2831720.6177
WeekDay | Wednesday | 11 | 21 | 1115986.0925 | 908711.5419 | 252221.4613 | 63642.2101 | 1345.2661 | 3285.4699 | 2345192.0417 | 1332884.8339 | 1085325.2032 | 301242.2492 | 76011.464 | 1606.7268 | 3924.0212 | 2800994.4983
WeekDay | Wednesday | 11 | 22 | 1097010.2527 | 861009.3602 | 245569.369 | 63066.5388 | 1304.5004 | 3131.2883 | 2271091.3093 | 1310220.9233 | 1028351.8099 | 293297.2819 | 75323.9074 | 1558.0381 | 3739.8734 | 2712491.834
WeekDay | Wednesday | 11 | 23 | 1009774.6508 | 823487.6191 | 241413.7208 | 62343.6826 | 1693.627 | 2977.1067 | 2141690.407 | 1206030.5472 | 983537.4884 | 288333.958 | 74460.5596 | 2022.7938 | 3555.7257 | 2557941.0727
WeekDay | Thursday | 11 | 0 | 918469.6415 | 788800.0043 | 237529.7815 | 62233.4511 | 2742.4157 | 2973.2942 | 2012748.5883 | 1096979.8493 | 942108.1229 | 283695.1514 | 74328.904 | 3275.421 | 3551.1722 | 2403938.6207
WeekDay | Thursday | 11 | 1 | 845935.2308 | 763749.5455 | 234655.0465 | 62208.429 | 3031.4811 | 2939.0939 | 1912518.8268 | 1010347.9311 | 912188.9538 | 280261.6939 | 74299.0187 | 3620.668 | 3510.3249 | 2284228.5904
WeekDay | Thursday | 11 | 2 | 796573.4627 | 744365.148 | 233987.806 | 62203.7701 | 2697.9441 | 2912.6308 | 1842740.7616 | 951392.4006 | 889037.0797 | 279464.7712 | 74293.4543 | 3222.306 | 3478.7184 | 2200888.7303
WeekDay | Thursday | 11 | 3 | 745196.5937 | 736038.4119 | 234009.459 | 62201.4761 | 1919.691 | 2928.5535 | 1782294.1852 | 890030.122 | 879091.9914 | 279490.6325 | 74290.7145 | 2292.7947 | 3497.7359 | 2128693.991
WeekDay | Thursday | 11 | 4 | 731349.335 | 744182.6034 | 235380.874 | 62197.0441 | 2268.0519 | 3059.7481 | 1778437.6564 | 873491.5637 | 888819.0565 | 281128.5904 | 74285.421 | 2708.8617 | 3654.4289 | 2124087.9222
WeekDay | Thursday | 11 | 5 | 752374.6558 | 774557.8522 | 242232.343 | 62201.9819 | 2627.5307 | 3296.571 | 1837290.9346 | 898603.2846 | 925097.9212 | 289311.6845 | 74291.3185 | 3138.2074 | 3937.2798 | 2194379.696
WeekDay | Thursday | 11 | 6 | 773099.9914 | 825334.5284 | 253264.5904 | 301.2549 | 2901.7722 | 3586.5446 | 1858488.6819 | 923356.7162 | 985743.3558 | 302488.1168 | 359.8057 | 3465.7495 | 4283.6115 | 2219697.3555
WeekDay | Thursday | 11 | 7 | 638608.7135 | 935108.4598 | 265671.0156 | 277.4396 | 2049.3998 | 3785.8033 | 1845500.8316 | 762726.2336 | 1116852.524 | 317305.8069 | 331.3617 | 2447.7132 | 4521.5974 | 2204185.2368
WeekDay | Thursday | 11 | 8 | 549493.5343 | 1119705.0973 | 274389.7127 | 255.417 | 1997.5163 | 3799.4834 | 1949640.7611 | 656290.9728 | 1337326.6502 | 327719.0362 | 305.0589 | 2385.7458 | 4537.9363 | 2328565.4002
WeekDay | Thursday | 11 | 9 | 530668.9936 | 1238596.559 | 283381.3166 | 289.0549 | 2293.9936 | 4019.2623 | 2059249.18 | 633807.7672 | 1479325.3966 | 338458.2134 | 345.2345 | 2739.8454 | 4800.4305 | 2459476.8876
WeekDay | Thursday | 11 | 10 | 530103.0287 | 1297872.9229 | 288279.3562 | 279.2797 | 2634.9426 | 3988.7623 | 2123158.2926 | 633131.8035 | 1550122.4855 | 344308.2171 | 333.5595 | 3147.0599 | 4764.0028 | 2535807.1282
WeekDay | Thursday | 11 | 11 | 548000.9236 | 1317592.4104 | 291204.1527 | 284.2119 | 2853.5947 | 4005.8064 | 2163941.0998 | 654508.264 | 1573674.5763 | 347801.4658 | 339.4502 | 3408.2083 | 4784.3595 | 2584516.3241
WeekDay | Thursday | 11 | 12 | 554905.7193 | 1327735.9317 | 295420.139 | 300.6814 | 4158.0951 | 3987.9774 | 2186508.544 | 662755.0491 | 1585789.5531 | 352836.8548 | 359.1207 | 4966.2464 | 4763.0653 | 2611469.8895
WeekDay | Thursday | 11 | 13 | 553357.3523 | 1340876.6587 | 295284.6848 | 295.2401 | 4502.75 | 4138.4587 | 2198455.1446 | 660905.7474 | 1601484.261 | 352675.0743 | 352.6219 | 5377.8871 | 4942.7935 | 2625738.3852
WeekDay | Thursday | 11 | 14 | 558066.3693 | 1324338.1418 | 292524.1686 | 307.4808 | 4458.2784 | 3953.5529 | 2183647.9919 | 666529.9909 | 1581731.3819 | 349378.0349 | 367.2416 | 5324.7722 | 4721.9501 | 2608053.3716
WeekDay | Thursday | 11 | 15 | 600658.1897 | 1275486.064 | 288351.387 | 275.5848 | 4643.5768 | 3919.9132 | 2173334.7156 | 717399.7927 | 1523384.6032 | 344394.2475 | 329.1465 | 5546.0844 | 4681.7724 | 2595735.6468
WeekDay | Thursday | 11 | 16 | 664826.4364 | 1202960.0581 | 282075.0256 | 226.8864 | 4202.5667 | 3626.9121 | 2157917.8854 | 794039.5318 | 1436762.7233 | 336898.0368 | 270.9831 | 5019.3613 | 4331.8247 | 2577322.461
WeekDay | Thursday | 11 | 17 | 743123.6652 | 1095052.5416 | 274393.3701 | 62129.3089 | 3591.0821 | 3718.0755 | 2182008.0435 | 887554.3072 | 1307882.7191 | 327723.4045 | 74204.5212 | 4289.031 | 4440.7063 | 2606094.6892
WeekDay | Thursday | 11 | 18 | 931875.3989 | 1052785.807 | 271084.5508 | 62655.2082 | 2338.4652 | 3696.0976 | 2324435.5278 | 1112991.0979 | 1257401.1854 | 323771.4959 | 74832.6322 | 2792.9603 | 4414.4569 | 2776203.8286
WeekDay | Thursday | 11 | 19 | 1023157.0411 | 1014476.8735 | 264846.8353 | 62845.8252 | 2201.3445 | 3508.3885 | 2371036.3081 | 1222013.8871 | 1211646.6757 | 316321.442 | 75060.2968 | 2629.1893 | 4190.2653 | 2831861.7563
WeekDay | Thursday | 11 | 20 | 1063073.5089 | 968291.6582 | 259722.9648 | 62893.0629 | 1671.3912 | 3304.0839 | 2358956.67 | 1269688.3653 | 1156485.0806 | 310201.716 | 75116.7155 | 1996.2363 | 3946.2528 | 2817434.3664
WeekDay | Thursday | 11 | 21 | 1088767.7706 | 917954.5287 | 252726.2313 | 62755.3326 | 1682.5091 | 3178.6081 | 2327064.9803 | 1300376.4643 | 1096364.6212 | 301845.1244 | 74952.2164 | 2009.515 | 3796.39 | 2779344.3313
WeekDay | Thursday | 11 | 22 | 1057252.8286 | 860304.7361 | 246270.4113 | 62737.3594 | 1715.8628 | 3040.5735 | 2231321.7716 | 1262736.4 | 1027510.2378 | 294134.5762 | 74930.75 | 2049.3512 | 3631.5276 | 2664992.8428
WeekDay | Thursday | 11 | 23 | 960616.7135 | 824655.5655 | 245780.7389 | 62688.0039 | 1815.9239 | 2987.4229 | 2098544.3686 | 1147318.4633 | 984932.4323 | 293549.7329 | 74871.8019 | 2168.8598 | 3568.0468 | 2506409.3371
WeekDay | Friday | 12 | 0 | 780856.5816 | 713175.2866 | 247449.28 | 59741.6734 | 2423.6045 | 5857.6428 | 1809504.0688 | 932620.8473 | 851785.2775 | 295542.5652 | 71352.834 | 2894.6469 | 6996.1116 | 2161192.2824
WeekDay | Friday | 12 | 1 | 726703.5019 | 699064.5764 | 244436.1024 | 59644.9863 | 2931.3015 | 5873.7427 | 1738654.211 | 867942.7844 | 834932.0642 | 291943.758 | 71237.3552 | 3501.0179 | 7015.3406 | 2076572.3202
WeekDay | Friday | 12 | 2 | 683921.4211 | 680831.1435 | 243613.0556 | 59643.5574 | 3009.1236 | 5790.5221 | 1676808.8233 | 816845.7438 | 813154.8518 | 290960.7471 | 71235.6486 | 3593.9653 | 6915.9455 | 2002706.9021
WeekDay | Friday | 12 | 3 | 673598.6113 | 667775.8283 | 243451.1863 | 59644.1018 | 2438.4278 | 5837.9147 | 1652746.0702 | 804516.6326 | 797562.156 | 290767.4175 | 71236.2988 | 2912.3512 | 6972.5493 | 1973967.4054
WeekDay | Friday | 12 | 4 | 662102.9153 | 669567.0264 | 245499.1454 | 59630.9925 | 2727.4815 | 6106.1708 | 1645633.7319 | 790786.6776 | 799701.4845 | 293213.41 | 71220.6416 | 3257.5843 | 7292.9426 | 1965472.7405
WeekDay | Friday | 12 | 5 | 682531.592 | 697238.109 | 251059.1381 | 59625.3104 | 3272.2366 | 6569.4398 | 1700295.8259 | 815185.793 | 832750.6117 | 299854.0214 | 71213.8551 | 3908.2159 | 7846.2507 | 2030758.7477
WeekDay | Friday | 12 | 6 | 705822.7256 | 747170.9311 | 258223.6342 | 203.598 | 3446.4101 | 7191.8937 | 1722059.1927 | 843003.7012 | 892388.184 | 308410.9812 | 243.1685 | 4116.241 | 8589.6824 | 2056751.9583
WeekDay | Friday | 12 | 7 | 588657.4909 | 863260.6107 | 266974.3041 | 204.3535 | 2297.6067 | 7808.4519 | 1729202.8179 | 703066.6845 | 1031040.6049 | 318862.3975 | 244.0709 | 2744.1607 | 9326.0724 | 2065283.9909
WeekDay | Friday | 12 | 8 | 503591.7823 | 1042563.8014 | 277648.4912 | 203.6267 | 1838.0854 | 8111.6289 | 1833957.4157 | 601467.9337 | 1245192.4703 | 331611.1783 | 243.2028 | 2195.3285 | 9688.1737 | 2190398.2873
WeekDay | Friday | 12 | 9 | 480247.1034 | 1138407.2806 | 284931.9474 | 210.9096 | 1927.025 | 7887.8176 | 1913612.0836 | 573586.0734 | 1359663.7175 | 340310.2189 | 251.9012 | 2301.5541 | 9420.8633 | 2285534.3283
WeekDay | Friday | 12 | 10 | 482306.3542 | 1191093.0203 | 289171.4397 | 218.3349 | 2727.4815 | 6371.2523 | 1971887.883 | 576045.5522 | 1422589.2539 | 345373.6826 | 260.7696 | 3257.5843 | 7609.5442 | 2355136.3867
WeekDay | Friday | 12 | 11 | 495263.746 | 1214702.0234 | 294103.2572 | 222.9158 | 2071.5519 | 5636.0991 | 2011999.5933 | 591521.2925 | 1450786.8115 | 351264.029 | 266.2408 | 2474.1707 | 6731.5095 | 2403044.054
WeekDay | Friday | 12 | 12 | 501962.0119 | 1216602.3463 | 297066.2653 | 227.7803 | 2505.1325 | 6640.4154 | 2025003.9517 | 599521.4074 | 1453056.4739 | 354802.9159 | 272.0508 | 2992.0203 | 7931.0209 | 2418575.8892
WeekDay | Friday | 12 | 13 | 497514.803 | 1210318.7293 | 295060.2891 | 216.2508 | 3153.6505 | 6022.7234 | 2012286.4461 | 594209.8563 | 1445551.5973 | 352407.0659 | 258.2804 | 3766.5818 | 7193.2767 | 2403386.6584
WeekDay | Friday | 12 | 14 | 510563.9101 | 1207375.8184 | 290710.7887 | 201.9724 | 3427.881 | 7330.6703 | 2019611.0408 | 609795.1373 | 1442036.7136 | 347212.2134 | 241.2269 | 4094.1107 | 8755.431 | 2412134.833
WeekDay | Friday | 12 | 15 | 551812.1586 | 1153788.6832 | 288264.7722 | 221.6683 | 4265.3957 | 7994.6212 | 2006347.2991 | 659060.2359 | 1378034.5901 | 344290.7986 | 264.7509 | 5094.4015 | 9548.4248 | 2396293.2018
WeekDay | Friday | 12 | 16 | 605669.8478 | 1085755.0312 | 279078.4751 | 218.6329 | 4061.5757 | 7894.1668 | 1982677.7296 | 723385.4974 | 1296778.1806 | 333319.0884 | 261.1256 | 4850.9679 | 9428.4466 | 2368023.3063
WeekDay | Friday | 12 | 17 | 674692.0132 | 988362.1913 | 271029.219 | 59785.9939 | 3490.8799 | 7751.9888 | 2005112.2861 | 805822.5439 | 1180456.4449 | 323705.41 | 71405.7685 | 4169.3538 | 9258.6354 | 2394818.1564
WeekDay | Friday | 12 | 18 | 842998.624 | 956763.2297 | 268561.1093 | 60098.7474 | 2208.6671 | 7575.3435 | 2138205.721 | 1006840.5767 | 1142716.0313 | 320757.608 | 71779.3076 | 2637.9351 | 9047.6579 | 2553779.1166
WeekDay | Friday | 12 | 19 | 905169.9735 | 931285.2263 | 263537.377 | 60627.1318 | 1582.384 | 7099.8295 | 2169301.9221 | 1081095.3093 | 1112286.2217 | 314757.4825 | 72410.3867 | 1889.93 | 8479.7249 | 2590919.0551
WeekDay | Friday | 12 | 20 | 949706.6607 | 886553.6308 | 258033.63 | 60649.8059 | 1152.5092 | 6699.146 | 2162795.3827 | 1134287.9749 | 1058860.7663 | 308184.0485 | 72437.4677 | 1376.5064 | 8001.1662 | 2583147.9299
WeekDay | Friday | 12 | 21 | 980781.571 | 848137.3524 | 255678.9264 | 60635.5132 | 1108.0394 | 6372.1593 | 2152713.5617 | 1171402.4845 | 1012978.0485 | 305371.6938 | 72420.3971 | 1323.3936 | 7610.6276 | 2571106.6451
WeekDay | Friday | 12 | 22 | 966816.892 | 803750.8795 | 253021.7013 | 60428.3009 | 1096.9219 | 6065.8077 | 2091180.5032 | 1154723.6845 | 959964.7924 | 302198.0207 | 72172.9118 | 1310.1154 | 7244.7346 | 2497614.2594
WeekDay | Friday | 12 | 23 | 897684.472 | 770084.9277 | 247084.5363 | 60040.7054 | 1304.4477 | 5890.0693 | 1982089.1584 | 1072154.9547 | 919755.6564 | 295106.9313 | 71709.9847 | 1557.9751 | 7034.8404 | 2367320.3426
Saturday | Saturday | 12 | 0 | 814447.9034 | 742122.7893 | 244345.1492 | 59705.377 | 1519.3851 | 5897.0989 | 1868037.7029 | 972740.8485 | 886358.9049 | 291835.1275 | 71309.4833 | 1814.6869 | 7043.2362 | 2231102.2873
Saturday | Saturday | 12 | 1 | 753241.1103 | 725391.4803 | 241818.1876 | 59639.8772 | 1867.7319 | 5785.9869 | 1787744.3742 | 899638.1397 | 866375.7634 | 288817.0355 | 71231.2532 | 2230.7371 | 6910.5289 | 2135203.4577
Saturday | Saturday | 12 | 2 | 710801.6248 | 705208.2424 | 240741.4166 | 59631.494 | 2234.6078 | 5708.2085 | 1724325.5941 | 848950.2799 | 842269.7894 | 287530.9874 | 71221.2405 | 2668.9175 | 6817.6338 | 2059458.8487
Saturday | Saturday | 12 | 3 | 709977.2609 | 695642.7635 | 238319.3868 | 59642.4666 | 2479.1918 | 5740.4083 | 1711801.4779 | 847965.6959 | 830845.201 | 284638.2213 | 71234.3458 | 2961.0379 | 6856.0918 | 2044500.5937
Saturday | Saturday | 12 | 4 | 694024.8909 | 695071.3663 | 239499.0435 | 59627.7976 | 2649.6593 | 5876.0103 | 1696748.7679 | 828912.885 | 830162.7493 | 286047.1514 | 71216.8257 | 3164.6369 | 7018.0489 | 2026522.2972
Saturday | Saturday | 12 | 5 | 716103.323 | 720641.1235 | 246550.7662 | 59614.4437 | 3316.7065 | 6479.8699 | 1752706.2328 | 855282.3957 | 860702.1456 | 294469.4197 | 71200.8765 | 3961.3287 | 7739.2724 | 2093355.4386
Saturday | Saturday | 12 | 6 | 745580.2596 | 765102.5317 | 257212.2471 | 202.0765 | 3639.1126 | 6999.3752 | 1778735.6026 | 890488.3558 | 913804.9012 | 307203.0248 | 241.3513 | 4346.3964 | 8359.7467 | 2124443.7761
Saturday | Saturday | 12 | 7 | 630849.8926 | 880519.625 | 265270.289 | 187.4896 | 2975.7713 | 7377.1559 | 1787180.2235 | 753459.4383 | 1051654.0144 | 316827.1966 | 223.9293 | 3554.1307 | 8810.9514 | 2134529.6608
Saturday | Saturday | 12 | 8 | 549906.3207 | 1058314.569 | 278017.6161 | 211.4388 | 2234.6078 | 7129.5349 | 1895814.0873 | 656783.9868 | 1264004.4962 | 332052.0449 | 252.5332 | 2668.9175 | 8515.2038 | 2264277.1824
Saturday | Saturday | 12 | 9 | 524377.8848 | 1153753.1529 | 288194.4005 | 231.8979 | 1767.6748 | 7153.7982 | 1975478.8091 | 626293.9428 | 1377992.1542 | 344206.7498 | 276.9687 | 2111.2333 | 8544.1827 | 2359425.2314
Saturday | Saturday | 12 | 10 | 526061.8001 | 1201780.7419 | 291069.858 | 261.7919 | 1993.7297 | 6229.301 | 2027397.2227 | 628305.1373 | 1435354.1997 | 347641.07 | 312.6728 | 2381.2233 | 7440.0039 | 2421434.3071
Saturday | Saturday | 12 | 11 | 502891.2516 | 1216058.0215 | 289413.1249 | 280.6226 | 1815.8505 | 5787.3474 | 2016246.2185 | 600631.2507 | 1452406.3561 | 345662.3408 | 335.1633 | 2168.7721 | 6912.1539 | 2408116.0368
Saturday | Saturday | 12 | 12 | 505811.3007 | 1218500.0497 | 290024.7181 | 286.4356 | 3094.3574 | 5887.1215 | 2023603.983 | 604118.8292 | 1455323.0075 | 346392.8008 | 342.1061 | 3695.7648 | 7031.3196 | 2416903.8279
Saturday | Saturday | 12 | 13 | 506438.0216 | 1219838.0364 | 290854.904 | 292.6659 | 3854.05 | 6196.421 | 2027474.0988 | 604867.3571 | 1456921.0401 | 347384.3384 | 349.5474 | 4603.1082 | 7400.7334 | 2421526.1245
Saturday | Saturday | 12 | 14 | 509444.0321 | 1209877.4887 | 284984.2826 | 294.0643 | 3865.1674 | 6849.2606 | 2015314.2957 | 608457.6042 | 1445024.5988 | 340372.7258 | 351.2175 | 4616.3864 | 8180.4564 | 2407002.9891
Saturday | Saturday | 12 | 15 | 542846.3457 | 1168517.6502 | 282222.1325 | 286.064 | 4469.2156 | 7382.1446 | 2005723.5527 | 648351.8624 | 1395626.2221 | 337073.7348 | 341.6623 | 5337.8351 | 8816.9097 | 2395548.2264
Saturday | Saturday | 12 | 16 | 593931.9152 | 1096919.9699 | 274642.0387 | 439.3136 | 4506.2738 | 7961.0608 | 1978400.572 | 709366.2255 | 1310113.0936 | 328020.4033 | 524.6969 | 5382.0957 | 9508.3418 | 2362914.8569
Saturday | Saturday | 12 | 17 | 660902.2097 | 1005969.0276 | 263017.6166 | 60146.0909 | 3320.4123 | 7986.9113 | 2001342.2684 | 789352.6075 | 1201485.2778 | 314136.7035 | 71835.8526 | 3965.7548 | 9539.2165 | 2390315.4127
Saturday | Saturday | 12 | 18 | 807098.0037 | 972118.1862 | 260644.6001 | 60463.1942 | 2645.9535 | 7902.7837 | 2110872.7214 | 963962.4507 | 1161055.3177 | 311302.4767 | 72214.5868 | 3160.2108 | 9438.7382 | 2521133.7809
Saturday | Saturday | 12 | 19 | 837234.1046 | 950331.4682 | 258702.59 | 60655.0487 | 1930.7308 | 7617.5207 | 2116471.4629 | 999955.6876 | 1135034.2175 | 308983.025 | 72443.7294 | 2305.9802 | 9098.0325 | 2527820.6722
Saturday | Saturday | 12 | 20 | 845349.702 | 906611.0054 | 253785.8216 | 60476.2338 | 1686.1469 | 7058.3326 | 2074967.2421 | 1009648.6011 | 1082816.4146 | 303110.6525 | 72230.1607 | 2013.8598 | 8430.1628 | 2478249.8515
Saturday | Saturday | 12 | 21 | 871246.8899 | 867456.0233 | 244526.3416 | 60230.685 | 1749.1458 | 6712.9783 | 2051922.0639 | 1040579.0664 | 1036051.4215 | 292051.5358 | 71936.888 | 2089.103 | 8017.6869 | 2450725.7015
Saturday | Saturday | 12 | 22 | 870689.1994 | 820988.9772 | 235034.4869 | 59813.1858 | 1352.6233 | 6351.751 | 1994230.2236 | 1039912.9853 | 980553.2201 | 280714.8809 | 71438.2453 | 1615.5139 | 7586.2528 | 2381821.0983
Saturday | Saturday | 12 | 23 | 848872.0743 | 793933.5769 | 230718.4867 | 59722.1064 | 1493.4444 | 6200.9561 | 1940940.6447 | 1013855.5681 | 948239.4368 | 275560.0397 | 71329.464 | 1783.7044 | 7406.15 | 2318174.363
Sunday | Sunday | 12 | 0 | 793821.3351 | 760279.3676 | 228099.2699 | 59709.2406 | 2197.5496 | 6013.8798 | 1850120.6426 | 948105.3801 | 908044.3255 | 272431.7619 | 71314.0977 | 2624.6569 | 7182.7143 | 2209702.9364
Sunday | Sunday | 12 | 1 | 745373.5272 | 731900.8965 | 227355.5898 | 59685.1834 | 2716.3641 | 5963.5393 | 1772995.1002 | 890241.4436 | 874150.3245 | 271543.543 | 71285.3649 | 3244.3061 | 7122.5897 | 2117587.5718
Sunday | Sunday | 12 | 2 | 708348.4305 | 717302.975 | 224399.7289 | 59694.5601 | 2445.8394 | 5855.6019 | 1718047.1358 | 846020.2923 | 856715.2075 | 268013.1925 | 71296.5639 | 2921.2033 | 6993.6741 | 2051960.1336
Sunday | Sunday | 12 | 3 | 674089.6006 | 700139.9574 | 222567.1251 | 59692.7014 | 2771.9513 | 5869.661 | 1665130.9968 | 805103.0487 | 836216.4521 | 265824.4109 | 71294.344 | 3310.6971 | 7010.4656 | 1988759.4183
Sunday | Sunday | 12 | 4 | 650593.4593 | 693648.2205 | 221212.0354 | 59653.2531 | 3079.5341 | 5802.0868 | 1633988.5892 | 777040.2883 | 828463.0063 | 264205.9512 | 71247.2286 | 3678.0605 | 6929.7579 | 1951564.2929
Sunday | Sunday | 12 | 5 | 641222.1064 | 705764.0543 | 219812.1509 | 59655.7422 | 3227.7668 | 6146.0804 | 1635827.901 | 765847.5555 | 842933.6267 | 262533.9905 | 71250.2015 | 3855.1031 | 7340.6089 | 1953761.0862
Sunday | Sunday | 12 | 6 | 642436.4431 | 715556.5663 | 218849.5819 | 239.8953 | 3768.8162 | 6342.0004 | 1587193.3031 | 767297.9059 | 854629.3735 | 261384.3404 | 286.5204 | 4501.3087 | 7574.607 | 1895674.056
Sunday | Sunday | 12 | 7 | 659630.4708 | 739096.3936 | 218454.8584 | 193.9969 | 2471.7801 | 6150.6156 | 1625998.1155 | 787833.6984 | 882744.3107 | 260912.8999 | 231.7014 | 2952.1857 | 7346.0255 | 1942020.8217
Sunday | Sunday | 12 | 8 | 661160.5399 | 815636.2996 | 222082.4914 | 166.635 | 2067.846 | 5862.178 | 1706975.9898 | 789661.1457 | 974160.2168 | 265245.5856 | 199.0215 | 2469.7446 | 7001.5282 | 2038737.2424
Sunday | Sunday | 12 | 9 | 643670.7347 | 893831.9973 | 225925.5016 | 160.6539 | 2134.5507 | 6361.2749 | 1772084.7132 | 768772.0897 | 1067553.7279 | 269835.5085 | 191.878 | 2549.4138 | 7597.6277 | 2116500.2455
Sunday | Sunday | 12 | 10 | 633751.8244 | 935752.1004 | 230964.4652 | 143.9217 | 1927.025 | 5399.1357 | 1807938.4725 | 756925.3784 | 1117621.2602 | 275853.8255 | 171.8938 | 2301.5541 | 6448.4909 | 2159322.4028
Sunday | Sunday | 12 | 11 | 637625.2129 | 958954.894 | 231685.2705 | 146.7776 | 1871.4377 | 4373.2773 | 1834656.87 | 761551.5836 | 1145333.659 | 276714.7237 | 175.3047 | 2235.1631 | 5223.2505 | 2191233.6847
Sunday | Sunday | 12 | 12 | 639809.5101 | 961661.2556 | 225778.3176 | 152.2257 | 2301.3125 | 5092.5573 | 1834795.179 | 764160.4124 | 1148566.0186 | 269659.7184 | 181.8117 | 2748.5867 | 6082.3271 | 2191398.8749
Sunday | Sunday | 12 | 13 | 640549.2287 | 946683.7509 | 226131.48 | 166.4984 | 3542.7613 | 5032.0126 | 1822105.732 | 765043.8998 | 1130677.544 | 270081.5201 | 198.8584 | 4231.3187 | 6010.0152 | 2176243.1561
Sunday | Sunday | 12 | 14 | 637395.6104 | 924944.6832 | 218841.4119 | 187.7169 | 3731.758 | 5651.2919 | 1790752.4723 | 761277.3565 | 1104713.3551 | 261374.5825 | 224.2008 | 4457.048 | 6749.6552 | 2138796.1981
Sunday | Sunday | 12 | 15 | 646583.4637 | 921564.767 | 214903.3692 | 186.3386 | 4031.9292 | 6386.8987 | 1793656.7663 | 772250.9254 | 1100676.5315 | 256671.157 | 222.5547 | 4815.5594 | 7628.2316 | 2142264.9595
Sunday | Sunday | 12 | 16 | 662349.811 | 906278.9822 | 217674.2536 | 192.4133 | 4643.389 | 6932.0277 | 1798070.8768 | 791081.559 | 1082419.8607 | 259980.5798 | 229.81 | 5545.8602 | 8279.3098 | 2147536.9794
Sunday | Sunday | 12 | 17 | 717802.3565 | 874885.7463 | 216480.0076 | 59693.39 | 3761.4045 | 7311.6225 | 1879934.5275 | 857311.6468 | 1044925.1568 | 258554.2248 | 71295.1665 | 4492.4566 | 8732.6812 | 2245311.3327
Sunday | Sunday | 12 | 18 | 847171.2023 | 893259.3481 | 212646.0174 | 60017.5785 | 2560.7197 | 7314.1169 | 2022968.9829 | 1011824.1212 | 1066869.7809 | 253975.075 | 71682.363 | 3058.4113 | 8735.6604 | 2416145.4118
Sunday | Sunday | 12 | 19 | 860664.4501 | 886850.1721 | 208022.7267 | 60371.896 | 1259.9779 | 7166.4967 | 2024335.7194 | 1027939.8645 | 1059214.9421 | 248453.2194 | 72105.5442 | 1504.8623 | 8559.3493 | 2417777.7818
Sunday | Sunday | 12 | 20 | 857327.6149 | 861669.588 | 207350.6346 | 60580.2048 | 1308.1535 | 6595.5171 | 1994831.7128 | 1023954.4948 | 1029140.357 | 247650.5022 | 72354.3391 | 1562.4012 | 7877.3963 | 2382539.4906
Sunday | Sunday | 12 | 21 | 860705.2813 | 834665.7587 | 204919.7661 | 60570.7345 | 1056.1579 | 6543.816 | 1968461.5145 | 1027988.6314 | 996888.1679 | 244747.1794 | 72343.0283 | 1261.4287 | 7815.6468 | 2351044.0825
Sunday | Sunday | 12 | 22 | 851675.1793 | 800835.0401 | 203618.1875 | 60567.5453 | 1245.1546 | 6200.7294 | 1924141.8362 | 1017203.4738 | 956482.2417 | 243192.631 | 72339.2192 | 1487.158 | 7405.8792 | 2298110.603
Sunday | Sunday | 12 | 23 | 822923.8018 | 779494.3633 | 203007.4516 | 60343.5407 | 1404.5047 | 6090.7512 | 1873264.4132 | 982864.0897 | 930993.8734 | 242463.1948 | 72071.6779 | 1677.4789 | 7274.526 | 2237344.8408
WeekDay | Monday | 12 | 0 | 779362.3877 | 753060.1001 | 202646.3026 | 60041.0807 | 2190.138 | 6026.5784 | 1803326.5875 | 930836.2476 | 899421.9492 | 242031.8544 | 71710.433 | 2615.8048 | 7197.8808 | 2153814.1697
WeekDay | Monday | 12 | 1 | 730669.4658 | 722243.7117 | 200992.0784 | 59831.1683 | 2505.1325 | 5926.124 | 1722167.6806 | 872679.5577 | 862616.2066 | 240056.1215 | 71459.7228 | 2992.0203 | 7077.9026 | 2056881.5315
WeekDay | Monday | 12 | 2 | 693309.1431 | 694338.0705 | 200677.9419 | 59705.0523 | 2305.0183 | 5913.879 | 1656249.1052 | 828058.0271 | 829286.9329 | 239680.9307 | 71309.0954 | 2753.0128 | 7063.2777 | 1978151.2766
WeekDay | Monday | 12 | 3 | 651670.4448 | 690425.2135 | 200639.0978 | 59676.8919 | 2219.7845 | 5936.7817 | 1610568.2142 | 778326.5925 | 824613.5881 | 239634.537 | 71275.4618 | 2651.2133 | 7090.6317 | 1923592.0244
WeekDay | Monday | 12 | 4 | 626706.7171 | 692693.8119 | 199540.5722 | 59676.8651 | 1471.2095 | 5932.7001 | 1586021.8758 | 748511.0112 | 827323.1025 | 238322.5062 | 71275.4298 | 1757.148 | 7085.7567 | 1894274.9545
WeekDay | Monday | 12 | 5 | 615150.9925 | 689543.1481 | 199346.1629 | 59676.7686 | 2179.0206 | 6217.9631 | 1572114.0558 | 734709.3607 | 823560.088 | 238090.3122 | 71275.3146 | 2602.5266 | 7426.4623 | 1877664.0644
WeekDay | Monday | 12 | 6 | 618524.0102 | 689977.0551 | 199443.9366 | 250.7476 | 3101.7691 | 6398.6901 | 1517696.2087 | 738737.945 | 824078.3274 | 238207.0889 | 299.482 | 3704.6169 | 7642.3148 | 1812669.775
WeekDay | Monday | 12 | 7 | 641208.3985 | 682498.0788 | 199743.9012 | 214.6538 | 2464.3685 | 6332.7032 | 1532462.1039 | 765831.1833 | 815145.7662 | 238565.3534 | 256.3731 | 2943.3336 | 7563.5029 | 1830305.5125
WeekDay | Monday | 12 | 8 | 682897.0607 | 712303.5341 | 205579.2404 | 155.4331 | 2012.2588 | 5329.2939 | 1608276.821 | 815622.2927 | 850744.0945 | 245534.8266 | 185.6425 | 2403.3536 | 6365.0749 | 1920855.2848
WeekDay | Monday | 12 | 9 | 694718.7804 | 751664.7167 | 208119.1428 | 153.583 | 1678.7352 | 6012.0658 | 1662347.0239 | 829741.6361 | 897755.3644 | 248568.3746 | 183.4328 | 2005.0077 | 7180.5476 | 1985434.3632
WeekDay | Monday | 12 | 10 | 686255.8943 | 785010.7032 | 209543.0832 | 165.7181 | 1812.1446 | 5179.6329 | 1687967.1762 | 819633.9362 | 937582.3479 | 250269.0666 | 197.9264 | 2164.3461 | 6186.3263 | 2016033.9494
WeekDay | Monday | 12 | 11 | 667440.6745 | 820487.658 | 209950.6391 | 186.0788 | 2264.2544 | 4978.2707 | 1705307.5755 | 797161.8631 | 979954.4664 | 250755.8335 | 222.2444 | 2704.3261 | 5945.8282 | 2036744.5616
WeekDay | Monday | 12 | 12 | 657927.3877 | 841010.1494 | 210927.8712 | 175.1778 | 3079.5341 | 4828.1562 | 1717948.2764 | 785799.6106 | 1004465.6299 | 251922.9965 | 209.2246 | 3678.0605 | 5766.5379 | 2051842.0602
WeekDay | Monday | 12 | 13 | 649652.18 | 839860.6052 | 211917.6507 | 173.7966 | 3401.9403 | 4972.375 | 1709978.5477 | 775916.0655 | 1003092.6647 | 253105.1458 | 207.5751 | 4063.1282 | 5938.7866 | 2042323.3659
WeekDay | Monday | 12 | 14 | 637115.4151 | 847406.8806 | 211349.9498 | 174.8511 | 3750.2871 | 6364.6763 | 1706162.0599 | 760942.7034 | 1012105.6051 | 252427.1087 | 208.8345 | 4479.1784 | 7601.6901 | 2037765.1202
WeekDay | Monday | 12 | 15 | 634405.8714 | 839294.8513 | 212831.2102 | 183.158 | 4057.8699 | 6378.5086 | 1697151.4693 | 757706.5434 | 1002416.9531 | 254196.2612 | 218.7559 | 4846.5418 | 7618.2108 | 2027003.2661
WeekDay | Monday | 12 | 16 | 640909.1674 | 823573.2263 | 212394.525 | 194.3331 | 4072.6932 | 6998.9217 | 1688142.8668 | 765473.7948 | 983639.7339 | 253674.7036 | 232.103 | 4864.2461 | 8359.205 | 2016243.7864
WeekDay | Monday | 12 | 17 | 690784.872 | 816818.8958 | 210508.5832 | 59743.9113 | 2390.2521 | 6904.5898 | 1787151.1043 | 825043.1486 | 975572.6578 | 251422.2175 | 71355.5069 | 2854.8123 | 8246.5392 | 2134494.8822
WeekDay | Monday | 12 | 18 | 850854.8659 | 857417.1455 | 209760.6468 | 60189.8393 | 1397.0931 | 7038.8313 | 1986658.4218 | 1016223.7275 | 1024061.4263 | 250528.9149 | 71888.1037 | 1668.6267 | 8406.8713 | 2372777.6704
WeekDay | Monday | 12 | 19 | 912863.4432 | 853819.679 | 209397.6488 | 60578.5552 | 1615.7363 | 6780.7793 | 2045055.8419 | 1090284.0521 | 1019764.7701 | 250095.3661 | 72352.369 | 1929.7646 | 8098.6654 | 2442524.9873
WeekDay | Monday | 12 | 20 | 953741.9211 | 825894.105 | 209787.955 | 60548.4845 | 1411.9164 | 6359.4608 | 2057743.8427 | 1139107.5128 | 986411.6896 | 250561.5306 | 72316.4538 | 1686.331 | 7595.461 | 2457678.9788
WeekDay | Monday | 12 | 21 | 976532.7999 | 799481.839 | 208190.6946 | 60316.2991 | 1545.3258 | 6314.5625 | 2052381.5209 | 1166327.9387 | 954866.0377 | 248653.8329 | 72039.1417 | 1845.6693 | 7541.8364 | 2451274.4569
WeekDay | Monday | 12 | 22 | 947559.6579 | 782542.4207 | 204938.3441 | 60165.6618 | 1689.8527 | 6197.328 | 2003093.2651 | 1131723.6888 | 934634.3395 | 244769.3682 | 71859.2271 | 2018.2859 | 7401.8167 | 2392406.7263
WeekDay | Monday | 12 | 23 | 871364.5773 | 764138.3397 | 206310.3893 | 60162.1449 | 1912.2017 | 6058.0979 | 1909945.7509 | 1040719.627 | 912653.3125 | 246408.0788 | 71855.0268 | 2283.8498 | 7235.5264 | 2281155.4213
WeekDay | Tuesday | 12 | 0 | 789752.977 | 744513.2634 | 206172.0567 | 59734.9043 | 2393.958 | 5982.1336 | 1808549.2929 | 943246.3117 | 889213.9823 | 246242.8604 | 71344.7493 | 2859.2384 | 7144.7979 | 2160051.94
WeekDay | Tuesday | 12 | 1 | 731255.9468 | 728577.7812 | 206678.5691 | 59653.0878 | 2842.3618 | 5915.6931 | 1734923.4399 | 873380.0249 | 870181.3414 | 246847.8166 | 71247.0313 | 3394.7923 | 7065.4444 | 2072116.4508
WeekDay | Tuesday | 12 | 2 | 688383.5603 | 710297.17 | 209419.5972 | 59649.5414 | 2497.7208 | 5808.6628 | 1676056.2525 | 822175.1271 | 848347.7813 | 250121.5803 | 71242.7956 | 2983.1682 | 6937.612 | 2001808.0646
WeekDay | Tuesday | 12 | 3 | 682088.5179 | 703563.1741 | 213399.2454 | 59640.4436 | 2027.082 | 5996.4194 | 1666714.8824 | 814656.6047 | 840304.9919 | 254874.6975 | 71231.9296 | 2421.0579 | 7161.8603 | 1990651.1419
WeekDay | Tuesday | 12 | 4 | 671092.909 | 705363.9528 | 216106.4246 | 59640.2058 | 3138.8272 | 6281.0021 | 1661623.3215 | 801523.9317 | 842455.763 | 258108.0336 | 71231.6456 | 3748.8775 | 7501.7534 | 1984570.0049
WeekDay | Tuesday | 12 | 5 | 699861.0219 | 737282.6975 | 224222.9487 | 59640.9995 | 3846.6383 | 6850.8479 | 1731705.1538 | 835883.3037 | 880578.1115 | 267802.054 | 71232.5936 | 4594.2561 | 8182.3522 | 2068272.6711
WeekDay | Tuesday | 12 | 6 | 732805.8336 | 800748.9164 | 239003.9423 | 243.8219 | 4317.2771 | 7285.0917 | 1784404.8831 | 875231.1417 | 956379.3794 | 285455.8243 | 291.2102 | 5156.3664 | 8700.994 | 2131214.9159
WeekDay | Tuesday | 12 | 7 | 614165.1 | 919483.6499 | 254689.7207 | 228.8567 | 3009.1236 | 7495.9777 | 1799072.4287 | 733531.8539 | 1098190.9365 | 304190.23 | 273.3365 | 3593.9653 | 8952.867 | 2148733.1891
WeekDay | Tuesday | 12 | 8 | 528667.6152 | 1103013.9394 | 268838.0974 | 194.6837 | 2475.4859 | 7173.753 | 1910363.5746 | 631417.4086 | 1317391.4634 | 321088.4304 | 232.5216 | 2956.6118 | 8568.0159 | 2281654.4517
WeekDay | Tuesday | 12 | 9 | 511905.9958 | 1199262.7357 | 281295.6679 | 200.9532 | 2375.4289 | 7083.2761 | 2002124.0576 | 611398.0656 | 1432346.8036 | 335967.2062 | 240.0097 | 2837.108 | 8459.9542 | 2391249.1474
WeekDay | Tuesday | 12 | 10 | 517963.9474 | 1258829.8051 | 282011.5999 | 207.4826 | 2138.2566 | 6366.4903 | 2067517.582 | 618633.4173 | 1503491.0982 | 336822.284 | 247.8081 | 2553.8398 | 7603.8568 | 2469352.3042
WeekDay | Tuesday | 12 | 11 | 506409.4011 | 1263136.4241 | 284332.5785 | 223.9874 | 2660.7768 | 6456.9672 | 2063220.1352 | 604833.1741 | 1508634.735 | 339594.359 | 267.5208 | 3177.9151 | 7711.9184 | 2464219.6224
WeekDay | Tuesday | 12 | 12 | 509438.7394 | 1258185.0149 | 289940.2659 | 219.0751 | 2879.42 | 6457.6475 | 2067120.1628 | 608451.2828 | 1502720.989 | 346291.9348 | 261.6537 | 3439.053 | 7712.7309 | 2468877.6442
WeekDay | Tuesday | 12 | 13 | 505205.2751 | 1266944.5035 | 290296.6246 | 190.1802 | 3487.174 | 7069.6705 | 2073193.4279 | 603395.0187 | 1513182.938 | 346717.554 | 227.1429 | 4164.9277 | 8443.7043 | 2476131.2856
WeekDay | Tuesday | 12 | 14 | 513225.3041 | 1259035.765 | 290060.0063 | 187.1486 | 4239.455 | 6490.5276 | 2073238.2066 | 612973.7896 | 1503737.0877 | 346434.9475 | 223.522 | 5063.419 | 7752.0015 | 2476184.7674
WeekDay | Tuesday | 12 | 15 | 556461.357 | 1201722.2483 | 285142.6675 | 191.7886 | 4828.6799 | 7115.9294 | 2055462.6706 | 664613.0345 | 1435284.3374 | 340561.8937 | 229.0639 | 5767.1635 | 8498.9539 | 2454954.4469
WeekDay | Tuesday | 12 | 16 | 614645.7134 | 1134507.5066 | 278526.9841 | 182.4206 | 4521.0971 | 7622.7361 | 2040006.4578 | 734105.8774 | 1355005.9985 | 332660.4116 | 217.8752 | 5399.8 | 9104.2616 | 2436494.2244
WeekDay | Tuesday | 12 | 17 | 692926.967 | 1020240.7042 | 270115.4129 | 59593.4554 | 4320.9829 | 7859.0192 | 2055056.5417 | 827601.5728 | 1218530.7423 | 322614 | 71175.809 | 5160.7925 | 9386.4677 | 2454469.3844
WeekDay | Tuesday | 12 | 18 | 879045.6187 | 981924.3861 | 261596.687 | 60081.5004 | 2823.8328 | 7870.5839 | 2193342.6089 | 1049893.5259 | 1172767.4128 | 312439.6075 | 71758.7085 | 3372.662 | 9400.2801 | 2619632.1968
WeekDay | Tuesday | 12 | 19 | 946163.5609 | 961435.1429 | 256058.188 | 60354.9336 | 1964.0832 | 7458.5625 | 2233434.4711 | 1130056.2518 | 1148295.9595 | 305824.6673 | 72085.2851 | 2345.8148 | 8908.1798 | 2667516.1583
WeekDay | Tuesday | 12 | 20 | 985622.5175 | 912624.8675 | 252893.0568 | 60392.8432 | 1519.3851 | 7086.2239 | 2220138.894 | 1177184.2987 | 1089999.1077 | 302044.3734 | 72130.5627 | 1814.6869 | 8463.475 | 2651636.5043
WeekDay | Tuesday | 12 | 21 | 999666.7522 | 865877.6023 | 249434.7115 | 60167.3218 | 1749.1458 | 6699.3728 | 2183594.9063 | 1193958.1165 | 1034166.2248 | 297913.8775 | 71861.2098 | 2089.103 | 8001.437 | 2607989.9685
WeekDay | Tuesday | 12 | 22 | 965823.9319 | 816466.2914 | 247192.4986 | 60162.5786 | 1511.9734 | 6399.3704 | 2097556.6444 | 1153537.7366 | 975151.5226 | 295235.8767 | 71855.5447 | 1805.8348 | 7643.1273 | 2505229.6427
WeekDay | Tuesday | 12 | 23 | 873928.8923 | 786531.8388 | 246480.6339 | 60149.7042 | 1589.7956 | 6283.043 | 1974963.9078 | 1043782.3323 | 939399.1255 | 294385.6568 | 71840.1681 | 1898.7821 | 7504.1909 | 2358810.2558
WeekDay | Wednesday | 12 | 0 | 788400.4827 | 771961.8128 | 243739.1695 | 60121.8055 | 2253.1369 | 6149.0283 | 1872625.4357 | 941630.9518 | 921997.3256 | 291111.372 | 71806.8471 | 2691.0479 | 7344.1297 | 2236581.6741
WeekDay | Wednesday | 12 | 1 | 729932.9591 | 748558.2559 | 240584.7394 | 60021.72 | 2597.7779 | 6045.1726 | 1787740.6249 | 871799.9065 | 894045.1439 | 287343.859 | 71687.3094 | 3102.672 | 7220.089 | 2135198.9797
WeekDay | Wednesday | 12 | 2 | 688373.0185 | 729931.678 | 240476.9649 | 59654.2836 | 2531.0732 | 5993.6983 | 1726960.7164 | 822162.5365 | 871798.3763 | 287215.1378 | 71248.4595 | 3023.0028 | 7158.6103 | 2062606.1232
WeekDay | Wednesday | 12 | 3 | 671518.7234 | 714347.9801 | 239005.5243 | 59652.8815 | 3279.6483 | 6028.3924 | 1693833.15 | 802032.5058 | 853185.8912 | 285457.7137 | 71246.7849 | 3917.068 | 7200.0475 | 2023040.0111
WeekDay | Wednesday | 12 | 4 | 664768.2081 | 717640.349 | 241679.4733 | 59664.3356 | 3316.7065 | 6296.4218 | 1693365.4942 | 793969.9864 | 857118.1521 | 288651.3612 | 71260.4651 | 3961.3287 | 7520.1699 | 2022481.4635
WeekDay | Wednesday | 12 | 5 | 692700.749 | 753020.3372 | 247361.3964 | 59661.834 | 3557.5846 | 6827.7185 | 1763129.6197 | 827331.388 | 899374.4581 | 295437.6009 | 71257.4774 | 4249.023 | 8154.7274 | 2105804.6747
WeekDay | Wednesday | 12 | 6 | 724669.0251 | 819680.363 | 258603.6215 | 257.0439 | 3224.061 | 7333.8449 | 1813767.9596 | 865512.8946 | 978990.2687 | 308864.8214 | 307.002 | 3850.6771 | 8759.2227 | 2166284.8865
WeekDay | Wednesday | 12 | 7 | 606501.0856 | 919077.7351 | 270880.9545 | 224.0629 | 2645.9535 | 7456.7484 | 1806786.54 | 724378.2913 | 1097706.1296 | 323528.3294 | 267.6109 | 3160.2108 | 8906.0132 | 2157946.5852
WeekDay | Wednesday | 12 | 8 | 519850.6484 | 1087445.877 | 279978.4328 | 173.7919 | 2801.5979 | 7122.7322 | 1897373.0801 | 620886.8102 | 1298797.6526 | 334393.9583 | 207.5694 | 3346.1056 | 8507.0788 | 2266139.1749
WeekDay | Wednesday | 12 | 9 | 501997.134 | 1182983.0031 | 288435.1802 | 179.4444 | 2393.958 | 6501.6388 | 1982490.3584 | 599563.3557 | 1412903.0051 | 344494.3264 | 214.3205 | 2859.2384 | 7765.2722 | 2367799.5183
WeekDay | Wednesday | 12 | 10 | 504862.5949 | 1235299.5865 | 293136.5633 | 187.4122 | 2549.6023 | 5805.2614 | 2041841.0205 | 602985.7366 | 1475387.6373 | 350109.4522 | 223.8369 | 3045.1331 | 6933.5496 | 2438685.3456
WeekDay | Wednesday | 12 | 11 | 488202.9895 | 1255209.1634 | 293504.2094 | 197.8366 | 2616.307 | 5639.954 | 2045370.4598 | 583088.2347 | 1499166.7626 | 350548.5525 | 236.2874 | 3124.8023 | 6736.1136 | 2442900.7531
WeekDay | Wednesday | 12 | 12 | 493594.7183 | 1263908.6987 | 299086.162 | 216.458 | 2590.3663 | 5763.9912 | 2065160.3946 | 589527.8791 | 1509557.106 | 357215.3918 | 258.528 | 3093.8198 | 6884.2583 | 2466536.983
WeekDay | Wednesday | 12 | 13 | 494103.57 | 1266502.8885 | 300227.2172 | 236.3422 | 3164.7679 | 6095.9667 | 2070330.7524 | 590135.6292 | 1512655.4924 | 358578.2181 | 282.2767 | 3779.86 | 7280.7552 | 2472712.2316
WeekDay | Wednesday | 12 | 14 | 498875.7832 | 1256544.2576 | 297769.812 | 221.5107 | 3146.2389 | 6937.4699 | 2063495.0723 | 595835.3513 | 1500761.3405 | 355643.2012 | 264.5627 | 3757.7297 | 8285.8097 | 2464547.9952
WeekDay | Wednesday | 12 | 15 | 540388.0832 | 1204361.4419 | 292657.389 | 177.5141 | 3546.4671 | 7498.9256 | 2048629.8208 | 645415.8214 | 1438436.4745 | 349537.1474 | 212.015 | 4235.7448 | 8956.3878 | 2446793.5908
WeekDay | Wednesday | 12 | 16 | 592442.8554 | 1136333.4674 | 285589.1338 | 166.5414 | 3264.825 | 7955.3918 | 2025752.2147 | 707587.7578 | 1357186.8459 | 341095.1335 | 198.9097 | 3899.3638 | 9501.571 | 2419469.5817
WeekDay | Wednesday | 12 | 17 | 665251.9433 | 1037390.6055 | 276795.2706 | 59576.1005 | 2568.1314 | 8156.5272 | 2049738.5785 | 794547.7385 | 1239013.8321 | 330592.129 | 71155.081 | 3067.2634 | 9741.7983 | 2448117.8424
WeekDay | Wednesday | 12 | 18 | 835148.3313 | 1012849.3296 | 268450.5354 | 59585.1085 | 2027.082 | 8064.6897 | 2186125.0765 | 997464.5315 | 1209702.8087 | 320625.5433 | 71165.8397 | 2421.0579 | 9632.1116 | 2611011.8927
WeekDay | Wednesday | 12 | 19 | 905776.1654 | 967457.9535 | 263742.8761 | 60106.272 | 2382.8405 | 7641.3304 | 2207107.4379 | 1081819.3183 | 1155489.3402 | 315002.9216 | 71788.2946 | 2845.9602 | 9126.4698 | 2636072.3047
WeekDay | Wednesday | 12 | 20 | 944522.2753 | 918362.7024 | 262608.2475 | 60160.4658 | 2053.0228 | 7052.6636 | 2194759.3774 | 1128095.9723 | 1096852.126 | 313647.771 | 71853.0213 | 2452.0403 | 8423.392 | 2621324.323
WeekDay | Wednesday | 12 | 21 | 959233.3397 | 870377.8847 | 258828.0247 | 59745.7299 | 1630.5596 | 6844.7254 | 2156660.264 | 1145666.2223 | 1039541.1647 | 309132.8387 | 71357.6789 | 1947.4689 | 8175.0398 | 2575820.4132
WeekDay | Wednesday | 12 | 22 | 929218.075 | 821401.9125 | 253086.0053 | 59681.3705 | 1467.5036 | 6476.2418 | 2071331.1088 | 1109817.3069 | 981046.4119 | 302274.8226 | 71280.8109 | 1752.722 | 7734.9391 | 2473907.0134
WeekDay | Wednesday | 12 | 23 | 844730.8333 | 786846.3837 | 249562.686 | 59681.062 | 1852.9086 | 6222.2715 | 1948896.1451 | 1008909.4515 | 939774.8041 | 298066.7246 | 71280.4424 | 2213.0328 | 7431.6081 | 2327676.0636
WeekDay | Thursday | 12 | 0 | 757673.1256 | 756419.746 | 248660.4359 | 59667.6614 | 2330.9591 | 6166.262 | 1830918.19 | 904931.5445 | 903434.5628 | 296989.1166 | 71264.4373 | 2783.9953 | 7364.7128 | 2186768.3693
WeekDay | Thursday | 12 | 1 | 697159.0845 | 731944.2864 | 248124.1747 | 59646.1239 | 2846.0677 | 6091.885 | 1745811.6221 | 832656.2283 | 874202.1475 | 296348.6298 | 71238.7139 | 3399.2184 | 7275.8802 | 2085120.818
WeekDay | Thursday | 12 | 2 | 654909.1177 | 709877.4526 | 247980.4631 | 59644.2231 | 2590.3663 | 6112.9736 | 1681114.5963 | 782194.7213 | 847846.4892 | 296176.987 | 71236.4437 | 3093.8198 | 7301.0675 | 2007849.5285
WeekDay | Thursday | 12 | 3 | 665675.7732 | 708370.5546 | 247168.5186 | 59640.4627 | 2823.8328 | 6293.0204 | 1689972.1623 | 795053.9423 | 846046.7164 | 295207.2361 | 71231.9525 | 3372.662 | 7516.1075 | 2018428.6167
WeekDay | Thursday | 12 | 4 | 657158.7467 | 713966.0891 | 248398.5711 | 59646.6874 | 3331.5297 | 6488.9403 | 1688990.5643 | 784881.5796 | 852729.7773 | 296676.3569 | 71239.3869 | 3979.033 | 7750.1056 | 2017256.2392
WeekDay | Thursday | 12 | 5 | 691968.3818 | 743068.926 | 253758.5753 | 59647.3751 | 3379.7053 | 6964.0007 | 1758786.9643 | 826456.6807 | 887488.929 | 303078.1107 | 71240.2083 | 4036.5718 | 8317.497 | 2100617.9975
WeekDay | Thursday | 12 | 6 | 731737.5929 | 788939.8187 | 255750.9461 | 245.2269 | 3857.7558 | 7540.8761 | 1788072.2165 | 873955.2819 | 942275.1111 | 305457.711 | 292.8883 | 4607.5343 | 9006.4916 | 2135595.0181
WeekDay | Thursday | 12 | 7 | 617854.373 | 891068.7515 | 265070.5822 | 206.9592 | 3431.5868 | 7721.8299 | 1785354.0826 | 737938.1597 | 1064253.4284 | 316588.6755 | 247.1829 | 4098.5367 | 9222.6149 | 2132348.5982
WeekDay | Thursday | 12 | 8 | 529703.1597 | 1071259.2491 | 273680.5993 | 165.6187 | 2375.4289 | 7391.6685 | 1884575.7243 | 632654.2175 | 1279465.0543 | 326872.1023 | 197.8077 | 2837.108 | 8828.2846 | 2250854.5745
WeekDay | Thursday | 12 | 9 | 511932.5643 | 1175510.6422 | 282074.0324 | 198.7679 | 2030.7879 | 7538.3817 | 1979285.1763 | 611429.7979 | 1403978.345 | 336896.8506 | 237.3996 | 2425.4839 | 9003.5124 | 2363971.3894
WeekDay | Thursday | 12 | 10 | 515268.5893 | 1226202.0526 | 286454.8465 | 237.9965 | 2308.7242 | 7986.2311 | 2038458.4402 | 615414.1998 | 1464521.9419 | 342129.1028 | 284.2526 | 2757.4389 | 9538.404 | 2434645.34
WeekDay | Thursday | 12 | 11 | 497419.2343 | 1245856.2781 | 287690.5239 | 242.1733 | 2690.4233 | 6738.6021 | 2040637.2351 | 594095.7132 | 1487996.0867 | 343604.9416 | 289.2412 | 3213.3236 | 8048.2908 | 2437247.5971
WeekDay | Thursday | 12 | 12 | 501275.6429 | 1247797.7757 | 292340.7917 | 230.3047 | 3279.6483 | 7513.8917 | 2052438.0551 | 598701.6385 | 1490314.9262 | 349159.0176 | 275.0659 | 3917.068 | 8974.2627 | 2451341.9788
WeekDay | Thursday | 12 | 13 | 495875.8617 | 1262663.2534 | 292514.7597 | 239.0882 | 4209.8084 | 8042.4673 | 2063545.2387 | 592252.3766 | 1508069.6007 | 349366.7972 | 285.5565 | 5028.0105 | 9605.5702 | 2464607.9117
WeekDay | Thursday | 12 | 14 | 500441.698 | 1250430.6034 | 295013.626 | 250.1803 | 5039.9115 | 7615.9333 | 2058791.9526 | 597705.6113 | 1493459.4602 | 352351.3335 | 298.8044 | 6019.4492 | 9096.1367 | 2458930.7953
WeekDay | Thursday | 12 | 15 | 544299.9089 | 1202849.8261 | 292416.7737 | 248.2175 | 5736.6051 | 7789.4041 | 2053340.7354 | 650087.9344 | 1436631.0669 | 349249.767 | 296.4601 | 6851.5495 | 9303.3226 | 2452420.1006
WeekDay | Thursday | 12 | 16 | 598896.4698 | 1132105.8714 | 286497.0012 | 310.4736 | 3976.3419 | 7671.2626 | 2029457.4205 | 715295.6718 | 1352137.5907 | 342179.4505 | 370.8161 | 4749.1684 | 9162.2195 | 2423894.917
WeekDay | Thursday | 12 | 17 | 673036.8498 | 1047362.0571 | 277015.1706 | 60112.2569 | 4024.5176 | 7881.4683 | 2069432.3204 | 803845.6894 | 1250923.2965 | 330854.768 | 71795.4427 | 4806.7072 | 9413.28 | 2471639.1838
WeekDay | Thursday | 12 | 18 | 855449.6077 | 1004462.3486 | 271482.5702 | 60578.2601 | 2905.3607 | 7708.2243 | 2202586.3717 | 1021711.4854 | 1199685.7665 | 324246.8728 | 72352.0165 | 3470.0354 | 9206.365 | 2630672.5416
WeekDay | Thursday | 12 | 19 | 921625.7607 | 976404.3763 | 265133.2591 | 61047.1793 | 2201.2555 | 7431.8049 | 2233843.6357 | 1100749.3797 | 1166174.5552 | 316663.5341 | 72912.073 | 2629.083 | 8876.2218 | 2668004.8466
WeekDay | Thursday | 12 | 20 | 957125.3754 | 930572.8209 | 263547.7728 | 61176.8704 | 1671.3236 | 6997.3343 | 2221091.4974 | 1143148.5622 | 1111435.3559 | 314769.8988 | 73066.9703 | 1996.1556 | 8357.3092 | 2652774.252
WeekDay | Thursday | 12 | 21 | 979715.512 | 883439.786 | 259066.3605 | 61022.1469 | 1682.441 | 6593.703 | 2191519.9495 | 1170129.2304 | 1055141.7265 | 309417.4966 | 72882.1755 | 2009.4338 | 7875.2296 | 2617455.2924
WeekDay | Thursday | 12 | 22 | 950801.4875 | 831154.7472 | 255033.4659 | 60281.7898 | 1715.7934 | 6335.4243 | 2105322.7081 | 1135595.5879 | 992694.7698 | 304600.7841 | 71997.9254 | 2049.2684 | 7566.7529 | 2514505.0885
WeekDay | Thursday | 12 | 23 | 863612.8441 | 798424.5195 | 250042.5048 | 60159.5641 | 1815.8505 | 6090.7512 | 1980146.0342 | 1031461.2969 | 953603.2217 | 298639.7992 | 71851.9444 | 2168.7721 | 7274.526 | 2364999.5604
WeekDay | Friday | 12 | 0 | 780856.5816 | 715917.3737 | 247766.1279 | 60148.6641 | 2423.6045 | 5941.0901 | 1813053.4419 | 932620.8473 | 855060.3061 | 295920.9944 | 71838.9258 | 2894.6469 | 7095.7775 | 2165431.4979
WeekDay | Friday | 12 | 1 | 726703.5019 | 701392.8352 | 244239.4723 | 59971.257 | 2931.3015 | 5802.5403 | 1741040.9082 | 867942.7844 | 837712.8345 | 291708.9117 | 71627.0386 | 3501.0179 | 6930.2996 | 2079422.8866
WeekDay | Friday | 12 | 2 | 683921.4211 | 682935.1847 | 244525.3241 | 59677.0046 | 3009.1236 | 5722.4943 | 1679790.5524 | 816845.7438 | 815667.8263 | 292050.3205 | 71275.5964 | 3593.9653 | 6834.6962 | 2006268.1485
WeekDay | Friday | 12 | 3 | 650631.4478 | 677249.2121 | 245444.4655 | 59681.3533 | 2494.015 | 5928.1649 | 1641428.6586 | 777085.6601 | 808876.7501 | 293148.1027 | 71280.7904 | 2978.7421 | 7080.3401 | 1960450.3854
WeekDay | Friday | 12 | 4 | 642966.3175 | 687217.9494 | 245645.9591 | 59668.2497 | 3124.004 | 6083.9484 | 1644706.428 | 767930.7647 | 820782.9726 | 293388.7578 | 71265.14 | 3731.1733 | 7266.4011 | 1964365.2094
WeekDay | Friday | 12 | 5 | 671631.4598 | 703058.0442 | 249259.6509 | 59656.2274 | 3761.4045 | 6557.8751 | 1693924.6618 | 802167.1532 | 839701.6869 | 297704.7927 | 71250.781 | 4492.4566 | 7832.4383 | 2023149.3087
WeekDay | Friday | 12 | 6 | 705956.8386 | 752926.4199 | 253775.5817 | 246.1056 | 3761.4045 | 7244.9553 | 1723911.3058 | 843163.8799 | 899262.2874 | 303098.4224 | 293.9378 | 4492.4566 | 8653.0569 | 2058964.0409
WeekDay | Friday | 12 | 7 | 599454.0131 | 858585.6013 | 263786.6675 | 222.6732 | 3353.7646 | 7352.4392 | 1732755.1588 | 715961.577 | 1025456.9786 | 315055.2241 | 265.951 | 4005.5894 | 8781.4308 | 2069526.751
WeekDay | Friday | 12 | 8 | 510970.6291 | 1035168.1412 | 276779.416 | 204.8273 | 2868.3026 | 7138.8321 | 1833130.1482 | 610280.9047 | 1236359.4182 | 330573.1929 | 244.6367 | 3425.7748 | 8526.3079 | 2189410.2352
WeekDay | Friday | 12 | 9 | 493486.7949 | 1118087.4739 | 287360.2296 | 207.0337 | 2230.902 | 6432.0237 | 1907804.4577 | 589398.9801 | 1335394.6317 | 343210.4526 | 247.2719 | 2664.4915 | 7682.127 | 2278597.9548
WeekDay | Friday | 12 | 10 | 492536.665 | 1173398.5014 | 292655.6772 | 216.8869 | 2538.4848 | 6147.2142 | 1967493.4295 | 588264.1866 | 1401455.6967 | 349535.1029 | 259.0402 | 3031.8549 | 7341.963 | 2349887.8443
WeekDay | Friday | 12 | 11 | 503161.2905 | 1210198.6456 | 295488.2349 | 227.2206 | 1971.4948 | 7046.9946 | 2018093.8811 | 600953.7733 | 1445408.1747 | 352918.1857 | 271.3823 | 2354.6669 | 8416.6212 | 2410322.804
WeekDay | Friday | 12 | 12 | 505270.4715 | 1215314.7431 | 299754.9832 | 222.4965 | 2027.082 | 6688.7151 | 2029278.4914 | 603472.8865 | 1451518.617 | 358014.2026 | 265.74 | 2421.0579 | 7988.7079 | 2423681.2119
WeekDay | Friday | 12 | 13 | 500574.2768 | 1216052.5576 | 301727.8237 | 232.2475 | 2479.1918 | 6598.0114 | 2027664.1088 | 597863.9576 | 1452399.8303 | 360370.4767 | 277.3862 | 2961.0379 | 7880.3754 | 2421753.0642
WeekDay | Friday | 12 | 14 | 507120.5216 | 1209739.5371 | 301884.1016 | 234.4997 | 2942.4189 | 7486.6806 | 2029407.7597 | 605682.5052 | 1444859.8356 | 360557.1283 | 280.0762 | 3514.2961 | 8941.7629 | 2423835.6043
WeekDay | Friday | 12 | 15 | 547598.105 | 1167748.273 | 298876.101 | 243.5831 | 4339.512 | 7880.3345 | 2026685.9086 | 654027.1551 | 1394707.3117 | 356964.5042 | 290.925 | 5182.9228 | 9411.9259 | 2420584.7447
WeekDay | Friday | 12 | 16 | 598162.9576 | 1101196.9435 | 290627.0613 | 519.024 | 4428.4516 | 8110.4951 | 2003044.9332 | 714419.597 | 1315221.3231 | 347112.2131 | 619.8995 | 5289.1484 | 9686.8195 | 2392349.0007
WeekDay | Friday | 12 | 17 | 676231.6281 | 1002608.4806 | 281174.0264 | 60137.1861 | 3372.2937 | 8201.6523 | 2031725.2672 | 807661.3924 | 1197471.5878 | 335821.9229 | 71825.2171 | 4027.7197 | 9795.6937 | 2426603.5336
WeekDay | Friday | 12 | 18 | 851072.8714 | 970455.5379 | 273324.6591 | 60524.0825 | 2356.8998 | 8095.529 | 2165829.5797 | 1016484.1036 | 1159069.5235 | 326446.9829 | 72287.3092 | 2814.9777 | 9668.9447 | 2586771.8416
WeekDay | Friday | 12 | 19 | 915004.1364 | 957632.168 | 269770.9383 | 60801.4003 | 2408.7812 | 7664.6866 | 2213282.1107 | 1092840.802 | 1143753.8531 | 322202.5747 | 72618.5254 | 2876.9426 | 9154.3654 | 2643447.0632
WeekDay | Friday | 12 | 20 | 946719.2436 | 909632.2315 | 262887.7995 | 60831.9983 | 1801.0272 | 7020.237 | 2188892.5371 | 1130719.9349 | 1086424.8345 | 313981.6556 | 72655.0702 | 2151.0679 | 8384.6631 | 2614317.2263
WeekDay | Friday | 12 | 21 | 969684.2114 | 861865.362 | 259202.3114 | 60637.1073 | 1693.5585 | 6750.8471 | 2159833.3978 | 1158148.2851 | 1029374.181 | 309579.8704 | 72422.301 | 2022.712 | 8062.9157 | 2579610.2651
WeekDay | Friday | 12 | 22 | 948719.3268 | 811707.9138 | 256547.0473 | 60642.1686 | 1530.5025 | 6285.9908 | 2085432.9499 | 1133108.7465 | 969468.3251 | 306408.5393 | 72428.346 | 1827.9651 | 7507.7117 | 2490749.6338
WeekDay | Friday | 12 | 23 | 869340.8406 | 772818.8781 | 253246.7293 | 60478.3179 | 2182.7264 | 5939.2761 | 1964006.7683 | 1038302.5647 | 923020.9668 | 302466.7844 | 72232.6499 | 2606.9526 | 7093.6108 | 2345723.5291
Saturday | Saturday | 12 | 0 | 787253.4178 | 749007.0479 | 246339.8098 | 59715.0116 | 2820.1269 | 5853.1076 | 1850988.5216 | 940260.9478 | 894581.1613 | 294217.4627 | 71320.9903 | 3368.2359 | 6990.6949 | 2210739.493
Saturday | Saturday | 12 | 1 | 728005.9648 | 733039.9388 | 246882.6108 | 59701.247 | 3294.4716 | 5728.6168 | 1776652.8497 | 869498.389 | 875510.7466 | 294865.7603 | 71304.5505 | 3934.7723 | 6842.0086 | 2121956.2274
Saturday | Saturday | 12 | 2 | 692257.9199 | 711361.5185 | 246013.65 | 59698.7302 | 3094.3574 | 5602.5387 | 1718028.7148 | 826802.4923 | 849618.9924 | 293827.9117 | 71301.5446 | 3695.7648 | 6691.4265 | 2051938.1322
Saturday | Saturday | 12 | 3 | 670768.9897 | 701852.6985 | 245966.6231 | 59700.4839 | 2634.8361 | 5674.1946 | 1686597.8259 | 801137.0568 | 838262.0749 | 293771.7449 | 71303.639 | 3146.9326 | 6777.0091 | 2014398.4574
Saturday | Saturday | 12 | 4 | 660430.3333 | 700303.1189 | 249085.8396 | 59684.3496 | 2201.2555 | 5823.8557 | 1677528.7525 | 788789.019 | 836411.3251 | 297497.2002 | 71284.369 | 2629.083 | 6955.7577 | 2003566.7539
Saturday | Saturday | 12 | 5 | 687854.0816 | 725644.6379 | 253067.4865 | 59684.065 | 2964.6538 | 6451.2983 | 1735666.223 | 821542.741 | 866678.1237 | 302252.7045 | 71284.029 | 3540.8525 | 7705.1477 | 2073003.5983
Saturday | Saturday | 12 | 6 | 717355.5971 | 770540.6494 | 259272.1529 | 265.9277 | 4988.03 | 7015.7018 | 1759438.059 | 856778.057 | 920299.9504 | 309663.286 | 317.6124 | 5957.4843 | 8379.2465 | 2101395.6365
Saturday | Saturday | 12 | 7 | 626987.9208 | 882680.4375 | 266960.5293 | 228.8185 | 4035.635 | 7420.9205 | 1788314.2617 | 748846.8686 | 1054234.7941 | 318845.9454 | 273.2908 | 4819.9854 | 8863.2219 | 2135884.1063
Saturday | Saturday | 12 | 8 | 548569.3232 | 1069318.8814 | 278683.6424 | 189.4801 | 3164.7679 | 7222.2794 | 1907148.3745 | 655187.1356 | 1277147.5641 | 332847.5175 | 226.3067 | 3779.86 | 8625.9737 | 2277814.3577
Saturday | Saturday | 12 | 9 | 523381.0993 | 1157072.8874 | 288007.0942 | 205.2714 | 2653.3652 | 6924.9982 | 1978244.7157 | 625103.4259 | 1381957.0995 | 343983.0393 | 245.1672 | 3169.063 | 8270.914 | 2362728.7088
Saturday | Saturday | 12 | 10 | 523204.8375 | 1211236.7047 | 291687.6787 | 208.8752 | 3009.1236 | 6095.2864 | 2035442.506 | 624892.9065 | 1446647.9868 | 348378.968 | 249.4713 | 3593.9653 | 7279.9427 | 2431043.2405
Saturday | Saturday | 12 | 11 | 521595.6207 | 1236912.3064 | 291378.4804 | 202.8654 | 2631.1303 | 5677.3692 | 2058397.7725 | 622970.9286 | 1477313.7992 | 348009.6752 | 242.2936 | 3142.5066 | 6780.8008 | 2458460.0039
Saturday | Saturday | 12 | 12 | 524700.1841 | 1237589.763 | 298560.3606 | 216.5889 | 3572.4078 | 5801.86 | 2070441.1645 | 626678.8829 | 1478122.9237 | 356587.3978 | 258.6843 | 4266.7272 | 6929.4871 | 2472844.1029
Saturday | Saturday | 12 | 13 | 516634.3635 | 1240764.6242 | 297857.7363 | 237.3546 | 3839.2267 | 6378.9621 | 2065712.2675 | 617045.4207 | 1481914.8386 | 355748.2142 | 283.486 | 4585.4039 | 7618.7525 | 2467196.1159
Saturday | Saturday | 12 | 14 | 525915.508 | 1225650.3207 | 294521.9495 | 247.4858 | 4146.8095 | 6690.5292 | 2057172.6028 | 628130.4125 | 1463862.9775 | 351764.0967 | 295.5862 | 4952.7674 | 7990.8746 | 2456996.7149
Saturday | Saturday | 12 | 15 | 559036.1192 | 1185045.557 | 291985.6721 | 239.8371 | 5002.8533 | 7125.9068 | 2048435.9455 | 667688.2176 | 1415366.429 | 348734.8782 | 286.4509 | 5975.1885 | 8510.8705 | 2446562.0347
Saturday | Saturday | 12 | 16 | 607690.539 | 1109520.2025 | 285279.6432 | 231.2475 | 4257.984 | 7627.0445 | 2014606.6607 | 725798.9222 | 1325162.2586 | 340725.4915 | 276.1918 | 5085.5494 | 9109.4074 | 2406157.8209
Saturday | Saturday | 12 | 17 | 678878.9239 | 1018339.2639 | 275877.4083 | 59634.6068 | 3735.4638 | 7881.6951 | 2044347.3618 | 810823.2063 | 1216259.7454 | 329495.8746 | 71224.9583 | 4461.4741 | 9413.5509 | 2441678.8097
Saturday | Saturday | 12 | 18 | 836550.3044 | 985069.3915 | 265193.5112 | 60152.9355 | 2516.2499 | 7751.9888 | 2157234.3813 | 999138.9867 | 1176523.6692 | 316735.4966 | 71844.0274 | 3005.2985 | 9258.6354 | 2576506.1138
Saturday | Saturday | 12 | 19 | 865780.8551 | 957672.708 | 260976.246 | 60603.2944 | 2712.6582 | 7368.7659 | 2155114.5275 | 1034050.6742 | 1143802.2722 | 311698.58 | 72381.9163 | 3239.88 | 8800.9307 | 2573974.2534
Saturday | Saturday | 12 | 20 | 874058.6065 | 917634.6881 | 256449.1837 | 60636.9345 | 2141.9624 | 6927.7193 | 2117849.0944 | 1043937.2574 | 1095982.6176 | 306291.6554 | 72422.0946 | 2558.2659 | 8274.164 | 2529466.0548
Saturday | Saturday | 12 | 21 | 884736.1737 | 877025.3013 | 251486.3231 | 60599.555 | 1930.7308 | 6728.1712 | 2082506.255 | 1056690.0752 | 1047480.5475 | 300364.2323 | 72377.4501 | 2305.9802 | 8035.8325 | 2487254.1179
Saturday | Saturday | 12 | 22 | 891654.0967 | 834487.0695 | 241441.381 | 60588.1936 | 1886.261 | 6246.9883 | 2036303.9899 | 1064952.5389 | 996674.7494 | 288366.9941 | 72363.8806 | 2252.8674 | 7461.1287 | 2432072.1591
Saturday | Saturday | 12 | 23 | 849299.1882 | 805530.2795 | 238106.7436 | 60438.1886 | 1967.789 | 6014.3334 | 1961356.5221 | 1014365.6943 | 962090.0297 | 284384.2495 | 72184.7212 | 2350.2408 | 7183.2559 | 2342558.1913
Sunday | Sunday | 12 | 0 | 789227.4511 | 770817.8922 | 234488.8017 | 60172.5866 | 2160.4915 | 5742.9026 | 1862610.1257 | 942618.6466 | 920631.0771 | 280063.1384 | 71867.4978 | 2580.3962 | 6859.071 | 2224619.8271
Sunday | Sunday | 12 | 1 | 738030.7107 | 744535.0029 | 232082.8904 | 59792.3226 | 2653.3652 | 5684.172 | 1782778.4637 | 881471.5057 | 889239.9469 | 277189.6235 | 71413.3273 | 3169.063 | 6788.9257 | 2129272.3921
Sunday | Sunday | 12 | 2 | 699276.2304 | 727040.4594 | 230483.6714 | 59698.6404 | 2827.5386 | 5600.0444 | 1724926.5847 | 835184.8545 | 868345.2317 | 275279.5865 | 71301.4373 | 3377.088 | 6688.4473 | 2060176.6455
Sunday | Sunday | 12 | 3 | 674089.6006 | 703748.8123 | 228719.3674 | 59677.8394 | 2771.9513 | 5593.9219 | 1674601.4928 | 805103.0487 | 840526.7101 | 273172.3792 | 71276.5934 | 3310.6971 | 6681.1349 | 2000070.5634
Sunday | Sunday | 12 | 4 | 650593.4593 | 698808.0086 | 227723.5912 | 59669.1323 | 3079.5341 | 5532.4701 | 1645406.1957 | 777040.2883 | 834625.6309 | 271983.0678 | 71266.1941 | 3678.0605 | 6607.7396 | 1965200.9813
Sunday | Sunday | 12 | 5 | 641222.1064 | 712961.0617 | 226091.1944 | 59661.387 | 3227.7668 | 5873.9694 | 1649037.4857 | 765847.5555 | 851529.4166 | 270033.4046 | 71256.9435 | 3855.1031 | 7015.6114 | 1969538.0347
Sunday | Sunday | 12 | 6 | 642436.4431 | 722542.0234 | 240467.9056 | 241.5085 | 3768.8162 | 6272.8388 | 1615729.5356 | 767297.9059 | 862972.497 | 287204.3178 | 288.4472 | 4501.3087 | 7492.0035 | 1929756.4802
Sunday | Sunday | 12 | 7 | 659630.4708 | 744025.6974 | 243945.8961 | 210.2993 | 2471.7801 | 6116.8285 | 1656400.9723 | 787833.6984 | 888631.6549 | 291358.2772 | 251.1723 | 2952.1857 | 7305.6716 | 1978332.6601
Sunday | Sunday | 12 | 8 | 661160.5399 | 819424.2945 | 248832.8686 | 157.6204 | 2067.846 | 5631.7906 | 1737274.9599 | 789661.1457 | 978684.4317 | 297195.0627 | 188.2548 | 2469.7446 | 6726.3637 | 2074925.0032
Sunday | Sunday | 12 | 9 | 643670.7347 | 899048.2371 | 248842.1888 | 168.5844 | 2134.5507 | 5630.6568 | 1799494.9526 | 768772.0897 | 1073783.7759 | 297206.1943 | 201.3498 | 2549.4138 | 6725.0095 | 2149237.8331
Sunday | Sunday | 12 | 10 | 633751.8244 | 941935.9118 | 249553.6364 | 187.9786 | 1927.025 | 5415.9159 | 1832772.2922 | 756925.3784 | 1125006.9333 | 298055.9162 | 224.5134 | 2301.5541 | 6468.5324 | 2188982.8277
Sunday | Sunday | 12 | 11 | 637625.2129 | 966870.607 | 246393.3032 | 189.3043 | 1871.4377 | 4845.6166 | 1857795.4818 | 761551.5836 | 1154787.8394 | 294281.3529 | 226.0968 | 2235.1631 | 5787.3919 | 2218869.4277
Sunday | Sunday | 12 | 12 | 639809.5101 | 970065.4358 | 249428.3454 | 187.9643 | 2301.3125 | 4442.4388 | 1866235.0069 | 764160.4124 | 1158603.6027 | 297906.2741 | 224.4963 | 2748.5867 | 5305.854 | 2228949.2262
Sunday | Sunday | 12 | 13 | 640549.2287 | 954376.1719 | 249909.8941 | 213.1915 | 3542.7613 | 5780.5447 | 1854371.7921 | 765043.8998 | 1139865.0342 | 298481.4148 | 254.6265 | 4231.3187 | 6904.029 | 2214780.3229
Sunday | Sunday | 12 | 14 | 637395.6104 | 931924.195 | 247643.3912 | 234.2208 | 3731.758 | 5347.2079 | 1826276.3833 | 761277.3565 | 1113049.3778 | 295774.403 | 279.7431 | 4457.048 | 6386.4705 | 2181224.399
Sunday | Sunday | 12 | 15 | 646583.4637 | 928808.1441 | 237341.3896 | 245.6978 | 4031.9292 | 6138.8241 | 1823149.4486 | 772250.9254 | 1109327.7033 | 283470.1444 | 293.4507 | 4815.5594 | 7331.9423 | 2177489.7254
Sunday | Sunday | 12 | 16 | 662349.811 | 911964.9756 | 234955.1881 | 350.602 | 4643.389 | 7157.1996 | 1821421.1653 | 791081.559 | 1089210.9617 | 280620.17 | 418.7436 | 5545.8602 | 8548.2452 | 2175425.5396
Sunday | Sunday | 12 | 17 | 717802.3565 | 881056.9906 | 234041.7045 | 60112.2254 | 3761.4045 | 7765.3676 | 1904540.0493 | 857311.6468 | 1052295.8203 | 279529.1452 | 71795.4051 | 4492.4566 | 9274.6145 | 2274699.0885
Sunday | Sunday | 12 | 18 | 847171.2023 | 900660.4665 | 231163.6359 | 60129.0579 | 2560.7197 | 7702.3286 | 2049387.4109 | 1011824.1212 | 1075709.352 | 276091.7063 | 71815.509 | 3058.4113 | 9199.3234 | 2447698.4232
Sunday | Sunday | 12 | 19 | 860664.4501 | 893723.2766 | 233653.8794 | 60206.9029 | 1259.9779 | 7169.2178 | 2056677.7046 | 1027939.8645 | 1067423.8766 | 279065.9439 | 71908.4837 | 1504.8623 | 8562.5992 | 2456405.6302
Sunday | Sunday | 12 | 20 | 857327.6149 | 867179.8188 | 228677.3189 | 60228.5636 | 1308.1535 | 6594.6101 | 2021316.0797 | 1023954.4948 | 1035721.535 | 273122.1584 | 71934.3543 | 1562.4012 | 7876.313 | 2414171.2567
Sunday | Sunday | 12 | 21 | 860705.2813 | 840676.9136 | 218148.1664 | 60224.1508 | 1056.1579 | 6360.1411 | 1987170.8111 | 1027988.6314 | 1004067.6277 | 260546.6005 | 71929.0839 | 1261.4287 | 7596.2735 | 2373389.6457
Sunday | Sunday | 12 | 22 | 851675.1793 | 806449.7966 | 213234.5626 | 59926.7073 | 1245.1546 | 5972.1562 | 1938503.5565 | 1017203.4738 | 963188.2606 | 254678.0076 | 71573.8304 | 1487.158 | 7132.8813 | 2315263.6117
Sunday | Sunday | 12 | 23 | 822923.8018 | 785851.8505 | 211733.0371 | 59727.2584 | 1404.5047 | 5759.9096 | 1887400.3621 | 982864.0897 | 938586.9773 | 252884.6515 | 71335.6174 | 1677.4789 | 6879.3833 | 2254228.198
WeekDay | Monday | 12 | 0 | 779362.3877 | 759158.4338 | 208776.7284 | 59720.8905 | 2190.138 | 5604.3528 | 1814812.9311 | 930836.2476 | 906705.5314 | 249353.766 | 71328.0118 | 2615.8048 | 6693.5931 | 2167532.9547
WeekDay | Monday | 12 | 1 | 730669.4658 | 726890.0745 | 208608.8034 | 59703.4992 | 2505.1325 | 5619.9992 | 1733996.9746 | 872679.5577 | 868165.6185 | 249153.2038 | 71307.2405 | 2992.0203 | 6712.2805 | 2071009.9213
WeekDay | Monday | 12 | 2 | 693309.1431 | 698915.0196 | 208604.1007 | 59691.5877 | 2305.0183 | 5705.2606 | 1668530.13 | 828058.0271 | 834753.4401 | 249147.5871 | 71293.0138 | 2753.0128 | 6814.113 | 1992819.1939
WeekDay | Monday | 12 | 3 | 651670.4448 | 695241.9231 | 207411.8154 | 59670.5268 | 2219.7845 | 5772.3813 | 1621986.876 | 778326.5925 | 830366.4549 | 247723.5738 | 71267.8596 | 2651.2133 | 6894.279 | 1937229.9731
WeekDay | Monday | 12 | 4 | 626706.7171 | 696763.9308 | 205668.5723 | 59666.6575 | 1471.2095 | 5739.728 | 1596016.8152 | 748511.0112 | 832184.274 | 245641.5207 | 71263.2383 | 1757.148 | 6855.2793 | 1906212.4717
WeekDay | Monday | 12 | 5 | 615150.9925 | 693103.1079 | 207383.7341 | 59642.5316 | 2179.0206 | 6023.6305 | 1583483.0172 | 734709.3607 | 827811.9478 | 247690.0347 | 71234.4234 | 2602.5266 | 7194.36 | 1891242.6532
WeekDay | Monday | 12 | 6 | 618524.0102 | 693527.4647 | 207538.8406 | 232.7614 | 3101.7691 | 6073.5175 | 1528998.3633 | 738737.945 | 828318.7809 | 247875.2871 | 278 | 3704.6169 | 7253.9429 | 1826168.5727
WeekDay | Monday | 12 | 7 | 641208.3985 | 685614.2368 | 207296.8567 | 200.7718 | 2464.3685 | 6059.0049 | 1542843.6371 | 765831.1833 | 818867.5686 | 247586.2722 | 239.793 | 2943.3336 | 7236.6097 | 1842704.7603
WeekDay | Monday | 12 | 8 | 682897.0607 | 715103.6104 | 213846.5513 | 154.7674 | 2012.2588 | 5486.6648 | 1619500.9133 | 815622.2927 | 854088.3829 | 255408.9401 | 184.8473 | 2403.3536 | 6553.0317 | 1934260.8483
WeekDay | Monday | 12 | 9 | 694718.7804 | 755840.5637 | 214314.0597 | 145.5732 | 1678.7352 | 6022.4967 | 1672720.2088 | 829741.6361 | 902742.8128 | 255967.3116 | 173.8662 | 2005.0077 | 7193.0059 | 1997823.6403
WeekDay | Monday | 12 | 10 | 686255.8943 | 788419.1131 | 216488.6793 | 156.03 | 1812.1446 | 5431.3355 | 1698563.1969 | 819633.9362 | 941653.2031 | 258564.5819 | 186.3554 | 2164.3461 | 6486.9489 | 2028689.3716
WeekDay | Monday | 12 | 11 | 667440.6745 | 824021.6224 | 215453.1951 | 163.9826 | 2264.2544 | 5285.3026 | 1714629.0315 | 797161.8631 | 984175.2785 | 257327.8449 | 195.8536 | 2704.3261 | 6312.5336 | 2047877.6997
WeekDay | Monday | 12 | 12 | 657927.3877 | 845239.4392 | 217703.3305 | 143.34 | 3079.5341 | 5645.1694 | 1729738.2011 | 785799.6106 | 1009516.9082 | 260015.308 | 171.199 | 3678.0605 | 6742.3427 | 2065923.429
WeekDay | Monday | 12 | 13 | 649652.18 | 843712.1346 | 219246.1116 | 138.1737 | 3401.9403 | 5773.5151 | 1721924.0552 | 775916.0655 | 1007692.7625 | 261857.938 | 165.0286 | 4063.1282 | 6895.6332 | 2056590.556
WeekDay | Monday | 12 | 14 | 637115.4151 | 851165.8822 | 217730.1347 | 140.6093 | 3750.2871 | 6388.7127 | 1716291.0411 | 760942.7034 | 1016595.1917 | 260047.3217 | 167.9376 | 4479.1784 | 7630.3982 | 2049862.7311
WeekDay | Monday | 12 | 15 | 634405.8714 | 844308.1584 | 216340.1025 | 137.7209 | 4057.8699 | 6350.844 | 1705600.5671 | 757706.5434 | 1008404.6271 | 258387.1283 | 164.4878 | 4846.5418 | 7585.1694 | 2037094.4978
WeekDay | Monday | 12 | 16 | 640909.1674 | 828687.5405 | 214859.0806 | 139.7497 | 4072.6932 | 7295.2959 | 1695963.5272 | 765473.7948 | 989748.0464 | 256618.2606 | 166.9109 | 4864.2461 | 8713.1814 | 2025584.4401
WeekDay | Monday | 12 | 17 | 690784.872 | 821502.9541 | 212991.0741 | 59553.521 | 2390.2521 | 7072.8451 | 1794295.5184 | 825043.1486 | 981167.0915 | 254387.1956 | 71128.113 | 2854.8123 | 8447.496 | 2143027.8569
WeekDay | Monday | 12 | 18 | 850854.8659 | 862824.1533 | 209308.1974 | 59756.7025 | 1397.0931 | 7054.4776 | 1991195.4899 | 1016223.7275 | 1030519.3192 | 249988.5292 | 71370.7842 | 1668.6267 | 8425.5586 | 2378196.5455
WeekDay | Monday | 12 | 19 | 860166.152 | 848266.811 | 211670.4656 | 60138.0257 | 1385.9757 | 6814.5665 | 1988441.9965 | 1027344.7191 | 1013132.6682 | 252809.9188 | 71826.2198 | 1655.3485 | 8139.0192 | 2374907.8937
WeekDay | Monday | 12 | 20 | 900768.7694 | 827596.7962 | 212703.369 | 60164.2224 | 1111.7452 | 6479.1896 | 2008824.0918 | 1075838.7042 | 988445.3093 | 254043.5732 | 71857.508 | 1327.8197 | 7738.4599 | 2399251.3743
WeekDay | Monday | 12 | 21 | 910931.9357 | 803509.303 | 213373.7272 | 60149.0251 | 915.3369 | 6349.9369 | 1995229.2648 | 1087977.1442 | 959676.264 | 254844.2198 | 71839.357 | 1093.2382 | 7584.0861 | 2383014.3093
WeekDay | Monday | 12 | 22 | 874918.5195 | 883460.2408 | 214670.3503 | 60142.2914 | 1074.687 | 6290.526 | 2040556.6149 | 1044964.2997 | 1055166.1569 | 256392.8495 | 71831.3145 | 1283.559 | 7513.1283 | 2437151.3079
WeekDay | Monday | 12 | 23 | 802937.3692 | 861548.124 | 216707.7297 | 59760.8603 | 1360.0349 | 6135.4228 | 1948449.5408 | 958993.1713 | 1028995.2858 | 258826.2061 | 71375.75 | 1624.3661 | 7327.8798 | 2327142.659
WeekDay | Tuesday | 12 | 0 | 723836.279 | 744700.8071 | 217039.9067 | 59663.5848 | 2286.4893 | 6142.2255 | 1753669.2924 | 864518.2991 | 889437.9762 | 259222.9437 | 71259.5685 | 2730.8825 | 7336.0047 | 2094505.6747
WeekDay | Tuesday | 12 | 1 | 663450.3326 | 728156.4156 | 216329.8112 | 59657.0459 | 2356.8998 | 5987.5758 | 1675938.0809 | 792395.9738 | 869678.0808 | 258374.8368 | 71251.7587 | 2814.9777 | 7151.2978 | 2001666.9256
WeekDay | Tuesday | 12 | 2 | 624343.7543 | 708209.4335 | 217226.0808 | 59647.3312 | 2597.7779 | 5936.3282 | 1617960.7059 | 745688.7921 | 845854.2804 | 259445.3019 | 71240.1558 | 3102.672 | 7090.09 | 1932421.2922
WeekDay | Tuesday | 12 | 3 | 614698.2963 | 704461.2162 | 220797.8242 | 59647.2825 | 2738.599 | 5900.0467 | 1608243.2649 | 734168.6802 | 841377.5741 | 263711.2355 | 71240.0976 | 3270.8625 | 7046.757 | 1920815.2069
WeekDay | Tuesday | 12 | 4 | 606700.2036 | 707723.9294 | 220674.1487 | 59634.4836 | 3016.5353 | 6266.036 | 1604015.3365 | 724616.1091 | 845274.4156 | 263563.5228 | 71224.8112 | 3602.8174 | 7483.8786 | 1915765.5546
WeekDay | Tuesday | 12 | 5 | 638089.4286 | 740032.016 | 225037.4018 | 59635.0175 | 3702.1115 | 6723.8628 | 1673219.8382 | 762106.0225 | 883861.777 | 268774.801 | 71225.4489 | 4421.6395 | 8030.6868 | 1998420.3757
WeekDay | Tuesday | 12 | 6 | 681786.2269 | 802102.936 | 237297.448 | 230.6085 | 4157.927 | 7283.2776 | 1732858.424 | 814295.5616 | 957996.561 | 283417.6623 | 275.4286 | 4966.0456 | 8698.8273 | 2069650.0864
WeekDay | Tuesday | 12 | 7 | 592527.9592 | 921162.9011 | 253676.6291 | 215.0903 | 3431.5868 | 7598.6996 | 1778612.8662 | 707689.4021 | 1100196.5605 | 302980.2378 | 256.8944 | 4098.5367 | 9075.5535 | 2124297.1851
WeekDay | Tuesday | 12 | 8 | 520472.375 | 1088236.8904 | 267305.9325 | 195.3437 | 2764.5397 | 7719.3355 | 1886694.4168 | 621629.3732 | 1299742.4043 | 319258.4799 | 233.3099 | 3301.8449 | 9219.6357 | 2253385.0479
WeekDay | Tuesday | 12 | 9 | 501312.8103 | 1184009.4182 | 279776.7238 | 200.3782 | 1982.6122 | 6459.0081 | 1973740.9509 | 598746.0296 | 1414128.9102 | 334153.046 | 239.323 | 2367.9451 | 7714.3559 | 2357349.6098
WeekDay | Tuesday | 12 | 10 | 503128.378 | 1235890.5614 | 285271.8504 | 204.8101 | 1897.3784 | 6819.3284 | 2033212.3067 | 600914.464 | 1476093.4718 | 340716.1841 | 244.6162 | 2266.1456 | 8144.7067 | 2428379.5883
WeekDay | Tuesday | 12 | 11 | 516070.6082 | 1268091.4419 | 289158.2906 | 224.8633 | 2130.8449 | 6812.0721 | 2082488.1211 | 616372.096 | 1514552.7909 | 345357.9779 | 268.5669 | 2544.9877 | 8136.0401 | 2487232.4594
WeekDay | Tuesday | 12 | 12 | 526327.5729 | 1269786.2856 | 293246.5654 | 229.5225 | 2834.9502 | 6941.0981 | 2099365.9947 | 628622.5647 | 1516577.0379 | 350240.8339 | 274.1316 | 3385.9402 | 8290.143 | 2507390.6513
WeekDay | Tuesday | 12 | 13 | 518638.276 | 1274974.0218 | 294255.8241 | 207.3441 | 4209.8084 | 7338.8336 | 2099624.108 | 619438.8058 | 1522773.0424 | 351446.2482 | 247.6427 | 5028.0105 | 8765.181 | 2507698.9306
WeekDay | Tuesday | 12 | 14 | 523886.543 | 1266626.4718 | 290756.4453 | 203.3172 | 4283.9248 | 6126.8059 | 2091883.508 | 625707.1057 | 1512803.0949 | 347266.7437 | 242.8332 | 5116.5318 | 7317.5882 | 2498453.8975
WeekDay | Tuesday | 12 | 15 | 555690.7973 | 1204949.5248 | 287611.5589 | 195.1087 | 4161.6328 | 7612.3052 | 2060220.9277 | 663692.7118 | 1439138.855 | 343510.6293 | 233.0293 | 4970.4716 | 9091.8034 | 2460637.5005
WeekDay | Tuesday | 12 | 16 | 603821.0151 | 1132311.4046 | 281503.5224 | 180.4702 | 4220.9259 | 7422.5078 | 2029459.8459 | 721177.3327 | 1352383.0706 | 336215.4585 | 215.5457 | 5041.2887 | 8865.1177 | 2423897.8138
WeekDay | Tuesday | 12 | 17 | 674053.5517 | 1027769.7038 | 273991.0189 | 59585.2011 | 3509.409 | 7942.013 | 2046850.8975 | 805059.9935 | 1227523.0491 | 327242.8538 | 71165.9504 | 4191.4841 | 9485.592 | 2444668.9228
WeekDay | Tuesday | 12 | 18 | 870254.5545 | 988375.3524 | 268292.1587 | 59947.1635 | 2160.4915 | 7820.4701 | 2196850.1907 | 1039393.8645 | 1180472.1639 | 320436.3852 | 71598.2624 | 2580.3962 | 9340.4264 | 2623821.4987
WeekDay | Tuesday | 12 | 19 | 949871.7998 | 969014.5064 | 259477.2301 | 60443.4256 | 2282.7834 | 7367.6321 | 2248457.3774 | 1134485.2097 | 1157348.4188 | 309908.2212 | 72190.9761 | 2726.4564 | 8799.5765 | 2685458.8587
WeekDay | Tuesday | 12 | 20 | 976149.2887 | 925515.897 | 254853.599 | 60247.8651 | 1474.9153 | 6835.8818 | 2225077.4469 | 1165869.8897 | 1105395.5879 | 304385.959 | 71957.4072 | 1761.5741 | 8164.4774 | 2657534.8952
WeekDay | Tuesday | 12 | 21 | 988250.0396 | 876624.541 | 253087.7582 | 60250.5557 | 1297.036 | 6465.5841 | 2185975.5146 | 1180322.4958 | 1047001.8969 | 302276.9162 | 71960.6208 | 1549.123 | 7722.21 | 2610833.2626
WeekDay | Tuesday | 12 | 22 | 945663.3709 | 829159.6851 | 246618.4994 | 59755.3491 | 1411.9164 | 6202.7702 | 2088811.5911 | 1129458.8468 | 990311.9552 | 294550.3173 | 71369.1677 | 1686.331 | 7408.3167 | 2494784.9347
WeekDay | Tuesday | 12 | 23 | 854398.5284 | 800192.8557 | 240605.2124 | 59654.4661 | 1997.4355 | 5990.0701 | 1962838.5682 | 1020456.1225 | 955715.2448 | 287368.3111 | 71248.6774 | 2385.6493 | 7154.277 | 2344328.2821
WeekDay | Wednesday | 12 | 0 | 774477.3079 | 786337.5893 | 232396.7979 | 59658.1014 | 2594.0721 | 5866.7131 | 1861330.5817 | 925001.7226 | 939167.1225 | 277564.5409 | 71253.0192 | 3098.2459 | 7006.9448 | 2223091.5959
WeekDay | Wednesday | 12 | 1 | 718285.8 | 765117.4601 | 230351.2425 | 59643.0942 | 3220.3552 | 5734.059 | 1782352.011 | 857889.0506 | 913822.731 | 275121.4192 | 71235.0953 | 3846.251 | 6848.5086 | 2128763.0556
WeekDay | Wednesday | 12 | 2 | 679058.9379 | 740699.1788 | 231262.6216 | 59639.797 | 2708.9524 | 5711.6099 | 1719081.0976 | 811038.2073 | 884658.6069 | 276209.9305 | 71231.1573 | 3235.4539 | 6821.6963 | 2053195.0522
WeekDay | Wednesday | 12 | 3 | 648428.104 | 719703.7103 | 230544.0836 | 59633.943 | 1849.2028 | 5760.8166 | 1665919.8603 | 774454.0829 | 859582.5404 | 275351.7402 | 71224.1655 | 2208.6067 | 6880.4666 | 1989701.6023
WeekDay | Wednesday | 12 | 4 | 642078.3866 | 722506.3145 | 233097.0842 | 59638.4627 | 2608.8954 | 5951.0675 | 1665880.2109 | 766870.2589 | 862929.8479 | 278400.9322 | 71229.5637 | 3115.9502 | 7107.694 | 1989654.2469
WeekDay | Wednesday | 12 | 5 | 666217.0123 | 759423.2764 | 237960.1416 | 59635.6746 | 3576.1137 | 6629.7577 | 1733441.9764 | 795700.3746 | 907021.8478 | 284209.1546 | 71226.2337 | 4271.1533 | 7918.2918 | 2070347.0558
WeekDay | Wednesday | 12 | 6 | 698915.8049 | 821965.1919 | 247299.6501 | 237.1216 | 4202.3968 | 7141.3264 | 1779761.4917 | 834754.378 | 981719.1682 | 295363.8538 | 283.2076 | 5019.1584 | 8529.287 | 2125669.053
WeekDay | Wednesday | 12 | 7 | 610362.9676 | 921276.8909 | 256683.6377 | 255.4574 | 3542.7613 | 7494.1637 | 1799615.8786 | 728990.7538 | 1100332.7049 | 306571.6769 | 305.1072 | 4231.3187 | 8950.7003 | 2149382.2617
WeekDay | Wednesday | 12 | 8 | 528373.9187 | 1085017.804 | 265164.8788 | 190.3063 | 2597.7779 | 7610.2644 | 1888954.95 | 631066.6303 | 1295897.6687 | 316701.2993 | 227.2935 | 3102.672 | 9089.3659 | 2256084.9297
WeekDay | Wednesday | 12 | 9 | 506421.2448 | 1174850.179 | 276204.5086 | 223.4057 | 1945.5541 | 7603.4616 | 1967248.3539 | 604847.3197 | 1403189.5167 | 329886.5489 | 266.826 | 2323.6844 | 9081.241 | 2349595.1367
WeekDay | Wednesday | 12 | 10 | 503486.7118 | 1229082.1694 | 283265.8508 | 256.9475 | 2127.1391 | 5922.2691 | 2024141.0877 | 601342.4421 | 1467961.8271 | 338320.3062 | 306.8868 | 2540.5616 | 7073.2985 | 2417545.3223
WeekDay | Wednesday | 12 | 11 | 500544.3983 | 1247799.9425 | 285033.1112 | 263.3536 | 2471.7801 | 6292.3401 | 2042404.9258 | 597828.272 | 1490317.5142 | 340431.0445 | 314.538 | 2952.1857 | 7515.295 | 2439358.8494
WeekDay | Wednesday | 12 | 12 | 505839.2 | 1246720.3716 | 290338.3777 | 269.0166 | 3268.5308 | 6389.393 | 2052824.8898 | 604152.1509 | 1489028.1221 | 346767.4221 | 321.3017 | 3903.7898 | 7631.2107 | 2451803.9973
WeekDay | Wednesday | 12 | 13 | 503890.0158 | 1246297.4794 | 289813.8748 | 262.3784 | 3879.9907 | 6402.7718 | 2050546.5108 | 601824.1307 | 1488523.0381 | 346140.9788 | 313.3732 | 4634.0907 | 7647.1898 | 2449082.8013
WeekDay | Wednesday | 12 | 14 | 511810.4999 | 1240001.9678 | 286931.4608 | 237.8122 | 4398.8051 | 7046.7678 | 2050427.3136 | 611284.0095 | 1481003.9552 | 342698.35 | 284.0324 | 5253.7398 | 8416.3504 | 2448940.4374
WeekDay | Wednesday | 12 | 15 | 548952.6224 | 1195664.9156 | 281535.7815 | 228.5664 | 4999.1475 | 7827.9532 | 2039208.9865 | 655644.9313 | 1428049.725 | 336253.9873 | 272.9897 | 5970.7625 | 9349.3639 | 2435541.7596
WeekDay | Wednesday | 12 | 16 | 596469.9594 | 1123564.4621 | 275844.7338 | 222.5547 | 4969.501 | 8046.7758 | 2009117.9867 | 712397.5542 | 1341936.1062 | 329456.8496 | 265.8096 | 5935.3539 | 9610.716 | 2399602.3895
WeekDay | Wednesday | 12 | 17 | 666044.2365 | 1028772.4347 | 266739.0613 | 59610.1828 | 4524.8029 | 7962.6481 | 2033653.3664 | 795494.0188 | 1228720.6669 | 318581.4338 | 71195.7875 | 5404.2261 | 9510.2376 | 2428906.3706
WeekDay | Wednesday | 12 | 18 | 844223.1413 | 996262.1395 | 261707.496 | 59855.3716 | 2975.7713 | 7752.4424 | 2172776.362 | 1008303.0865 | 1189891.7964 | 312571.9529 | 71488.6301 | 3554.1307 | 9259.1771 | 2595068.7737
WeekDay | Wednesday | 12 | 19 | 921646.7897 | 964195.1249 | 252486.2334 | 60551.5553 | 2560.7197 | 7418.8796 | 2208859.3027 | 1100774.4958 | 1151592.3609 | 301558.4814 | 72320.1214 | 3058.4113 | 8860.7844 | 2638164.6553
WeekDay | Wednesday | 12 | 20 | 943617.5433 | 918431.1353 | 251689.4321 | 60575.1874 | 1864.0261 | 6778.5117 | 2182955.836 | 1127015.4002 | 1096933.8593 | 300606.8169 | 72348.3466 | 2226.311 | 8095.9571 | 2607226.6909
WeekDay | Wednesday | 12 | 21 | 952380.1199 | 870124.6855 | 249468.1714 | 60576.7013 | 1549.0316 | 6413.883 | 2140512.5927 | 1137481.0372 | 1039238.7546 | 297953.8405 | 72350.1547 | 1850.0954 | 7660.4605 | 2556534.343
WeekDay | Wednesday | 12 | 22 | 932024.1563 | 828817.8617 | 246097.9754 | 60175.4864 | 1304.4477 | 5980.5462 | 2074400.4736 | 1113168.7672 | 989903.6963 | 293928.6263 | 71870.9612 | 1557.9751 | 7142.9021 | 2477572.9281
WeekDay | Wednesday | 12 | 23 | 852560.064 | 791920.7264 | 243729.6774 | 59851.6073 | 1704.6759 | 5830.4317 | 1955597.1828 | 1018260.3413 | 945835.3764 | 291100.035 | 71484.1343 | 2035.9902 | 6963.6118 | 2335679.489
WeekDay | Thursday | 12 | 0 | 768092.9869 | 759158.1749 | 240652.1154 | 59686.7432 | 1990.0239 | 5736.7801 | 1835316.8245 | 917376.5697 | 906705.2222 | 287424.3299 | 71287.2278 | 2376.7972 | 6851.7585 | 2192021.9054
WeekDay | Thursday | 12 | 1 | 705847.0418 | 735838.6615 | 241813.3277 | 59663.6154 | 2590.3663 | 5632.6977 | 1751385.7103 | 843032.7434 | 878853.4183 | 288811.2309 | 71259.605 | 3093.8198 | 6727.447 | 2091778.2645
WeekDay | Thursday | 12 | 2 | 664473.4062 | 715148.765 | 240493.9882 | 59675.7638 | 2527.3674 | 5619.0921 | 1687938.3827 | 793617.8879 | 854142.3135 | 287235.4697 | 71274.1145 | 3018.5767 | 6711.1971 | 2015999.5596
WeekDay | Thursday | 12 | 3 | 622226.3408 | 699955.6453 | 239767.7099 | 59677.954 | 2605.1895 | 5717.7324 | 1629950.5719 | 743159.8463 | 835996.3179 | 286368.0348 | 71276.7303 | 3111.5241 | 6829.0087 | 1946741.4622
WeekDay | Thursday | 12 | 4 | 617542.7875 | 707643.0638 | 240233.0342 | 59675.2318 | 2957.2422 | 5948.1197 | 1633999.4792 | 737566.0156 | 845177.8333 | 286923.7978 | 71273.4791 | 3532.0003 | 7104.1732 | 1951577.2994
WeekDay | Thursday | 12 | 5 | 630668.5719 | 734646.1373 | 245908.2328 | 59666.8218 | 3791.0511 | 6493.2487 | 1681174.0636 | 753242.8768 | 877429.1197 | 293702.006 | 71263.4346 | 4527.8651 | 7755.2514 | 2007920.5536
WeekDay | Thursday | 12 | 6 | 661293.1455 | 775464.5556 | 253112.7361 | 248.739 | 4024.5176 | 7233.1639 | 1701376.8577 | 789819.5241 | 926180.848 | 302306.7487 | 297.0829 | 4806.7072 | 8638.9736 | 2032049.8846
WeekDay | Thursday | 12 | 7 | 591407.2386 | 877421.0549 | 263628.6954 | 219.8775 | 3124.004 | 7738.1565 | 1743539.0268 | 706350.8625 | 1047953.2182 | 314866.5492 | 262.612 | 3731.1733 | 9242.1147 | 2082406.5299
WeekDay | Thursday | 12 | 8 | 521753.5316 | 1046697.3504 | 273815.3772 | 171.02 | 2801.5979 | 7710.0384 | 1852948.9156 | 623159.5305 | 1250129.3999 | 327033.0751 | 204.2588 | 3346.1056 | 9208.5316 | 2213080.9016
WeekDay | Thursday | 12 | 9 | 497864.9031 | 1147668.115 | 282330.6333 | 186.3806 | 2049.3169 | 6777.3779 | 1936876.7269 | 594628.0004 | 1370724.4519 | 337203.3234 | 222.6049 | 2447.6143 | 8094.6029 | 2313320.5978
WeekDay | Thursday | 12 | 10 | 493740.254 | 1196265.0899 | 286218.179 | 205.6535 | 2075.2577 | 5597.3232 | 1984101.7573 | 589701.7005 | 1428766.5469 | 341846.4375 | 245.6235 | 2478.5967 | 6685.1974 | 2369724.1025
WeekDay | Thursday | 12 | 11 | 508230.6506 | 1233310.8318 | 289081.1571 | 219.2022 | 3398.2344 | 6488.4868 | 2040728.5628 | 607008.3945 | 1473012.356 | 345265.8529 | 261.8055 | 4058.7021 | 7749.564 | 2437356.675
WeekDay | Thursday | 12 | 12 | 511642.2455 | 1222926.112 | 292585.9824 | 215.3912 | 4146.8095 | 5885.0806 | 2037401.6212 | 611083.0538 | 1460609.3021 | 349451.8626 | 257.2537 | 4952.7674 | 7028.8821 | 2433383.1218
WeekDay | Thursday | 12 | 13 | 505494.4574 | 1229657.0467 | 293163.1296 | 215.9996 | 4335.8062 | 6716.153 | 2039582.5926 | 603740.4055 | 1468648.4353 | 350141.1818 | 257.9804 | 5178.4967 | 8021.4785 | 2435987.9783
WeekDay | Thursday | 12 | 14 | 505931.9207 | 1213010.2914 | 290911.973 | 208.5714 | 4239.455 | 7380.5573 | 2021682.7689 | 604262.8924 | 1448766.2811 | 347452.4992 | 249.1086 | 5063.419 | 8815.0139 | 2414609.2142
WeekDay | Thursday | 12 | 15 | 537542.9978 | 1163881.2614 | 287539.0155 | 210.7654 | 4747.1519 | 6926.3587 | 2000847.5507 | 642017.7762 | 1390088.7227 | 343423.9866 | 251.729 | 5669.79 | 8272.539 | 2389724.5436
WeekDay | Thursday | 12 | 16 | 582087.4342 | 1093029.9831 | 279869.9196 | 197.4001 | 4728.6228 | 7662.419 | 1967575.7788 | 695219.697 | 1305467.0639 | 334264.355 | 235.766 | 5647.6597 | 9151.6571 | 2349986.1987
WeekDay | Thursday | 12 | 17 | 651386.7517 | 1013001.0713 | 270973.2396 | 59763.5051 | 3516.8206 | 7777.3859 | 2006418.7741 | 777987.7618 | 1209884.0423 | 323638.5507 | 71378.9088 | 4200.3362 | 9288.9685 | 2396378.5684
WeekDay | Thursday | 12 | 18 | 817839.6968 | 985501.9093 | 266956.4972 | 60057.2771 | 2516.2499 | 7671.9429 | 2140543.5732 | 976791.8578 | 1177040.2495 | 318841.1297 | 71729.7772 | 3005.2985 | 9163.032 | 2556571.3447
WeekDay | Thursday | 12 | 19 | 921625.7607 | 970843.1389 | 257724.9107 | 60579.3356 | 2201.2555 | 7398.6981 | 2220373.0994 | 1100749.3797 | 1159532.4572 | 307815.3277 | 72353.301 | 2629.083 | 8836.6804 | 2651916.2289
WeekDay | Thursday | 12 | 20 | 957125.3754 | 925756.3729 | 254064.5115 | 60589.2519 | 1671.3236 | 7004.5906 | 2206211.4259 | 1143148.5622 | 1105682.8017 | 303443.5076 | 72365.1446 | 1996.1556 | 8365.9758 | 2635002.1474
WeekDay | Thursday | 12 | 21 | 979715.512 | 878188.8987 | 251919.0268 | 60580.8829 | 1682.441 | 6600.279 | 2178687.0405 | 1170129.2304 | 1048870.2971 | 300881.0347 | 72355.1491 | 2009.4338 | 7883.0838 | 2602128.2288
WeekDay | Thursday | 12 | 22 | 950801.4875 | 825925.9657 | 250236.4305 | 60318.8254 | 1715.7934 | 6212.2941 | 2095210.7966 | 1135595.5879 | 986449.7426 | 298871.4154 | 72042.1591 | 2049.2684 | 7419.6916 | 2502427.865
WeekDay | Thursday | 12 | 23 | 863612.8441 | 794405.0515 | 245198.8605 | 59836.5314 | 1815.8505 | 5845.8513 | 1970714.9892 | 1031461.2969 | 948802.5453 | 292854.7628 | 71466.1282 | 2168.7721 | 6982.0283 | 2353735.5338
WeekDay | Friday | 12 | 0 | 780856.5816 | 712516.3635 | 241376.7467 | 59679.5386 | 2423.6045 | 5684.8523 | 1802537.6871 | 932620.8473 | 850998.2886 | 288289.7978 | 71278.6229 | 2894.6469 | 6789.7382 | 2152871.9417
WeekDay | Friday | 12 | 1 | 726703.5019 | 699547.0925 | 239182.3842 | 59669.586 | 2931.3015 | 5601.4049 | 1733635.2709 | 867942.7844 | 835508.3603 | 285668.9475 | 71266.736 | 3501.0179 | 6690.0723 | 2070577.9183
WeekDay | Friday | 12 | 2 | 683921.4211 | 679570.958 | 237227.9195 | 59670.0912 | 3009.1236 | 5603.4457 | 1669002.9592 | 816845.7438 | 811649.7415 | 283334.6206 | 71267.3394 | 3593.9653 | 6692.5098 | 1993383.9204
WeekDay | Friday | 12 | 3 | 589181.7172 | 673332.4501 | 237190.2561 | 59652.5262 | 2371.7231 | 5802.0868 | 1567530.7594 | 703692.7974 | 804198.7414 | 283289.637 | 71246.3605 | 2832.682 | 6929.7579 | 1872189.9762
WeekDay | Friday | 12 | 4 | 580045.8499 | 674085.007 | 239667.5616 | 59641.2784 | 3420.4693 | 6054.0162 | 1562914.1824 | 692781.3183 | 805097.5623 | 286248.4221 | 71232.9267 | 4085.2585 | 7230.6514 | 1866676.1392
WeekDay | Friday | 12 | 5 | 599951.3516 | 700521.5321 | 244925.7884 | 59640.1982 | 3779.9336 | 6550.1653 | 1615368.9692 | 716555.5763 | 836672.1882 | 292528.6176 | 71231.6365 | 4514.5869 | 7823.2301 | 1929325.8355
WeekDay | Friday | 12 | 6 | 634215.7549 | 744364.6913 | 253362.0162 | 233.0976 | 4213.5142 | 7174.66 | 1643563.7342 | 757479.4765 | 889036.5343 | 302604.4779 | 278.4015 | 5032.4366 | 8569.0992 | 1963000.426
WeekDay | Friday | 12 | 7 | 589021.3799 | 844255.3073 | 261361.5197 | 203.6697 | 3031.3585 | 7446.9978 | 1705320.2329 | 703501.2976 | 1008341.5042 | 312158.734 | 243.2541 | 3620.5216 | 8894.3675 | 2036759.679
WeekDay | Friday | 12 | 8 | 534683.5982 | 1005427.9662 | 271756.5625 | 177.6908 | 2612.6012 | 7138.8321 | 1821797.2509 | 638602.6348 | 1200839.0578 | 324574.1171 | 212.226 | 3120.3762 | 8526.3079 | 2175874.7198
WeekDay | Friday | 12 | 9 | 510146.8717 | 1094295.2792 | 282829.1975 | 208.0786 | 2201.2555 | 6727.0374 | 1896407.7199 | 609297.0449 | 1306978.2782 | 337798.7867 | 248.5199 | 2629.083 | 8034.4784 | 2264986.1911
WeekDay | Friday | 12 | 10 | 504812.299 | 1155207.8523 | 289306.0454 | 221.7123 | 2234.6078 | 6739.5092 | 1958522.026 | 602925.6654 | 1379729.5834 | 345534.4496 | 264.8034 | 2668.9175 | 8049.3741 | 2339172.7935
WeekDay | Friday | 12 | 11 | 523535.4839 | 1182503.9012 | 291361.4538 | 225.9999 | 2004.8471 | 6494.6093 | 2006126.2952 | 625287.8161 | 1412330.7868 | 347989.3393 | 269.9244 | 2394.5015 | 7756.8764 | 2396029.2444
WeekDay | Friday | 12 | 12 | 523769.0285 | 1178785.9252 | 293834.5901 | 228.4202 | 2064.1402 | 6004.5827 | 2004686.6869 | 625566.7515 | 1407890.1993 | 350943.1447 | 272.8151 | 2465.3185 | 7171.6102 | 2394309.8393
WeekDay | Friday | 12 | 13 | 519408.8051 | 1182259.2109 | 295575.611 | 252.8327 | 2823.8328 | 6732.0261 | 2007052.3186 | 620359.0919 | 1412038.5394 | 353022.5438 | 301.9723 | 3372.662 | 8040.4367 | 2397135.2461
WeekDay | Friday | 12 | 14 | 524252.8181 | 1176204.3123 | 296123.3965 | 256.2674 | 3509.409 | 7475.5694 | 2007821.7727 | 626144.5686 | 1404806.8342 | 353676.7947 | 306.0745 | 4191.4841 | 8928.4922 | 2398054.2483
WeekDay | Friday | 12 | 15 | 552729.3872 | 1133287.0046 | 295849.431 | 278.2777 | 4747.1519 | 7087.131 | 1993978.3834 | 660155.7335 | 1353548.2844 | 353349.5824 | 332.3627 | 5669.79 | 8464.5583 | 2381520.3114
WeekDay | Friday | 12 | 16 | 585469.8571 | 1077822.5951 | 287758.6289 | 509.5462 | 5099.2046 | 7393.7094 | 1964053.5411 | 699259.5145 | 1287304.0268 | 343686.2833 | 608.5796 | 6090.2662 | 8830.7221 | 2345779.3925
WeekDay | Friday | 12 | 17 | 648143.7122 | 992357.2896 | 277471.4629 | 60091.4157 | 4202.3968 | 7386.9066 | 1989653.1838 | 774114.4178 | 1185228.015 | 331399.7435 | 71770.5509 | 5019.1584 | 8822.5972 | 2376354.4828
WeekDay | Friday | 12 | 18 | 828478.4076 | 959745.4262 | 272477.38 | 60235.7052 | 2397.6638 | 7493.2566 | 2130827.8393 | 989498.2672 | 1146277.836 | 325435.0299 | 71942.8839 | 2863.6644 | 8949.617 | 2544967.2984
WeekDay | Friday | 12 | 19 | 862232.3926 | 917888.1333 | 263934.1566 | 60438.3605 | 1567.5607 | 7151.7573 | 2113212.361 | 1029812.5463 | 1096285.3214 | 315231.3786 | 72184.9265 | 1872.2257 | 8541.7452 | 2523928.1438
WeekDay | Friday | 12 | 20 | 879323.3544 | 877095.519 | 258979.4946 | 60457.6266 | 1041.3347 | 6927.039 | 2083824.3682 | 1050225.2412 | 1047564.4123 | 309313.7477 | 72207.9372 | 1243.7244 | 8273.3515 | 2488828.4143
WeekDay | Friday | 12 | 21 | 880511.9962 | 841389.168 | 255939.13 | 60217.9061 | 807.8682 | 6528.1696 | 2045394.2381 | 1051644.9029 | 1004918.3131 | 305682.4697 | 71921.6255 | 964.8823 | 7796.9594 | 2442929.1528
WeekDay | Friday | 12 | 22 | 858289.4353 | 796535.1144 | 252148.8366 | 59999.1968 | 767.1042 | 6195.7407 | 1973935.4279 | 1025103.251 | 951346.5991 | 301155.5094 | 71660.4087 | 916.1956 | 7399.9209 | 2357581.8846
WeekDay | Friday | 12 | 23 | 781429.3081 | 762101.899 | 249831.7241 | 59692.9564 | 919.0427 | 5920.4551 | 1859895.3854 | 933304.8866 | 910221.0771 | 298388.0519 | 71294.6486 | 1097.6643 | 7071.1318 | 2221377.4604
Saturday | Saturday | 12 | 0 | 695020.6014 | 739491.7504 | 246240.9768 | 59654.4957 | 1222.9197 | 5893.6975 | 1747524.4415 | 830102.1179 | 883216.5074 | 294099.4209 | 71248.7128 | 1460.6016 | 7039.1737 | 2087166.5344
Saturday | Saturday | 12 | 1 | 636561.0462 | 722020.5951 | 244157.6179 | 59653.3104 | 1226.6255 | 5744.2632 | 1669363.4583 | 760280.5896 | 862349.726 | 291611.1484 | 71247.2971 | 1465.0277 | 6860.696 | 1993814.4848
Saturday | Saturday | 12 | 2 | 596457.7295 | 703210.9486 | 242287.6176 | 59661.2294 | 1289.6244 | 5663.5369 | 1608570.6865 | 712382.9474 | 839884.3093 | 289377.7021 | 71256.7553 | 1540.2708 | 6764.2801 | 1921206.2649
Saturday | Saturday | 12 | 3 | 585295.7874 | 693508.4559 | 240674.588 | 59657.1663 | 3420.4693 | 5737.6872 | 1588294.154 | 699051.6133 | 828296.0776 | 287451.1702 | 71251.9024 | 4085.2585 | 6852.8419 | 1896988.864
Saturday | Saturday | 12 | 4 | 579463.2966 | 690596.5641 | 243508.3411 | 59650.0944 | 3709.5231 | 5906.396 | 1582834.2151 | 692085.5421 | 824818.2417 | 290835.6806 | 71243.4561 | 4430.4916 | 7054.3403 | 1890467.7525
Saturday | Saturday | 12 | 5 | 597888.4093 | 715389.2545 | 249269.1462 | 59648.3914 | 3920.7547 | 6294.1542 | 1632410.1102 | 714091.6885 | 854429.5437 | 297716.1336 | 71241.4221 | 4682.7774 | 7517.4616 | 1949679.0268
Saturday | Saturday | 12 | 6 | 636743.42 | 752357.5174 | 254290.9541 | 234.4921 | 4176.4561 | 7033.389 | 1654836.2287 | 760498.4089 | 898582.8152 | 303713.9606 | 280.0671 | 4988.1759 | 8400.3713 | 1976463.7989
Saturday | Saturday | 12 | 7 | 610579.2791 | 852978.9189 | 264181.204 | 206.0279 | 3246.2959 | 7306.4071 | 1738498.133 | 729249.1068 | 1018760.6032 | 315526.4413 | 246.0707 | 3877.2335 | 8726.4521 | 2076385.9075
Saturday | Saturday | 12 | 8 | 554150.5818 | 1013416.0957 | 273570.9156 | 173.4537 | 2679.3059 | 6918.6489 | 1850909.0016 | 661853.1461 | 1210379.7292 | 326741.1008 | 207.1655 | 3200.0454 | 8263.3308 | 2210644.5178
Saturday | Saturday | 12 | 9 | 526520.7567 | 1109978.5051 | 281941.067 | 186.9929 | 2375.4289 | 6444.2687 | 1927447.0193 | 628853.2949 | 1325709.6351 | 336738.0425 | 223.3361 | 2837.108 | 7696.7519 | 2302058.1686
Saturday | Saturday | 12 | 10 | 521469.8287 | 1152894.4825 | 289219.3463 | 194.9024 | 2549.6023 | 5944.9451 | 1972273.1072 | 622820.6881 | 1376966.5959 | 345430.9 | 232.7829 | 3045.1331 | 7100.3816 | 2355596.4817
Saturday | Saturday | 12 | 11 | 516275.786 | 1164361.1793 | 288159.6107 | 206.323 | 3020.2411 | 6376.241 | 1978399.3811 | 616617.1513 | 1390661.9156 | 344165.1984 | 246.4232 | 3607.2434 | 7615.5025 | 2362913.4344
Saturday | Saturday | 12 | 12 | 518316.8217 | 1168773.8246 | 291227.9332 | 214.0683 | 3642.8184 | 6198.4618 | 1988373.928 | 619054.8749 | 1395932.1856 | 347829.8682 | 255.6738 | 4350.8225 | 7403.1709 | 2374826.5957
Saturday | Saturday | 12 | 13 | 510871.417 | 1168812.0839 | 289555.0689 | 226.0104 | 3931.8721 | 5313.6475 | 1978710.0998 | 610162.4101 | 1395977.8808 | 345831.8724 | 269.9369 | 4696.0556 | 6346.3875 | 2363284.5433
Saturday | Saturday | 12 | 14 | 522675.0417 | 1158124.6732 | 284866.3658 | 232.279 | 4446.9807 | 5772.1546 | 1976117.4949 | 624260.1416 | 1383213.3063 | 340231.8911 | 277.4239 | 5311.2787 | 6894.0082 | 2360188.0497
Saturday | Saturday | 12 | 15 | 541186.4006 | 1126107.778 | 278618.3724 | 243.3959 | 5243.7314 | 7078.9676 | 1958478.646 | 646369.2967 | 1344973.7312 | 332769.5619 | 290.7014 | 6262.8828 | 8454.8084 | 2339120.9823
Saturday | Saturday | 12 | 16 | 578784.937 | 1068097.0368 | 272866.7129 | 351.261 | 5517.9619 | 6639.5084 | 1932257.4181 | 691275.3393 | 1275688.2467 | 325900.0321 | 419.5308 | 6590.4117 | 7929.9375 | 2307803.498
Saturday | Saturday | 12 | 17 | 651255.0925 | 997646.585 | 267365.7597 | 60118.9735 | 3861.4616 | 7114.1153 | 1987361.9876 | 777830.514 | 1191545.3174 | 319329.9349 | 71803.4647 | 4611.9603 | 8496.7873 | 2373617.9785
Saturday | Saturday | 12 | 18 | 817247.1559 | 972234.5228 | 251102.7621 | 60136.2577 | 2216.0787 | 6739.9627 | 2109676.7399 | 976084.1528 | 1161194.2651 | 299906.1239 | 71824.1082 | 2646.7872 | 8049.9158 | 2519705.3531
Saturday | Saturday | 12 | 19 | 853199.74 | 940649.2276 | 249570.5572 | 60231.1721 | 2419.8987 | 6538.3738 | 2112608.9693 | 1019024.3422 | 1123470.174 | 298076.1256 | 71937.4698 | 2890.2208 | 7809.1468 | 2523207.4793
Saturday | Saturday | 12 | 20 | 852980.8074 | 899274.4348 | 246509.6344 | 60245.8469 | 1838.0854 | 6336.3314 | 2067185.1401 | 1018762.8587 | 1074053.9365 | 294420.2937 | 71954.9967 | 2195.3285 | 7567.8362 | 2468955.2503
Saturday | Saturday | 12 | 21 | 858573.41 | 861469.1257 | 244175.97 | 60236.5438 | 1930.7308 | 6165.1282 | 2032550.9085 | 1025442.4179 | 1028900.9337 | 291633.0674 | 71943.8855 | 2305.9802 | 7363.3587 | 2427589.6434
Saturday | Saturday | 12 | 22 | 843797.9656 | 823452.1391 | 241637.8969 | 60037.6088 | 1726.9108 | 5778.9573 | 1976431.4787 | 1007795.2753 | 983495.1127 | 288601.7042 | 71706.2863 | 2062.5466 | 6902.1331 | 2360563.0581
Saturday | Saturday | 12 | 23 | 799909.7821 | 789393.8758 | 237047.1386 | 59757.4304 | 2164.1973 | 5554.0122 | 1893826.4364 | 955377.1541 | 942817.417 | 283118.7038 | 71371.6535 | 2584.8223 | 6633.4686 | 2261903.2192
Sunday | Sunday | 12 | 0 | 747618.7891 | 757151.2339 | 234202.783 | 59753.2956 | 3227.7668 | 5543.8081 | 1807497.6765 | 892923.0859 | 904308.2199 | 279721.5303 | 71366.715 | 3855.1031 | 6621.2812 | 2158795.9354
Sunday | Sunday | 12 | 1 | 701337.083 | 730954.6714 | 232197.3719 | 59736.9378 | 3413.0577 | 5443.8073 | 1733082.9291 | 837646.2464 | 873020.1948 | 277326.3552 | 71347.178 | 4076.4064 | 6501.8446 | 2069918.2255
Sunday | Sunday | 12 | 2 | 665107.8025 | 716135.973 | 229342.638 | 59718.1368 | 3146.2389 | 5347.8882 | 1678798.6773 | 794375.5831 | 855321.3915 | 273916.7862 | 71324.7229 | 3757.7297 | 6387.283 | 2005083.4965
Sunday | Sunday | 12 | 3 | 568751.8659 | 698592.3041 | 227094.9464 | 59702.3779 | 2464.3685 | 5327.4798 | 1561933.3427 | 679292.2792 | 834368.0029 | 271232.2421 | 71305.9012 | 2943.3336 | 6362.9082 | 1865504.6673
Sunday | Sunday | 12 | 4 | 554345.1616 | 693547.2698 | 227472.5551 | 59695.987 | 2931.3015 | 5325.6658 | 1543317.9408 | 662085.5436 | 828342.4353 | 271683.2413 | 71298.2683 | 3501.0179 | 6360.7416 | 1843271.2478
Sunday | Sunday | 12 | 5 | 545199.1554 | 703621.8216 | 229895.1512 | 59698.436 | 3187.0029 | 5426.3468 | 1547027.914 | 651161.955 | 840375.038 | 274576.6838 | 71301.1932 | 3806.4164 | 6480.9906 | 1847702.2771
Sunday | Sunday | 12 | 6 | 556146.9239 | 715748.2528 | 230149.0524 | 269.3385 | 3561.2904 | 5663.5369 | 1511538.395 | 664237.4894 | 854858.3155 | 274879.9323 | 321.6861 | 4253.449 | 6764.2801 | 1805315.1524
Sunday | Sunday | 12 | 7 | 581440.3955 | 738583.2823 | 230354.7 | 221.2404 | 2297.6067 | 5526.5744 | 1558423.7994 | 694446.9024 | 882131.473 | 275125.5487 | 264.2399 | 2744.1607 | 6600.698 | 1861313.0227
Sunday | Sunday | 12 | 8 | 593378.0227 | 809307.1327 | 233843.9546 | 197.3953 | 2568.1314 | 4549.6959 | 1643844.3326 | 708704.6807 | 966600.9375 | 279292.9613 | 235.7603 | 3067.2634 | 5433.9572 | 1963335.5604
Sunday | Sunday | 12 | 9 | 585064.964 | 882000.0633 | 233690.5114 | 184.2793 | 2479.1918 | 4993.6904 | 1708412.7002 | 698775.928 | 1053422.185 | 279109.6956 | 220.0951 | 2961.0379 | 5964.2447 | 2040453.1863
Sunday | Sunday | 12 | 10 | 567301.0707 | 917425.733 | 240324.8976 | 190.1554 | 2608.8954 | 3955.1334 | 1731805.8854 | 677559.5131 | 1095733.0509 | 287033.5153 | 227.1132 | 3115.9502 | 4723.8378 | 2068392.9805
Sunday | Sunday | 12 | 11 | 548458.6496 | 940406.0098 | 240528.7115 | 205.9763 | 2842.3618 | 4873.2812 | 1737314.9902 | 655054.9519 | 1123179.6853 | 287276.9418 | 246.0091 | 3394.7923 | 5820.4333 | 2074972.8137
Sunday | Sunday | 12 | 12 | 550663.7563 | 939222.0936 | 241134.8435 | 172.1185 | 3072.1225 | 4458.312 | 1738723.2464 | 657688.6346 | 1121765.6678 | 288000.8793 | 205.5707 | 3669.2084 | 5324.8122 | 2076654.773
Sunday | Sunday | 12 | 13 | 549148.7074 | 927171.2968 | 239381.4938 | 165.1937 | 3657.6416 | 3561.933 | 1723086.2663 | 655879.1267 | 1107372.7247 | 285906.7552 | 197.3001 | 4368.5267 | 4254.2165 | 2057978.65
Sunday | Sunday | 12 | 14 | 537897.5175 | 908061.5908 | 235438.7449 | 162.5718 | 3735.4638 | 4307.9706 | 1689603.8594 | 642441.1989 | 1084548.9302 | 281197.7089 | 194.1686 | 4461.4741 | 5145.2511 | 2017988.7319
Sunday | Sunday | 12 | 15 | 548388.3153 | 901569.6669 | 231498.7052 | 162.249 | 4454.3924 | 5485.531 | 1691558.8597 | 654970.9477 | 1076795.2611 | 276491.8983 | 193.7831 | 5320.1308 | 6551.6776 | 2020323.6986
Sunday | Sunday | 12 | 16 | 560491.786 | 888633.07 | 229459.7244 | 162.6912 | 4669.3298 | 6609.8029 | 1690026.4044 | 669426.8022 | 1061344.3572 | 274056.6292 | 194.3112 | 5576.8426 | 7894.4587 | 2018493.4011
Sunday | Sunday | 12 | 17 | 600606.0164 | 863330.5121 | 222962.2563 | 59716.62 | 4432.1575 | 6773.523 | 1757821.0854 | 717337.4793 | 1031124.092 | 266296.3383 | 71322.9114 | 5293.5744 | 8089.9988 | 2099464.3941
Sunday | Sunday | 12 | 18 | 729786.8125 | 881796.1254 | 221326.1138 | 60110.9704 | 2345.7823 | 6800.2806 | 1902166.085 | 871625.3553 | 1053178.6105 | 264342.2015 | 71793.9061 | 2801.6995 | 8121.9569 | 2271863.7297
Sunday | Sunday | 12 | 19 | 860664.4501 | 887176.4548 | 218071.7508 | 60186.1677 | 1259.9779 | 6461.9559 | 2033820.7572 | 1027939.8645 | 1059604.6399 | 260455.333 | 71883.7185 | 1504.8623 | 7717.8767 | 2429106.2949
Sunday | Sunday | 12 | 20 | 857327.6149 | 861810.2963 | 215643.2356 | 60407.0977 | 1308.1535 | 6267.3966 | 2002763.7946 | 1023954.4948 | 1029308.4129 | 257554.821 | 72147.5877 | 1562.4012 | 7485.5035 | 2392013.2212
Sunday | Sunday | 12 | 21 | 860705.2813 | 835139.1634 | 210981.867 | 60413.225 | 1056.1579 | 6139.2777 | 1974434.9722 | 1027988.6314 | 997453.5818 | 251987.4869 | 72154.9058 | 1261.4287 | 7332.4839 | 2358178.5184
Sunday | Sunday | 12 | 22 | 851675.1793 | 801341.7075 | 209642.688 | 60277.7152 | 1245.1546 | 5915.4664 | 1930097.9109 | 1017203.4738 | 957087.383 | 250388.0301 | 71993.0588 | 1487.158 | 7065.1735 | 2305224.2774
Sunday | Sunday | 12 | 23 | 822923.8018 | 780211.3944 | 207993.6414 | 60241.9041 | 1404.5047 | 5732.4717 | 1878507.7181 | 982864.0897 | 931850.264 | 248418.4813 | 71950.2876 | 1677.4789 | 6846.6127 | 2243607.2142
WeekDay | Monday | 12 | 0 | 779362.3877 | 752794.2044 | 207665.6561 | 60149.1569 | 2190.138 | 5693.9227 | 1807855.4658 | 930836.2476 | 899104.375 | 248026.75 | 71839.5145 | 2615.8048 | 6800.5714 | 2159223.2632
WeekDay | Monday | 12 | 1 | 730669.4658 | 721243.7446 | 207565.3119 | 59817.355 | 2505.1325 | 5608.4344 | 1727409.4442 | 872679.5577 | 861421.8898 | 247906.9032 | 71443.2248 | 2992.0203 | 6698.4681 | 2063142.0639
WeekDay | Monday | 12 | 2 | 693309.1431 | 693223.8093 | 207261.5662 | 59713.3152 | 2305.0183 | 5583.7177 | 1661396.5698 | 828058.0271 | 827956.1082 | 247544.1227 | 71318.9643 | 2753.0128 | 6668.9475 | 1984299.1826
WeekDay | Monday | 12 | 3 | 651670.4448 | 689898.7844 | 206720.0209 | 59716.6334 | 2219.7845 | 5486.2113 | 1615711.8793 | 778326.5925 | 823984.8443 | 246897.3248 | 71322.9273 | 2651.2133 | 6552.4901 | 1929735.3924
WeekDay | Monday | 12 | 4 | 626706.7171 | 691961.897 | 205680.2788 | 59696.4618 | 1471.2095 | 5436.3242 | 1590952.8883 | 748511.0112 | 826448.9355 | 245655.5024 | 71298.8352 | 1757.148 | 6492.9072 | 1900164.3396
WeekDay | Monday | 12 | 5 | 615150.9925 | 690085.6629 | 205706.8406 | 59687.9906 | 2179.0206 | 5488.4789 | 1578298.9861 | 734709.3607 | 824208.0439 | 245687.2267 | 71288.7176 | 2602.5266 | 6555.1984 | 1885051.0738
WeekDay | Monday | 12 | 6 | 618524.0102 | 689912.3427 | 206115.6145 | 271.9002 | 3101.7691 | 5586.6656 | 1523512.3023 | 738737.945 | 824001.0378 | 246175.4483 | 324.7457 | 3704.6169 | 6672.4683 | 1819616.262
WeekDay | Monday | 12 | 7 | 641208.3985 | 681774.4472 | 206397.2743 | 226.5978 | 2464.3685 | 5327.4798 | 1537398.5662 | 765831.1833 | 814281.4924 | 246511.8504 | 270.6385 | 2943.3336 | 6362.9082 | 1836201.4065
WeekDay | Monday | 12 | 8 | 682897.0607 | 710315.6443 | 208037.9053 | 152.7253 | 2012.2588 | 4469.6499 | 1607885.2442 | 815622.2927 | 848369.8462 | 248471.3481 | 182.4083 | 2403.3536 | 5338.3538 | 1920387.6027
WeekDay | Monday | 12 | 9 | 694718.7804 | 750007.6395 | 210397.9554 | 158.053 | 1678.7352 | 4210.691 | 1661171.8545 | 829741.6361 | 895776.224 | 251290.0885 | 188.7716 | 2005.0077 | 5029.0646 | 1984030.7925
WeekDay | Monday | 12 | 10 | 686255.8943 | 783390.1565 | 212161.0685 | 161.5164 | 1812.1446 | 3760.8008 | 1687541.5812 | 819633.9362 | 935646.8381 | 253395.8734 | 192.9081 | 2164.3461 | 4491.7355 | 2015525.6373
WeekDay | Monday | 12 | 11 | 667440.6745 | 819056.4586 | 213489.0446 | 198.6953 | 2264.2544 | 3283.6995 | 1705732.8268 | 797161.8631 | 978245.1047 | 254981.9497 | 237.3129 | 2704.3261 | 3921.9066 | 2037252.4631
WeekDay | Monday | 12 | 12 | 657927.3877 | 839519.6352 | 214258.2251 | 219.7944 | 3079.5341 | 4698.4499 | 1719703.0264 | 785799.6106 | 1002685.4251 | 255900.6252 | 262.5127 | 3678.0605 | 5611.6225 | 2053937.8566
WeekDay | Monday | 12 | 13 | 649652.18 | 838766.3761 | 213340.8841 | 234.9114 | 3401.9403 | 4707.9738 | 1710104.2657 | 775916.0655 | 1001785.7655 | 254804.9934 | 280.5679 | 4063.1282 | 5622.9974 | 2042473.5179
WeekDay | Monday | 12 | 14 | 637115.4151 | 845273.2415 | 210890.7212 | 269.2468 | 3750.2871 | 4293.2313 | 1701592.1429 | 760942.7034 | 1009557.28 | 251878.6263 | 321.5766 | 4479.1784 | 5127.6471 | 2032307.0118
WeekDay | Monday | 12 | 15 | 634405.8714 | 838683.6487 | 213840.096 | 277.9453 | 4057.8699 | 5169.2019 | 1696434.6333 | 757706.5434 | 1001686.9596 | 255401.2302 | 331.9657 | 4846.5418 | 6173.868 | 2026147.1086
WeekDay | Monday | 12 | 16 | 640909.1674 | 823095.1045 | 212335.9538 | 463.1587 | 4072.6932 | 5871.2483 | 1686747.326 | 765473.7948 | 983068.6862 | 253604.7487 | 553.1765 | 4864.2461 | 7012.3614 | 2014577.0138
WeekDay | Monday | 12 | 17 | 690784.872 | 815868.1216 | 209998.3211 | 60164.9311 | 2390.2521 | 6421.1393 | 1785627.6373 | 825043.1486 | 974437.0948 | 250812.7827 | 71858.3544 | 2854.8123 | 7669.1271 | 2132675.3199
WeekDay | Monday | 12 | 18 | 850854.8659 | 857847.0383 | 209903.8061 | 60794.0667 | 1397.0931 | 6633.3859 | 1987430.256 | 1016223.7275 | 1024574.8714 | 250699.8981 | 72609.7665 | 1668.6267 | 7922.6251 | 2373699.5153
WeekDay | Monday | 12 | 19 | 912863.4432 | 854089.6375 | 197772.9914 | 61134.7629 | 1615.7363 | 6332.93 | 2033809.5014 | 1090284.0521 | 1020087.1967 | 236211.3853 | 73016.6791 | 1929.7646 | 7563.7738 | 2429092.8515
WeekDay | Monday | 12 | 20 | 953741.9211 | 826625.0211 | 204111.0651 | 60801.2647 | 1411.9164 | 6121.8172 | 2052813.0055 | 1139107.5128 | 987284.6637 | 243781.3024 | 72618.3634 | 1686.331 | 7311.6299 | 2451789.8032
WeekDay | Monday | 12 | 21 | 976532.7999 | 800152.3994 | 207822.3781 | 60018.974 | 1545.3258 | 6068.302 | 2052140.1793 | 1166327.9387 | 955666.9257 | 248213.9319 | 71684.0297 | 1845.6693 | 7247.7138 | 2450986.209
WeekDay | Monday | 12 | 22 | 947559.6579 | 782030.44 | 207843.6192 | 59773.3459 | 1689.8527 | 6001.1813 | 2004898.097 | 1131723.6888 | 934022.8523 | 248239.3013 | 71390.6623 | 2018.2859 | 7167.5477 | 2394562.3383
WeekDay | Monday | 12 | 23 | 871364.5773 | 763217.7389 | 206331.7593 | 59737.3571 | 1912.2017 | 5781.6785 | 1908345.3128 | 1040719.627 | 911553.7873 | 246433.6022 | 71347.6788 | 2283.8498 | 6905.3831 | 2279243.9283
WeekDay | Tuesday | 12 | 0 | 789752.977 | 744357.9016 | 206225.0543 | 59726.8582 | 2393.958 | 5796.4178 | 1808253.1669 | 943246.3117 | 889028.425 | 246306.1584 | 71335.1394 | 2859.2384 | 6922.9871 | 2159698.26
WeekDay | Tuesday | 12 | 1 | 731255.9468 | 727998.0529 | 203454.2268 | 59725.8047 | 2842.3618 | 5700.4987 | 1730976.8916 | 873380.0249 | 869488.9393 | 242996.8035 | 71333.8811 | 3394.7923 | 6808.4255 | 2067402.8667
WeekDay | Tuesday | 12 | 2 | 688383.5603 | 708887.3593 | 202813.1116 | 59716.3153 | 2497.7208 | 5621.3597 | 1667919.4271 | 822175.1271 | 846663.9652 | 242231.0838 | 71322.5475 | 2983.1682 | 6713.9055 | 1992089.7972
WeekDay | Tuesday | 12 | 3 | 682088.5179 | 704756.9632 | 206290.0737 | 59712.979 | 2027.082 | 5651.0652 | 1660526.6811 | 814656.6047 | 841730.8014 | 246383.8147 | 71318.5627 | 2421.0579 | 6749.3843 | 1983260.2257
WeekDay | Tuesday | 12 | 4 | 671092.909 | 705976.2197 | 209598.8874 | 59711.3495 | 3138.8272 | 5854.0146 | 1655372.2075 | 801523.9317 | 843187.0278 | 250335.7166 | 71316.6165 | 3748.8775 | 6991.7783 | 1977103.9485
WeekDay | Tuesday | 12 | 5 | 699861.0219 | 738723.949 | 218006.2619 | 59712.9399 | 3846.6383 | 6190.5252 | 1726341.3361 | 835883.3037 | 882299.4791 | 260377.1159 | 71318.5159 | 4594.2561 | 7393.6918 | 2061866.3626
WeekDay | Tuesday | 12 | 6 | 732805.8336 | 800672.3649 | 231628.8182 | 282.3638 | 4317.2771 | 6634.0662 | 1776340.7238 | 875231.1417 | 956287.9496 | 276647.2996 | 337.2429 | 5156.3664 | 7923.4376 | 2121583.4378
WeekDay | Tuesday | 12 | 7 | 614165.1 | 916041.7811 | 246610.6874 | 251.1507 | 3009.1236 | 6842.2311 | 1786920.0738 | 733531.8539 | 1094080.1194 | 294540.9869 | 299.9634 | 3593.9653 | 8172.0606 | 2134218.9494
WeekDay | Tuesday | 12 | 8 | 528667.6152 | 1098348.2727 | 261248.1167 | 196.7009 | 2475.4859 | 6499.3712 | 1897435.5626 | 631417.4086 | 1311818.9957 | 312023.2904 | 234.931 | 2956.6118 | 7762.5639 | 2266213.8013
WeekDay | Tuesday | 12 | 9 | 511905.9958 | 1194320.3099 | 271053.2189 | 204.642 | 2375.4289 | 5271.2436 | 1985130.8389 | 611398.0656 | 1426443.7869 | 323734.0743 | 244.4154 | 2837.108 | 6295.7421 | 2370953.1924
WeekDay | Tuesday | 12 | 10 | 517963.9474 | 1253514.103 | 265944.1931 | 219.4524 | 2138.2566 | 6914.3405 | 2046694.293 | 618633.4173 | 1497142.2568 | 317632.0781 | 262.1043 | 2553.8398 | 8258.185 | 2444481.8814
WeekDay | Tuesday | 12 | 11 | 506409.4011 | 1257686.1514 | 264902.5047 | 230.6276 | 2660.7768 | 4863.3038 | 2036752.7654 | 604833.1741 | 1502125.1684 | 316387.9312 | 275.4515 | 3177.9151 | 5808.5168 | 2432608.1569
WeekDay | Tuesday | 12 | 12 | 509438.7394 | 1255041.2737 | 271827.6104 | 240.5582 | 2879.42 | 4910.9233 | 2044338.525 | 608451.2828 | 1498966.2425 | 324658.9737 | 287.3121 | 3439.053 | 5865.3913 | 2441668.2554
WeekDay | Tuesday | 12 | 13 | 505205.2751 | 1263614.2063 | 275125.8234 | 209.3432 | 3487.174 | 5039.4957 | 2052681.3177 | 603395.0187 | 1509205.3772 | 328598.2145 | 250.0303 | 4164.9277 | 6018.9526 | 2451632.521
WeekDay | Tuesday | 12 | 14 | 513225.3041 | 1254213.5775 | 273738.8488 | 199.212 | 4239.455 | 4834.5054 | 2050450.9028 | 612973.7896 | 1497977.6785 | 326941.6729 | 237.9301 | 5063.419 | 5774.1212 | 2448968.6113
WeekDay | Tuesday | 12 | 15 | 556461.357 | 1196093.3465 | 269573.2552 | 208.4817 | 4828.6799 | 6663.0913 | 2033828.2116 | 664613.0345 | 1428561.4241 | 321966.4707 | 249.0013 | 5767.1635 | 7958.104 | 2429115.1981
WeekDay | Tuesday | 12 | 16 | 614645.7134 | 1127708.2538 | 263718.1394 | 245.992 | 4521.0971 | 6728.1712 | 2017567.3668 | 734105.8774 | 1346885.2693 | 314973.3771 | 293.802 | 5399.8 | 8035.8325 | 2409693.9585
WeekDay | Tuesday | 12 | 17 | 692926.967 | 1015034.8164 | 255014.8528 | 60137.1794 | 4320.9829 | 6928.1728 | 2034362.9713 | 827601.5728 | 1212313.0582 | 304578.5534 | 71825.2091 | 5160.7925 | 8274.7057 | 2429753.8917
WeekDay | Tuesday | 12 | 18 | 879045.6187 | 976750.4242 | 246527.4199 | 60504.0561 | 2823.8328 | 6820.0087 | 2172471.3602 | 1049893.5259 | 1166587.8596 | 294441.5359 | 72263.3905 | 3372.662 | 8145.5192 | 2594704.493
WeekDay | Tuesday | 12 | 19 | 946163.5609 | 956748.158 | 240467.2594 | 60720.7491 | 1964.0832 | 6412.7492 | 2212476.5597 | 1130056.2518 | 1142698.0303 | 287203.546 | 72522.1991 | 2345.8148 | 7659.1063 | 2642484.9484
WeekDay | Tuesday | 12 | 20 | 985622.5175 | 907127.0195 | 235289.905 | 60372.2446 | 1519.3851 | 6278.0543 | 2196209.126 | 1177184.2987 | 1083432.7192 | 281019.9411 | 72105.9606 | 1814.6869 | 7498.2326 | 2623055.8392
WeekDay | Tuesday | 12 | 21 | 999666.7522 | 861819.4794 | 231674.0939 | 60146.9888 | 1749.1458 | 6047.2134 | 2161103.6734 | 1193958.1165 | 1029319.3808 | 276701.3749 | 71836.9249 | 2089.103 | 7222.5265 | 2581127.4265
WeekDay | Tuesday | 12 | 22 | 965823.9319 | 814583.1428 | 225986.014 | 60128.1266 | 1511.9734 | 5855.6019 | 2073888.7908 | 1153537.7366 | 972902.3725 | 269907.7819 | 71814.3968 | 1805.8348 | 6993.6741 | 2476961.7965
WeekDay | Tuesday | 12 | 23 | 873928.8923 | 785461.1089 | 222757.9617 | 60119.8742 | 1589.7956 | 5696.1902 | 1949553.8229 | 1043782.3323 | 938120.2927 | 266052.3378 | 71804.5405 | 1898.7821 | 6803.2798 | 2328461.5651
WeekDay | Wednesday | 12 | 0 | 788400.4827 | 770122.488 | 221341.7985 | 60103.5556 | 2253.1369 | 5539.9532 | 1847761.4148 | 941630.9518 | 919800.5167 | 264360.9345 | 71785.0502 | 2691.0479 | 6616.6771 | 2206885.1782
WeekDay | Wednesday | 12 | 1 | 729932.9591 | 746143.69 | 227140.2268 | 60100.6902 | 2597.7779 | 5474.6465 | 1771389.9905 | 871799.9065 | 891161.2923 | 271286.3229 | 71781.6279 | 3102.672 | 6538.6777 | 2115670.4992
WeekDay | Wednesday | 12 | 2 | 688373.0185 | 728386.7373 | 225646.3169 | 59718.2724 | 2531.0732 | 5424.9863 | 1710080.4045 | 822162.5365 | 869953.1669 | 269502.0625 | 71324.8849 | 3023.0028 | 6479.3656 | 2042445.0192
WeekDay | Wednesday | 12 | 3 | 671518.7234 | 713090.2102 | 224513.2267 | 59641.3682 | 3279.6483 | 5410.2469 | 1677453.4237 | 802032.5058 | 851683.666 | 268148.7493 | 71233.0339 | 3917.068 | 6461.7616 | 2003476.7846
WeekDay | Wednesday | 12 | 4 | 664768.2081 | 715607.2526 | 227511.9206 | 59644.2566 | 3316.7065 | 5566.484 | 1676414.8283 | 793969.9864 | 854689.911 | 271730.2577 | 71236.4836 | 3961.3287 | 6648.3643 | 2002236.3317
WeekDay | Wednesday | 12 | 5 | 692700.749 | 750043.1913 | 234957.575 | 59645.3139 | 3557.5846 | 5795.7375 | 1746700.1513 | 827331.388 | 895818.6856 | 280623.0207 | 71237.7465 | 4249.023 | 6922.1747 | 2086182.0383
WeekDay | Wednesday | 12 | 6 | 724669.0251 | 816530.4007 | 244331.2059 | 236.048 | 3224.061 | 6270.798 | 1795261.5388 | 865512.8946 | 975228.092 | 291818.4743 | 281.9254 | 3850.6771 | 7489.566 | 2144181.6293
WeekDay | Wednesday | 12 | 7 | 606501.0856 | 912878.1581 | 254947.5513 | 203.939 | 2645.9535 | 6307.533 | 1783484.2206 | 724378.2913 | 1090301.6269 | 304498.1715 | 243.5758 | 3160.2108 | 7533.4407 | 2130115.317
WeekDay | Wednesday | 12 | 8 | 519850.6484 | 1077571.6399 | 263166.0358 | 160.7943 | 2801.5979 | 6292.3401 | 1869843.0563 | 620886.8102 | 1287004.2969 | 314313.9689 | 192.0457 | 3346.1056 | 7515.295 | 2233258.5222
WeekDay | Wednesday | 12 | 9 | 501997.134 | 1176240.2575 | 270579.5103 | 169.3409 | 2393.958 | 6464.9038 | 1957845.1044 | 599563.3557 | 1404849.7654 | 323168.2976 | 202.2533 | 2859.2384 | 7721.3975 | 2338364.308
WeekDay | Wednesday | 12 | 10 | 504862.5949 | 1227986.5443 | 274177.0728 | 189.0684 | 2549.6023 | 6691.8897 | 2016456.7725 | 602985.7366 | 1466653.2605 | 327465.0685 | 225.815 | 3045.1331 | 7992.4996 | 2408367.5132
WeekDay | Wednesday | 12 | 11 | 488202.9895 | 1247593.9256 | 276610.8507 | 201.5378 | 2616.307 | 6103.6765 | 2021329.287 | 583088.2347 | 1490071.4566 | 330371.866 | 240.7079 | 3124.8023 | 7289.9634 | 2414187.0309
WeekDay | Wednesday | 12 | 12 | 493594.7183 | 1254179.8846 | 277664.4225 | 206.6468 | 2590.3663 | 3373.9496 | 2031609.9882 | 589527.8791 | 1497937.4372 | 331630.206 | 246.8099 | 3093.8198 | 4029.6974 | 2426465.8494
WeekDay | Wednesday | 12 | 13 | 494103.57 | 1255381.8478 | 280289.8481 | 207.0012 | 3164.7679 | 4609.7871 | 2037756.8221 | 590135.6292 | 1499373.0093 | 334765.8991 | 247.2331 | 3779.86 | 5505.7275 | 2433807.3582
WeekDay | Wednesday | 12 | 14 | 498875.7832 | 1247920.7011 | 279271.5515 | 208.2419 | 3146.2389 | 5490.7464 | 2034913.2631 | 595835.3513 | 1490461.743 | 333549.6903 | 248.715 | 3757.7297 | 6557.9067 | 2430411.136
WeekDay | Wednesday | 12 | 15 | 540388.0832 | 1195943.2027 | 273751.3879 | 207.6669 | 3546.4671 | 6012.746 | 2019849.5538 | 645415.8214 | 1428382.0989 | 326956.6491 | 248.0283 | 4235.7448 | 7181.3601 | 2412419.7025
WeekDay | Wednesday | 12 | 16 | 592442.8554 | 1128343.8815 | 266411.701 | 288.3229 | 3264.825 | 6156.0578 | 1996907.6436 | 707587.7578 | 1347644.4351 | 318190.449 | 344.3602 | 3899.3638 | 7352.5254 | 2385018.8913
WeekDay | Wednesday | 12 | 17 | 665251.9433 | 1028106.472 | 257594.5069 | 60151.4751 | 2568.1314 | 6489.8473 | 2020162.3759 | 794547.7385 | 1227925.2703 | 307659.5791 | 71842.2831 | 3067.2634 | 7751.189 | 2412793.3235
WeekDay | Wednesday | 12 | 18 | 835148.3313 | 1004916.3348 | 250636.475 | 60413.309 | 2027.082 | 6462.4095 | 2159603.9415 | 997464.5315 | 1200227.9877 | 299349.211 | 72155.0061 | 2421.0579 | 7718.4184 | 2579336.2126
WeekDay | Wednesday | 12 | 19 | 905776.1654 | 961094.5668 | 244833.0757 | 60956.6959 | 2382.8405 | 6138.1439 | 2181181.4881 | 1081819.3183 | 1147889.1903 | 292417.8855 | 72804.0035 | 2845.9602 | 7331.1298 | 2605107.4876
WeekDay | Wednesday | 12 | 20 | 944522.2753 | 912194.5347 | 240180.2401 | 61053.0582 | 2053.0228 | 5761.4969 | 2165764.6279 | 1128095.9723 | 1089485.1371 | 286860.7428 | 72919.0945 | 2452.0403 | 6881.2791 | 2586694.2661
WeekDay | Wednesday | 12 | 21 | 959233.3397 | 866865.9475 | 235375.1534 | 60813.7216 | 1630.5596 | 5541.994 | 2129460.7157 | 1145666.2223 | 1035346.6609 | 281121.758 | 72633.2414 | 1947.4689 | 6619.1145 | 2543334.466
WeekDay | Wednesday | 12 | 22 | 929218.075 | 818341.6033 | 230849.9605 | 60198.852 | 1467.5036 | 5264.8943 | 2045340.8888 | 1109817.3069 | 977391.3128 | 275717.0662 | 71898.8681 | 1752.722 | 6288.1588 | 2442865.4347
WeekDay | Wednesday | 12 | 23 | 844730.8333 | 783217.7152 | 221448.1081 | 59731.5078 | 1852.9086 | 5167.3879 | 1916148.4609 | 1008909.4515 | 935440.8817 | 264487.906 | 71340.6927 | 2213.0328 | 6171.7014 | 2288563.6661
WeekDay | Thursday | 12 | 0 | 757673.1256 | 754368.1752 | 218904.282 | 59657.8511 | 2330.9591 | 5063.9857 | 1797998.3787 | 904931.5445 | 900984.2567 | 261449.6717 | 71252.7204 | 2783.9953 | 6048.2024 | 2147450.3908
WeekDay | Thursday | 12 | 1 | 697159.0845 | 730062.4381 | 218351.989 | 59657.4958 | 2846.0677 | 5023.6226 | 1713100.6976 | 832656.2283 | 871954.5505 | 260790.0372 | 71252.296 | 3399.2184 | 5999.9944 | 2046052.3247
WeekDay | Thursday | 12 | 2 | 654909.1177 | 707468.5901 | 219937.5093 | 59644.8039 | 2590.3663 | 4938.8146 | 1649489.2018 | 782194.7213 | 844969.4496 | 262683.7131 | 71237.1373 | 3093.8198 | 5898.7035 | 1970077.5446
WeekDay | Thursday | 12 | 3 | 665675.7732 | 705937.4459 | 220134.3381 | 59633.6449 | 2823.8328 | 4898.4515 | 1659103.4865 | 795053.9423 | 843140.7181 | 262918.7969 | 71223.8096 | 3372.662 | 5850.4956 | 1981560.4244
WeekDay | Thursday | 12 | 4 | 657158.7467 | 713191.0037 | 221140.7394 | 59634.7739 | 3331.5297 | 4977.8172 | 1659434.6106 | 784881.5796 | 851804.0493 | 264120.7983 | 71225.158 | 3979.033 | 5945.2865 | 1981955.9046
WeekDay | Thursday | 12 | 5 | 691968.3818 | 740466.2934 | 226410.0669 | 59630.7604 | 3379.7053 | 5177.1385 | 1727032.3464 | 826456.6807 | 884380.4588 | 270414.252 | 71220.3644 | 4036.5718 | 6183.3471 | 2062691.6749
WeekDay | Thursday | 12 | 6 | 731737.5929 | 784709.8459 | 234006.1469 | 239.028 | 3857.7558 | 5462.8551 | 1760013.2246 | 873955.2819 | 937223.0172 | 279486.6767 | 285.4846 | 4607.5343 | 6524.5945 | 2102082.5891
WeekDay | Thursday | 12 | 7 | 617854.373 | 884768.2013 | 240344.494 | 222.0657 | 3431.5868 | 4859.4489 | 1751480.1697 | 737938.1597 | 1056728.3276 | 287056.9205 | 265.2255 | 4098.5367 | 5803.9126 | 2091891.0827
WeekDay | Thursday | 12 | 8 | 529703.1597 | 1061763.8619 | 246589.9946 | 182.1799 | 2375.4289 | 3935.8588 | 1844550.4839 | 632654.2175 | 1268124.1803 | 294516.2725 | 217.5877 | 2837.108 | 4700.8171 | 2203050.1832
WeekDay | Thursday | 12 | 9 | 511932.5643 | 1163876.794 | 252629.9088 | 185.4217 | 2030.7879 | 3675.5393 | 1934331.0158 | 611429.7979 | 1390083.387 | 301730.0809 | 221.4595 | 2425.4839 | 4389.9029 | 2310280.1121
WeekDay | Thursday | 12 | 10 | 515268.5893 | 1212217.9203 | 256239.8024 | 194.5299 | 2308.7242 | 2728.3663 | 1988957.9323 | 615414.1998 | 1447819.9077 | 306041.5795 | 232.338 | 2757.4389 | 3258.641 | 2375524.1049
WeekDay | Thursday | 12 | 11 | 497419.2343 | 1232369.5356 | 256412.9843 | 214.8429 | 2690.4233 | 2481.6523 | 1991588.6728 | 594095.7132 | 1471888.113 | 306248.4204 | 256.5989 | 3213.3236 | 2963.9767 | 2378666.1458
WeekDay | Thursday | 12 | 12 | 501275.6429 | 1233910.6122 | 257825.7611 | 220.4362 | 3279.6483 | 2753.7633 | 1999265.864 | 598701.6385 | 1473728.7073 | 307935.779 | 263.2793 | 3917.068 | 3288.9741 | 2387835.4463
WeekDay | Thursday | 12 | 13 | 495875.8617 | 1247369.6594 | 257122.1726 | 226.701 | 4209.8084 | 3059.4347 | 2007863.6377 | 592252.3766 | 1489803.6029 | 307095.4438 | 270.7617 | 5028.0105 | 3654.0546 | 2398104.2501
WeekDay | Thursday | 12 | 14 | 500441.698 | 1234199.9711 | 254309.4505 | 200.2751 | 5039.9115 | 4459.6725 | 1998650.9787 | 597705.6113 | 1474074.3049 | 303736.0519 | 239.1998 | 6019.4492 | 5326.4372 | 2387101.0543
WeekDay | Thursday | 12 | 15 | 544299.9089 | 1187008.312 | 249185.7103 | 186.9241 | 5736.6051 | 5021.1282 | 1991438.5886 | 650087.9344 | 1417710.6574 | 297616.4814 | 223.254 | 6851.5495 | 5997.0153 | 2378486.892
WeekDay | Thursday | 12 | 16 | 598896.4698 | 1116667.4854 | 241715.2846 | 188.1715 | 3976.3419 | 6194.8337 | 1967638.5869 | 715295.6718 | 1333698.6598 | 288694.1326 | 224.7438 | 4749.1684 | 7398.8376 | 2350061.2139
WeekDay | Thursday | 12 | 17 | 673036.8498 | 1032545.0732 | 232774.2073 | 59863.39 | 4024.5176 | 6432.4773 | 2008676.515 | 803845.6894 | 1233226.5408 | 278015.3021 | 71498.207 | 4806.7072 | 7682.6687 | 2399075.1151
WeekDay | Thursday | 12 | 18 | 855449.6077 | 991382.1189 | 227120.7602 | 60020.4458 | 2905.3607 | 6415.2436 | 2143293.5369 | 1021711.4854 | 1184063.3139 | 271263.0729 | 71685.7876 | 3470.0354 | 7662.0855 | 2559855.7807
WeekDay | Thursday | 12 | 19 | 921625.7607 | 965299.8175 | 221628.1991 | 60127.1953 | 2201.2555 | 6144.0396 | 2177026.2678 | 1100749.3797 | 1152911.7573 | 264702.9989 | 71813.2845 | 2629.083 | 7338.1714 | 2600144.6748
WeekDay | Thursday | 12 | 20 | 957125.3754 | 918927.8198 | 217550.05 | 60136.1068 | 1671.3236 | 5835.4204 | 2161246.096 | 1143148.5622 | 1097527.0774 | 259832.2365 | 71823.928 | 1996.1556 | 6969.5701 | 2581297.5298
WeekDay | Thursday | 12 | 21 | 979715.512 | 871688.3843 | 213969.4754 | 60127.5745 | 1682.441 | 5576.0079 | 2132759.3952 | 1170129.2304 | 1041106.3679 | 255555.7553 | 71813.7374 | 2009.4338 | 6659.7392 | 2547274.264
WeekDay | Thursday | 12 | 22 | 950801.4875 | 820483.4211 | 209875.8225 | 59823.2091 | 1715.7934 | 5397.7752 | 2048097.5087 | 1135595.5879 | 979949.4061 | 250666.4758 | 71450.2166 | 2049.2684 | 6446.8659 | 2446157.8206
WeekDay | Thursday | 12 | 23 | 863612.8441 | 790094.167 | 206781.6297 | 59721.7444 | 1815.8505 | 5259.2253 | 1927285.461 | 1031461.2969 | 943653.814 | 246970.9077 | 71329.0317 | 2168.7721 | 6281.388 | 2301865.2105
WeekDay | Friday | 12 | 0 | 780856.5816 | 709733.4598 | 204089.202 | 59713.2054 | 2423.6045 | 5144.0317 | 1761960.085 | 932620.8473 | 847674.5106 | 243755.1902 | 71318.8331 | 2894.6469 | 6143.8058 | 2104407.8337
WeekDay | Friday | 12 | 1 | 726703.5019 | 696155.6014 | 202872.2333 | 59667.4646 | 2931.3015 | 5070.3349 | 1693400.4376 | 867942.7844 | 831457.7121 | 242301.6961 | 71264.2023 | 3501.0179 | 6055.7856 | 2022523.1983
WeekDay | Friday | 12 | 2 | 683921.4211 | 678420.4841 | 203416.687 | 59635.8676 | 3009.1236 | 5022.9423 | 1633426.5256 | 816845.7438 | 810275.6659 | 242951.9676 | 71226.4642 | 3593.9653 | 5999.1819 | 1950892.9888
WeekDay | Friday | 12 | 3 | 650631.4478 | 670452.3767 | 202659.0067 | 59632.7786 | 2494.015 | 5092.3306 | 1590961.9554 | 777085.6601 | 800758.908 | 242047.0276 | 71222.7749 | 2978.7421 | 6082.0563 | 1900175.169
WeekDay | Friday | 12 | 4 | 642966.3175 | 680699.2349 | 204051.1982 | 59633.0136 | 3124.004 | 5179.8596 | 1595653.6278 | 767930.7647 | 812997.306 | 243709.8 | 71223.0555 | 3731.1733 | 6186.5971 | 1905778.6967
WeekDay | Friday | 12 | 5 | 671631.4598 | 696118.1649 | 208534.5868 | 59636.8332 | 3761.4045 | 5612.2894 | 1645294.7386 | 802167.1532 | 831412.9996 | 249064.5627 | 71227.6175 | 4492.4566 | 6703.0722 | 1965067.8618
WeekDay | Friday | 12 | 6 | 705956.8386 | 741813.1423 | 216016.7802 | 224.7057 | 3761.4045 | 5968.9815 | 1673741.8528 | 843163.8799 | 885989.0761 | 258000.9662 | 268.3786 | 4492.4566 | 7129.0897 | 1999043.8471
WeekDay | Friday | 12 | 7 | 599454.0131 | 843382.4681 | 222286.0701 | 199.7431 | 3353.7646 | 5878.9581 | 1674555.0171 | 715961.577 | 1007299.0233 | 265488.7311 | 238.5644 | 4005.5894 | 7021.5697 | 2000015.0549
WeekDay | Friday | 12 | 8 | 510970.6291 | 1017194.3928 | 226305.0748 | 146.6716 | 2868.3026 | 5451.2903 | 1762936.3611 | 610280.9047 | 1214892.3616 | 270288.854 | 175.1781 | 3425.7748 | 6510.7821 | 2105573.8551
WeekDay | Friday | 12 | 9 | 493486.7949 | 1097623.4488 | 228343.6782 | 137.5805 | 2230.902 | 5107.0699 | 1826929.4744 | 589398.9801 | 1310953.2979 | 272723.6725 | 164.3201 | 2664.4915 | 6099.6603 | 2182004.4224
WeekDay | Friday | 12 | 10 | 492536.665 | 1151773.8063 | 233180.8705 | 139.2587 | 2538.4848 | 5094.3714 | 1885263.4567 | 588264.1866 | 1375628.1095 | 278501.0028 | 166.3245 | 3031.8549 | 6084.4937 | 2251675.972
WeekDay | Friday | 12 | 11 | 503161.2905 | 1187809.6757 | 235456.7275 | 145.1347 | 1971.4948 | 5628.1625 | 1934172.4857 | 600953.7733 | 1418667.7711 | 281219.1865 | 173.3426 | 2354.6669 | 6722.0304 | 2310090.7707
WeekDay | Friday | 12 | 12 | 505270.4715 | 1194328.028 | 239606.6282 | 149.4549 | 2027.082 | 6359.234 | 1947740.8986 | 603472.8865 | 1426453.0051 | 286175.6459 | 178.5023 | 2421.0579 | 7595.1902 | 2326296.2879
WeekDay | Friday | 12 | 13 | 500574.2768 | 1194894.8668 | 245165.8939 | 174.9638 | 2479.1918 | 6095.7399 | 1949384.9331 | 597863.9576 | 1427130.0126 | 292815.389 | 208.9691 | 2961.0379 | 7280.4843 | 2328259.8505
WeekDay | Friday | 12 | 14 | 507120.5216 | 1185968.0851 | 247077.7399 | 152.0423 | 2942.4189 | 6881.2336 | 1950142.0416 | 605682.5052 | 1416468.2561 | 295098.814 | 181.5927 | 3514.2961 | 8218.6436 | 2329164.1077
WeekDay | Friday | 12 | 15 | 547598.105 | 1145759.2182 | 242184.2143 | 147.1854 | 4339.512 | 7258.1074 | 1947286.3423 | 654027.1551 | 1368444.5492 | 289254.2017 | 175.7918 | 5182.9228 | 8668.7651 | 2325753.3858
WeekDay | Friday | 12 | 16 | 598162.9576 | 1082069.6337 | 236027.2413 | 147.0565 | 4428.4516 | 7482.8257 | 1928318.1664 | 714419.597 | 1292376.5034 | 281900.5832 | 175.6378 | 5289.1484 | 8937.1588 | 2303098.6286
WeekDay | Friday | 12 | 17 | 676231.6281 | 985749.4465 | 231807.6577 | 59560.633 | 3372.2937 | 7320.6929 | 1964042.3519 | 807661.3924 | 1177335.8971 | 276860.8977 | 71136.6073 | 4027.7197 | 8743.5145 | 2345766.0286
WeekDay | Friday | 12 | 18 | 851072.8714 | 953325.4666 | 231525.0363 | 59571.9437 | 2356.8998 | 7232.7104 | 2105084.9281 | 1016484.1036 | 1138610.1178 | 276523.347 | 71150.1164 | 2814.9777 | 8638.432 | 2514221.0945
WeekDay | Friday | 12 | 19 | 915004.1364 | 941025.406 | 229261.6282 | 59663.7481 | 2408.7812 | 6907.0842 | 2154270.7841 | 1092840.802 | 1123919.465 | 273820.0318 | 71259.7635 | 2876.9426 | 8249.5184 | 2572966.5233
WeekDay | Friday | 12 | 20 | 946719.2436 | 895262.2381 | 226909.1974 | 59681.7516 | 1801.0272 | 6417.7379 | 2136791.1959 | 1130719.9349 | 1069261.9448 | 271010.3916 | 71281.2661 | 2151.0679 | 7665.0646 | 2552089.6698
WeekDay | Friday | 12 | 21 | 969684.2114 | 850386.3547 | 223821.2047 | 59678.4401 | 1693.5585 | 6128.8467 | 2111392.6162 | 1158148.2851 | 1015664.1582 | 267322.2285 | 71277.311 | 2022.712 | 7320.0257 | 2521754.7205
WeekDay | Friday | 12 | 22 | 948719.3268 | 803007.0233 | 219711.5228 | 59671.0999 | 1530.5025 | 5766.7123 | 2038406.1877 | 1133108.7465 | 959076.3632 | 262413.8048 | 71268.5441 | 1827.9651 | 6887.5083 | 2434582.932
WeekDay | Friday | 12 | 23 | 869340.8406 | 765434.7235 | 217418.721 | 59671.2699 | 2182.7264 | 5561.0418 | 1919609.3232 | 1038302.5647 | 914201.6565 | 259675.3829 | 71268.7472 | 2606.9526 | 6641.8644 | 2292697.1682
Saturday | Saturday | 12 | 0 | 787253.4178 | 741432.1606 | 215191.3211 | 59667.1208 | 2820.1269 | 5439.2721 | 1811803.4193 | 940260.9478 | 885534.0482 | 257015.0741 | 71263.7916 | 3368.2359 | 6496.428 | 2163938.5257
Saturday | Saturday | 12 | 1 | 728005.9648 | 725488.1189 | 212624.9928 | 59639.0539 | 3294.4716 | 5400.2695 | 1734452.8716 | 869498.389 | 866491.1843 | 253949.9642 | 71230.2698 | 3934.7723 | 6449.845 | 2071554.4247
Saturday | Saturday | 12 | 2 | 692257.9199 | 705463.9567 | 211821.3114 | 59639.2831 | 3094.3574 | 5338.1375 | 1677614.9662 | 826802.4923 | 842575.2034 | 252990.0824 | 71230.5436 | 3695.7648 | 6375.6373 | 2003669.7238
Saturday | Saturday | 12 | 3 | 670768.9897 | 695946.8848 | 211934.6006 | 59635.9965 | 2634.8361 | 5333.1488 | 1646254.4565 | 801137.0568 | 831208.4302 | 253125.39 | 71226.6182 | 3146.9326 | 6369.679 | 1966214.1067
Saturday | Saturday | 12 | 4 | 660430.3333 | 694468.6894 | 213681.0441 | 59635.6297 | 2201.2555 | 5477.3677 | 1635894.3196 | 788789.019 | 829442.9384 | 255211.2655 | 71226.1801 | 2629.083 | 6541.9276 | 1953840.4136
Saturday | Saturday | 12 | 5 | 687854.0816 | 718621.6221 | 217055.2939 | 59637.8504 | 2964.6538 | 5921.5889 | 1692055.0907 | 821542.741 | 858290.1417 | 259241.3214 | 71228.8324 | 3540.8525 | 7072.486 | 2020916.375
Saturday | Saturday | 12 | 6 | 717355.5971 | 760950.6829 | 221992.7473 | 229.17 | 4988.03 | 6311.8414 | 1711828.0688 | 856778.057 | 908846.1151 | 265138.3992 | 273.7106 | 5957.4843 | 7538.5865 | 2044532.3527
Saturday | Saturday | 12 | 7 | 626987.9208 | 869591.4108 | 229553.4114 | 203.3373 | 4035.635 | 6416.1506 | 1736787.8659 | 748846.8686 | 1038601.8347 | 274168.5248 | 242.8571 | 4819.9854 | 7663.1688 | 2074343.2394
Saturday | Saturday | 12 | 8 | 548569.3232 | 1051279.0378 | 238017.9577 | 142.1442 | 3164.7679 | 6106.1708 | 1847279.4018 | 655187.1356 | 1255601.5664 | 284278.2076 | 169.7708 | 3779.86 | 7292.9426 | 2206309.483
Saturday | Saturday | 12 | 9 | 523381.0993 | 1137730.6909 | 244727.7704 | 134.207 | 2653.3652 | 5614.1034 | 1914241.2362 | 625103.4259 | 1358855.6285 | 292292.1135 | 160.2909 | 3169.063 | 6705.2389 | 2286285.7607
Saturday | Saturday | 12 | 10 | 523204.8375 | 1190521.2358 | 246951.8628 | 129.6309 | 3009.1236 | 5515.9167 | 1969332.6072 | 624892.9065 | 1421906.3395 | 294948.4719 | 154.8254 | 3593.9653 | 6587.969 | 2352084.4775
Saturday | Saturday | 12 | 11 | 521595.6207 | 1215043.4371 | 249554.6561 | 134.0742 | 2631.1303 | 4685.5246 | 1993644.443 | 622970.9286 | 1451194.581 | 298057.1341 | 160.1323 | 3142.5066 | 5596.1851 | 2381121.4677
Saturday | Saturday | 12 | 12 | 524700.1841 | 1215326.217 | 251873.9474 | 137.9502 | 3572.4078 | 5122.4896 | 2000733.1961 | 626678.8829 | 1451532.321 | 300827.1938 | 164.7616 | 4266.7272 | 6118.0768 | 2389587.9633
Saturday | Saturday | 12 | 13 | 516634.3635 | 1219328.0038 | 252909.6975 | 139.913 | 3839.2267 | 5492.107 | 1998343.3115 | 617045.4207 | 1456311.8795 | 302064.2484 | 167.1059 | 4585.4039 | 6559.5317 | 2386733.5901
Saturday | Saturday | 12 | 14 | 525915.508 | 1203843.1529 | 251160.6803 | 141.3744 | 4146.8095 | 6810.7115 | 1992018.2367 | 628130.4125 | 1437817.4529 | 299975.2988 | 168.8513 | 4952.7674 | 8134.4151 | 2379179.1981
Saturday | Saturday | 12 | 15 | 559036.1192 | 1162248.9108 | 246411.196 | 142.4718 | 5002.8533 | 7381.4644 | 1980223.0155 | 667688.2176 | 1388139.1148 | 294302.7231 | 170.1621 | 5975.1885 | 8816.0972 | 2365091.5034
Saturday | Saturday | 12 | 16 | 607690.539 | 1089888.9372 | 240062.0072 | 142.5845 | 4257.984 | 7681.24 | 1949723.292 | 725798.9222 | 1301715.5365 | 286719.5306 | 170.2967 | 5085.5494 | 9174.1361 | 2328663.9715
Saturday | Saturday | 12 | 17 | 678878.9239 | 1001934.0466 | 234513.1631 | 59555.4532 | 3735.4638 | 7410.036 | 1986027.0867 | 810823.2063 | 1196666.0735 | 280092.2347 | 71130.4208 | 4461.4741 | 8850.222 | 2372023.6314
Saturday | Saturday | 12 | 18 | 836550.3044 | 971142.3152 | 229420.4773 | 59578.1149 | 2516.2499 | 7282.1439 | 2106489.6056 | 999138.9867 | 1159889.7803 | 274009.7541 | 71157.4869 | 3005.2985 | 8697.4732 | 2515898.7797
Saturday | Saturday | 12 | 19 | 865780.8551 | 945356.4897 | 216687.5089 | 59655.0143 | 2712.6582 | 7015.2483 | 2097207.7746 | 1034050.6742 | 1129092.3214 | 258802.0552 | 71249.3322 | 3239.88 | 8378.7048 | 2504812.9679
Saturday | Saturday | 12 | 20 | 874058.6065 | 906249.4957 | 208984.1615 | 59669.2842 | 2141.9624 | 6702.0939 | 2057805.6042 | 1043937.2574 | 1082384.6433 | 249601.515 | 71266.3755 | 2558.2659 | 8004.687 | 2457752.744
Saturday | Saturday | 12 | 21 | 884736.1737 | 866419.8787 | 203753.9663 | 59668.777 | 1930.7308 | 6454.9264 | 2022964.4529 | 1056690.0752 | 1034813.8959 | 243354.7993 | 71265.7697 | 2305.9802 | 7709.481 | 2416140.0013
Saturday | Saturday | 12 | 22 | 891654.0967 | 826759.7245 | 197983.7726 | 59667.0864 | 1886.261 | 6102.0892 | 1984053.0302 | 1064952.5389 | 987445.5475 | 236463.133 | 71263.7505 | 2252.8674 | 7288.0676 | 2369665.905
Saturday | Saturday | 12 | 23 | 849299.1882 | 798410.9477 | 194741.5764 | 59668.3529 | 1967.789 | 5762.4039 | 1909850.2581 | 1014365.6943 | 953587.0121 | 232590.7961 | 71265.2632 | 2350.2408 | 6882.3625 | 2281041.369
Sunday | Sunday | 12 | 0 | 793821.3351 | 759823.9584 | 191656.5057 | 59658.9256 | 2197.5496 | 5624.5343 | 1812782.8088 | 948105.3801 | 907500.4048 | 228906.123 | 71254.0037 | 2624.6569 | 6717.6971 | 2165108.2656
Sunday | Sunday | 12 | 1 | 745373.5272 | 731118.2659 | 189531.6301 | 59632.345 | 2716.3641 | 5489.1591 | 1733861.2914 | 890241.4436 | 873215.5849 | 226368.2649 | 71222.257 | 3244.3061 | 6556.0109 | 2070847.8673
Sunday | Sunday | 12 | 2 | 708348.4305 | 716222.3035 | 189399.8438 | 59633.5399 | 2445.8394 | 5392.7865 | 1681442.7436 | 846020.2923 | 855424.5008 | 226210.8651 | 71223.6841 | 2921.2033 | 6440.9076 | 2008241.4532
Sunday | Sunday | 12 | 3 | 674089.6006 | 699043.8819 | 187455.8255 | 59628.1309 | 2771.9513 | 5393.6935 | 1628383.0837 | 805103.0487 | 834907.3476 | 223889.0149 | 71217.2239 | 3310.6971 | 6441.9909 | 1944869.323
Sunday | Sunday | 12 | 4 | 650593.4593 | 693463.9182 | 186643.1524 | 59628.5951 | 3079.5341 | 5360.8134 | 1598769.4727 | 777040.2883 | 828242.8838 | 222918.3937 | 71217.7783 | 3678.0605 | 6402.7204 | 1909500.125
Sunday | Sunday | 12 | 5 | 641222.1064 | 707374.0519 | 186720.4313 | 59627.0105 | 3227.7668 | 5698.6846 | 1603870.0515 | 765847.5555 | 844856.5373 | 223010.6922 | 71215.8857 | 3855.1031 | 6806.2589 | 1915592.0327
Sunday | Sunday | 12 | 6 | 642436.4431 | 718052.3211 | 188815.07 | 215.5096 | 3768.8162 | 5919.0945 | 1559207.2545 | 767297.9059 | 857610.1936 | 225512.4369 | 257.3952 | 4501.3087 | 7069.5068 | 1862248.7471
Sunday | Sunday | 12 | 7 | 659630.4708 | 737588.3914 | 194238.2286 | 186.2039 | 2471.7801 | 5593.6951 | 1599708.77 | 787833.6984 | 880943.2189 | 231989.6196 | 222.3938 | 2952.1857 | 6680.8641 | 1910621.9806
Sunday | Sunday | 12 | 8 | 661160.5399 | 809926.3952 | 195512.9089 | 131.182 | 2067.846 | 5332.4685 | 1674131.3405 | 789661.1457 | 967340.5574 | 233512.0418 | 156.6781 | 2469.7446 | 6368.8665 | 1999509.0341
Sunday | Sunday | 12 | 9 | 643670.7347 | 887352.2893 | 195941.1419 | 128.2001 | 2134.5507 | 4323.617 | 1733550.5338 | 768772.0897 | 1059814.6489 | 234023.5046 | 153.1166 | 2549.4138 | 5163.9385 | 2070476.712
Sunday | Sunday | 12 | 10 | 633751.8244 | 930550.3239 | 199329.6293 | 127.4589 | 1927.025 | 4963.9849 | 1770650.2464 | 756925.3784 | 1111408.4865 | 238070.5652 | 152.2313 | 2301.5541 | 5928.7658 | 2114786.9812
Sunday | Sunday | 12 | 11 | 637625.2129 | 955754.853 | 201217.3731 | 137.3962 | 1871.4377 | 4099.579 | 1800705.8518 | 761551.5836 | 1141511.6703 | 240325.2036 | 164.1 | 2235.1631 | 4896.3573 | 2150684.0779
Sunday | Sunday | 12 | 12 | 639809.5101 | 957096.3965 | 205441.2849 | 130.6004 | 2301.3125 | 4118.8535 | 1808897.9579 | 764160.4124 | 1143113.9511 | 245370.0586 | 155.9833 | 2748.5867 | 4919.3779 | 2160468.3701
Sunday | Sunday | 12 | 13 | 640549.2287 | 941117.8366 | 202889.9432 | 132.5488 | 3542.7613 | 4152.1871 | 1792384.5058 | 765043.8998 | 1124029.8601 | 242322.848 | 158.3105 | 4231.3187 | 4959.1901 | 2140745.4273
Sunday | Sunday | 12 | 14 | 637395.6104 | 919073.4694 | 204580.6841 | 131.6176 | 3731.758 | 4616.3631 | 1769529.5026 | 761277.3565 | 1097701.0349 | 244342.1947 | 157.1983 | 4457.048 | 5513.5816 | 2113448.414
Sunday | Sunday | 12 | 15 | 646583.4637 | 916552.7232 | 202618.7767 | 131.354 | 4031.9292 | 5412.7413 | 1775330.988 | 772250.9254 | 1094690.3662 | 241998.9786 | 156.8834 | 4815.5594 | 6464.7408 | 2120377.4538
Sunday | Sunday | 12 | 16 | 662349.811 | 901641.0894 | 201367.6748 | 135.0953 | 4643.389 | 6502.5458 | 1776639.6053 | 791081.559 | 1076880.565 | 240504.7174 | 161.3518 | 5545.8602 | 7766.3555 | 2121940.4088
Sunday | Sunday | 12 | 17 | 717802.3565 | 870735.1076 | 194861.2401 | 59581.1618 | 3761.4045 | 7023.4116 | 1853764.6822 | 857311.6468 | 1039967.8161 | 232733.7172 | 71161.126 | 4492.4566 | 8388.4548 | 2214055.2174
Sunday | Sunday | 12 | 18 | 847171.2023 | 889676.7226 | 197841.7347 | 60014.4676 | 2560.7197 | 7157.6531 | 2004422.5001 | 1011824.1212 | 1062590.8501 | 236293.4893 | 71678.6475 | 3058.4113 | 8548.7868 | 2393994.3062
Sunday | Sunday | 12 | 19 | 860664.4501 | 883072.164 | 196662.8181 | 60457.109 | 1259.9779 | 6913.6602 | 2009030.1792 | 1027939.8645 | 1054702.655 | 234885.443 | 72207.3189 | 1504.8623 | 8257.3725 | 2399497.5161
Sunday | Sunday | 12 | 20 | 857327.6149 | 858793.2652 | 195269.3713 | 60298.0798 | 1308.1535 | 6533.1583 | 1979529.6429 | 1023954.4948 | 1025705.0033 | 233221.1712 | 72017.3814 | 1562.4012 | 7802.9177 | 2364263.3696
Sunday | Sunday | 12 | 21 | 860705.2813 | 833148.2545 | 193544.0189 | 60123.1245 | 1056.1579 | 6315.6963 | 1954892.5334 | 1027988.6314 | 995075.7275 | 231160.486 | 71808.4225 | 1261.4287 | 7543.1906 | 2334837.8867
Sunday | Sunday | 12 | 22 | 851675.1793 | 799803.7831 | 192038.6386 | 60127.2555 | 1245.1546 | 5963.3125 | 1910853.3237 | 1017203.4738 | 955250.5536 | 229362.5258 | 71813.3564 | 1487.158 | 7122.3189 | 2282239.3865
Sunday | Sunday | 12 | 23 | 822923.8018 | 777973.7474 | 190817.3491 | 60123.647 | 1404.5047 | 5812.2909 | 1859055.341 | 982864.0897 | 929177.7166 | 227903.8712 | 71809.0465 | 1677.4789 | 6941.9453 | 2220374.1482
WeekDay | Monday | 12 | 0 | 779362.3877 | 750767.549 | 188455.8524 | 60122.198 | 2190.138 | 5670.5665 | 1786568.6916 | 930836.2476 | 896683.8267 | 225083.4032 | 71807.316 | 2615.8048 | 6772.6758 | 2133799.274
WeekDay | Monday | 12 | 1 | 730669.4658 | 718672.99 | 187801.6098 | 60101.6463 | 2505.1325 | 5588.4796 | 1705339.324 | 872679.5577 | 858351.4933 | 224302.0045 | 71782.7698 | 2992.0203 | 6674.6349 | 2036782.4806
WeekDay | Monday | 12 | 2 | 693309.1431 | 692648.9504 | 187388.9739 | 59795.9675 | 2305.0183 | 5487.5718 | 1640935.6251 | 828058.0271 | 827269.522 | 223809.1703 | 71417.6805 | 2753.0128 | 6554.1151 | 1959861.5278
WeekDay | Monday | 12 | 3 | 651670.4448 | 690222.9577 | 185689.506 | 59669.1867 | 2219.7845 | 5521.8124 | 1594993.6923 | 778326.5925 | 824372.0228 | 221779.4004 | 71266.2591 | 2651.2133 | 6595.0106 | 1904990.4986
WeekDay | Monday | 12 | 4 | 626706.7171 | 690507.8796 | 185622.363 | 59659.2781 | 1471.2095 | 5511.1548 | 1569478.6021 | 748511.0112 | 824712.321 | 221699.2077 | 71254.4247 | 1757.148 | 6582.2815 | 1874516.3941
WeekDay | Monday | 12 | 5 | 615150.9925 | 686499.2141 | 186334.0688 | 59641.2402 | 2179.0206 | 5682.3579 | 1555486.8942 | 734709.3607 | 819924.5468 | 222549.2379 | 71232.8811 | 2602.5266 | 6786.7591 | 1857805.312
WeekDay | Monday | 12 | 6 | 618524.0102 | 685546.3311 | 185431.0257 | 228.1117 | 3101.7691 | 5769.4335 | 1498600.6812 | 738737.945 | 818786.465 | 221470.6828 | 272.4466 | 3704.6169 | 6890.7582 | 1789862.9146
WeekDay | Monday | 12 | 7 | 641208.3985 | 678230.5128 | 183214.7558 | 207.7825 | 2464.3685 | 5535.8715 | 1510861.6896 | 765831.1833 | 810048.7726 | 218823.6673 | 248.1663 | 2943.3336 | 6611.8021 | 1804506.9251
WeekDay | Monday | 12 | 8 | 682897.0607 | 707425.4574 | 183759.9289 | 163.5862 | 2012.2588 | 5110.4713 | 1581368.7632 | 815622.2927 | 844917.9337 | 219474.7981 | 195.3802 | 2403.3536 | 6103.7228 | 1888717.481
WeekDay | Monday | 12 | 9 | 694718.7804 | 747060.4705 | 185049.3358 | 174.7632 | 1678.7352 | 4676.4543 | 1633358.5394 | 829741.6361 | 892256.2547 | 221014.8091 | 208.7296 | 2005.0077 | 5585.3518 | 1950811.789
WeekDay | Monday | 12 | 10 | 686255.8943 | 779842.248 | 187543.6911 | 168.4287 | 1812.1446 | 3984.3853 | 1659606.7921 | 819633.9362 | 931409.3717 | 223993.9577 | 201.1639 | 2164.3461 | 4758.775 | 1982161.5506
WeekDay | Monday | 12 | 11 | 667440.6745 | 815823.9833 | 187318.6068 | 168.5472 | 2264.2544 | 3308.8697 | 1676324.9359 | 797161.8631 | 974384.378 | 223725.1269 | 201.3054 | 2704.3261 | 3951.9689 | 2002128.9682
WeekDay | Monday | 12 | 12 | 657927.3877 | 836615.7537 | 186997.6359 | 155.988 | 3079.5341 | 3330.4119 | 1688106.7114 | 785799.6106 | 999217.1565 | 223341.7733 | 186.3053 | 3678.0605 | 3977.6978 | 2016200.604
WeekDay | Monday | 12 | 13 | 649652.18 | 836453.5733 | 186132.1769 | 156.3175 | 3401.9403 | 3367.1469 | 1679163.3348 | 775916.0655 | 999023.4553 | 222308.1071 | 186.6988 | 4063.1282 | 4021.5725 | 2005519.0274
WeekDay | Monday | 12 | 14 | 637115.4151 | 843456.4843 | 186189.5714 | 157.3778 | 3750.2871 | 4694.1415 | 1675363.277 | 760942.7034 | 1007387.425 | 222376.6565 | 187.9651 | 4479.1784 | 5606.4767 | 2000980.405
WeekDay | Monday | 12 | 15 | 634405.8714 | 836705.3994 | 185911.4049 | 157.3434 | 4057.8699 | 5319.0898 | 1666556.9788 | 757706.5434 | 999324.2254 | 222044.4267 | 187.924 | 4846.5418 | 6352.8875 | 1990462.5487
WeekDay | Monday | 12 | 16 | 640909.1674 | 820599.1563 | 186596.6748 | 158.3692 | 4072.6932 | 6324.5399 | 1658660.6008 | 765473.7948 | 980087.6352 | 222862.883 | 189.1492 | 4864.2461 | 7553.753 | 1981031.4613
WeekDay | Monday | 12 | 17 | 690784.872 | 813512.6304 | 185933.9451 | 59556.6443 | 2390.2521 | 6774.6568 | 1758953.0008 | 825043.1486 | 971623.7995 | 222071.3477 | 71131.8434 | 2854.8123 | 8091.3529 | 2100816.3043
WeekDay | Monday | 12 | 18 | 850854.8659 | 853903.7985 | 188154.6463 | 59896.4207 | 1397.0931 | 6784.4075 | 1960991.232 | 1016223.7275 | 1019865.2388 | 224723.6558 | 71537.6574 | 1668.6267 | 8102.9987 | 2342121.9048
WeekDay | Monday | 12 | 19 | 912863.4432 | 850595.7698 | 188633.2589 | 60112.2894 | 1615.7363 | 6528.3964 | 2020348.894 | 1090284.0521 | 1015914.2744 | 225295.2897 | 71795.4815 | 1929.7646 | 7797.2303 | 2413016.0925
WeekDay | Monday | 12 | 20 | 953741.9211 | 823914.7321 | 189366.4687 | 60131.5842 | 1411.9164 | 6061.9528 | 2034628.5752 | 1139107.5128 | 984047.6134 | 226171.0032 | 71818.5264 | 1686.331 | 7240.1305 | 2430071.1173
WeekDay | Monday | 12 | 21 | 976532.7999 | 798350.4723 | 188729.2684 | 60125.2058 | 1545.3258 | 5984.6279 | 2031267.7 | 1166327.9387 | 953514.7829 | 225409.9592 | 71810.9083 | 1845.6693 | 7147.777 | 2426057.0354
WeekDay | Monday | 12 | 22 | 947559.6579 | 780419.689 | 188284.3625 | 60131.5021 | 1689.8527 | 5833.3795 | 1983918.4437 | 1131723.6888 | 932099.0419 | 224878.5832 | 71818.4283 | 2018.2859 | 6967.1326 | 2369505.1607
WeekDay | Monday | 12 | 23 | 871364.5773 | 762082.923 | 188726.7278 | 59831.8359 | 1912.2017 | 5670.5665 | 1889588.8322 | 1040719.627 | 910198.413 | 225406.9248 | 71460.5202 | 2283.8498 | 6772.6758 | 2256842.0107
WeekDay | Tuesday | 12 | 0 | 723836.279 | 740078.4784 | 188920.1376 | 59695.6833 | 2286.4893 | 5617.9583 | 1720435.0258 | 864518.2991 | 883917.2696 | 225637.925 | 71297.9055 | 2730.8825 | 6709.843 | 2054812.1246
WeekDay | Tuesday | 12 | 1 | 663450.3326 | 723380.8319 | 188301.9072 | 59668.8056 | 2356.8998 | 5509.1139 | 1642667.8911 | 792395.9738 | 863974.3331 | 224899.5378 | 71265.804 | 2814.9777 | 6579.844 | 1961930.4703
WeekDay | Tuesday | 12 | 2 | 624343.7543 | 702799.4645 | 188327.7535 | 59648.0227 | 2597.7779 | 5387.571 | 1583104.344 | 745688.7921 | 839392.8508 | 224930.4074 | 71240.9817 | 3102.672 | 6434.6785 | 1890790.3825
WeekDay | Tuesday | 12 | 3 | 614698.2963 | 700296.4891 | 190600.2284 | 59641.842 | 2738.599 | 5422.2652 | 1573397.72 | 734168.6802 | 836403.4068 | 227644.5517 | 71233.5997 | 3270.8625 | 6476.1157 | 1879197.2166
WeekDay | Tuesday | 12 | 4 | 606700.2036 | 703430.6874 | 193727.6427 | 59669.5707 | 3016.5353 | 5579.1825 | 1572123.8222 | 724616.1091 | 840146.7557 | 231379.7982 | 71266.7177 | 3602.8174 | 6663.5309 | 1877675.729
WeekDay | Tuesday | 12 | 5 | 638089.4286 | 734300.9304 | 201273.2099 | 59671.2651 | 3702.1115 | 6008.2109 | 1643045.1563 | 762106.0225 | 877016.8197 | 240391.8927 | 71268.7415 | 4421.6395 | 7175.9435 | 1962381.0594
WeekDay | Tuesday | 12 | 6 | 681786.2269 | 795506.1125 | 215139.9204 | 266.5925 | 4157.927 | 6292.1133 | 1703148.8927 | 814295.5616 | 950117.6044 | 256953.6834 | 318.4064 | 4966.0456 | 7515.0242 | 2034166.3255
WeekDay | Tuesday | 12 | 7 | 592527.9592 | 910971.7571 | 226629.8746 | 241.0902 | 3431.5868 | 6267.6233 | 1740069.8913 | 707689.4021 | 1088024.7052 | 270676.7807 | 287.9476 | 4098.5367 | 7485.7744 | 2078263.1466
WeekDay | Tuesday | 12 | 8 | 520472.375 | 1073790.2237 | 237254.9156 | 222.868 | 2764.5397 | 5971.4759 | 1840476.3978 | 621629.3732 | 1282487.9392 | 283366.8636 | 266.1838 | 3301.8449 | 7132.0688 | 2198184.2735
WeekDay | Tuesday | 12 | 9 | 501312.8103 | 1167776.9768 | 244926.3473 | 241.2573 | 1982.6122 | 6141.9988 | 1922382.0028 | 598746.0296 | 1394741.5943 | 292529.2851 | 288.1472 | 2367.9451 | 7335.7339 | 2296008.7351
WeekDay | Tuesday | 12 | 10 | 503128.378 | 1220163.5581 | 249027.9734 | 247.7323 | 1897.3784 | 5466.71 | 1979931.7302 | 600914.464 | 1457309.829 | 297428.0873 | 295.8805 | 2266.1456 | 6529.1986 | 2364743.605
WeekDay | Tuesday | 12 | 11 | 516070.6082 | 1251694.5364 | 252753.2185 | 261.1319 | 2130.8449 | 4946.5244 | 2027856.8644 | 616372.096 | 1494969.0462 | 301877.3567 | 311.8845 | 2544.9877 | 5907.9118 | 2421983.283
WeekDay | Tuesday | 12 | 12 | 526327.5729 | 1252878.4422 | 258194.0763 | 266.4578 | 2834.9502 | 6763.0921 | 2047264.5915 | 628622.5647 | 1496383.0514 | 308375.6786 | 318.2455 | 3385.9402 | 8077.5406 | 2445163.0209
WeekDay | Tuesday | 12 | 13 | 518638.276 | 1257071.9951 | 259821.9257 | 251.2262 | 4209.8084 | 6373.5199 | 2046366.7513 | 619438.8058 | 1501391.6471 | 310319.9104 | 300.0535 | 5028.0105 | 7612.2526 | 2444090.6799
WeekDay | Tuesday | 12 | 14 | 523886.543 | 1248551.0538 | 256074.9285 | 239.0768 | 4283.9248 | 5586.8923 | 2038622.4192 | 625707.1057 | 1491214.6085 | 305844.6614 | 285.5428 | 5116.5318 | 6672.7391 | 2434841.1893
WeekDay | Tuesday | 12 | 15 | 555690.7973 | 1186638.7162 | 251876.2861 | 253.8366 | 4161.6328 | 6604.3607 | 2005225.6296 | 663692.7118 | 1417269.2284 | 300829.9871 | 303.1713 | 4970.4716 | 7887.9587 | 2394953.5289
WeekDay | Tuesday | 12 | 16 | 603821.0151 | 1116409.5964 | 246714.0811 | 275.4887 | 4220.9259 | 6772.8428 | 1978213.9499 | 721177.3327 | 1333390.6485 | 294664.4759 | 329.0316 | 5041.2887 | 8089.1863 | 2362691.9636
WeekDay | Tuesday | 12 | 17 | 674053.5517 | 1013717.7567 | 240100.142 | 60262.7051 | 3509.409 | 7412.9839 | 1999056.5484 | 805059.9935 | 1210740.0199 | 286765.0772 | 71975.1315 | 4191.4841 | 8853.7428 | 2387585.4489
WeekDay | Tuesday | 12 | 18 | 870254.5545 | 975588.7194 | 235964.8563 | 60536.5261 | 2160.4915 | 7116.8364 | 2151621.9842 | 1039393.8645 | 1165200.3704 | 281826.0733 | 72302.1713 | 2580.3962 | 8500.0372 | 2569802.9129
WeekDay | Tuesday | 12 | 19 | 949871.7998 | 957584.691 | 230835.9369 | 60594.062 | 2282.7834 | 6891.8913 | 2208061.1645 | 1134485.2097 | 1143697.1487 | 275700.317 | 72370.8895 | 2726.4564 | 8231.3727 | 2637211.394
WeekDay | Tuesday | 12 | 20 | 976149.2887 | 915033.2258 | 226367.6241 | 60624.9751 | 1474.9153 | 6579.4172 | 2186229.4462 | 1165869.8897 | 1092875.5452 | 270363.5601 | 72407.8109 | 1761.5741 | 7858.1673 | 2611136.5473
WeekDay | Tuesday | 12 | 21 | 988250.0396 | 869401.2926 | 223046.5591 | 60608.8714 | 1297.036 | 6378.0551 | 2148981.8539 | 1180322.4958 | 1038374.766 | 266397.0258 | 72388.5773 | 1549.123 | 7617.6692 | 2566649.657
WeekDay | Tuesday | 12 | 22 | 945663.3709 | 823984.4189 | 219164.2134 | 60299.0043 | 1411.9164 | 6151.9762 | 2056674.9001 | 1129458.8468 | 984130.8443 | 261760.1224 | 72018.4857 | 1686.331 | 7347.6505 | 2456402.2806
WeekDay | Tuesday | 12 | 23 | 854398.5284 | 795754.9452 | 214653.56 | 59938.5902 | 1997.4355 | 5944.7183 | 1932687.7775 | 1020456.1225 | 950414.7992 | 256372.7959 | 71588.0228 | 2385.6493 | 7100.1108 | 2308317.5004
WeekDay | Wednesday | 12 | 0 | 774477.3079 | 781205.4287 | 212295.7957 | 59712.2235 | 2594.0721 | 5841.5429 | 1836126.3707 | 925001.7226 | 933037.4949 | 253556.7856 | 71317.6604 | 3098.2459 | 6976.8826 | 2192988.7919
WeekDay | Wednesday | 12 | 1 | 718285.8 | 760852.7995 | 210117.6647 | 59694.2048 | 3220.3552 | 5700.0452 | 1757870.8694 | 857889.0506 | 908729.2075 | 250955.3215 | 71296.1396 | 3846.251 | 6807.8839 | 2099523.854
WeekDay | Wednesday | 12 | 2 | 679058.9379 | 737224.9133 | 209741.9243 | 59696.9575 | 2708.9524 | 5667.3918 | 1694099.0774 | 811038.2073 | 880509.0967 | 250506.5537 | 71299.4273 | 3235.4539 | 6768.8842 | 2023357.6231
WeekDay | Wednesday | 12 | 3 | 648428.104 | 717063.3788 | 208535.7229 | 59694.156 | 1849.2028 | 5635.8723 | 1641206.4369 | 774454.0829 | 856429.0443 | 249065.9196 | 71296.0814 | 2208.6067 | 6731.2387 | 1960184.9736
WeekDay | Wednesday | 12 | 4 | 642078.3866 | 719985.8365 | 210902.1913 | 59693.2553 | 2608.8954 | 5689.841 | 1640958.406 | 766870.2589 | 859919.4995 | 251892.3256 | 71295.0056 | 3115.9502 | 6795.6965 | 1959888.7363
WeekDay | Wednesday | 12 | 5 | 666217.0123 | 755262.6964 | 217023.4326 | 59685.7718 | 3576.1137 | 6001.4081 | 1707766.4349 | 795700.3746 | 902052.6335 | 259203.2678 | 71286.0676 | 4271.1533 | 7167.8186 | 2039681.3154
WeekDay | Wednesday | 12 | 6 | 698915.8049 | 814832.87 | 225313.5068 | 265.2524 | 4202.3968 | 6365.3565 | 1749895.1875 | 834754.378 | 973200.6357 | 269104.5688 | 316.8059 | 5019.1584 | 7602.5026 | 2089998.0494
WeekDay | Wednesday | 12 | 7 | 610362.9676 | 910686.9438 | 232628.951 | 252.3198 | 3542.7613 | 6240.8658 | 1763714.8093 | 728990.7538 | 1087684.5367 | 277841.8143 | 301.3597 | 4231.3187 | 7453.8163 | 2106503.5995
WeekDay | Wednesday | 12 | 8 | 528373.9187 | 1072248.0063 | 238584.2817 | 215.2068 | 2597.7779 | 5834.9669 | 1847854.1582 | 631066.6303 | 1280645.9825 | 284954.6001 | 257.0336 | 3102.672 | 6969.0285 | 2206995.9469
WeekDay | Wednesday | 12 | 9 | 506421.2448 | 1164549.9548 | 240112.2889 | 238.4091 | 1945.5541 | 5779.4109 | 1919046.8626 | 604847.3197 | 1390887.3808 | 286779.5849 | 284.7454 | 2323.6844 | 6902.6748 | 2292025.39
WeekDay | Wednesday | 12 | 10 | 503486.7118 | 1216273.6114 | 243267.2236 | 238.1178 | 2127.1391 | 4822.7139 | 1970215.5176 | 601342.4421 | 1452663.8473 | 290547.7004 | 284.3975 | 2540.5616 | 5760.038 | 2353138.9869
WeekDay | Wednesday | 12 | 11 | 500544.3983 | 1233835.0228 | 246214.0429 | 242.0902 | 2471.7801 | 4633.37 | 1987940.7043 | 597828.272 | 1473638.4266 | 294067.2522 | 289.142 | 2952.1857 | 5533.8939 | 2374309.1724
WeekDay | Wednesday | 12 | 12 | 505839.2 | 1233592.7079 | 250816.735 | 246.5679 | 3268.5308 | 4452.4162 | 1998216.158 | 604152.1509 | 1473349.0164 | 299564.5058 | 294.4899 | 3903.7898 | 5317.7706 | 2386581.7235
WeekDay | Wednesday | 12 | 13 | 503890.0158 | 1232081.6611 | 247463.2273 | 227.6781 | 3879.9907 | 4796.1831 | 1992338.756 | 601824.1307 | 1471544.2884 | 295559.2232 | 271.9287 | 4634.0907 | 5728.3507 | 2379562.0124
WeekDay | Wednesday | 12 | 14 | 511810.4999 | 1224414.8726 | 244492.6845 | 210.1961 | 4398.8051 | 5335.1897 | 1990662.2479 | 611284.0095 | 1462387.4125 | 292011.3372 | 251.049 | 5253.7398 | 6372.1165 | 2377559.6646
WeekDay | Wednesday | 12 | 15 | 548952.6224 | 1180075.4094 | 240416.5378 | 195.2778 | 4999.1475 | 6071.9302 | 1980710.925 | 655644.9313 | 1409430.3027 | 287142.9664 | 233.2312 | 5970.7625 | 7252.0471 | 2365674.2411
WeekDay | Wednesday | 12 | 16 | 596469.9594 | 1111476.1797 | 233970.5517 | 184.5152 | 4969.501 | 7058.1058 | 1954128.8128 | 712397.5542 | 1327498.392 | 279444.1633 | 220.3769 | 5935.3539 | 8429.8919 | 2333925.7324
WeekDay | Wednesday | 12 | 17 | 666044.2365 | 1018656.5523 | 228049.939 | 59736.359 | 4524.8029 | 7129.7617 | 1984141.6514 | 795494.0188 | 1216638.7007 | 272372.8433 | 71346.4867 | 5404.2261 | 8515.4746 | 2369771.7502
WeekDay | Wednesday | 12 | 18 | 844223.1413 | 988566.7072 | 221954.8063 | 59997.4489 | 2975.7713 | 7201.1908 | 2124919.0658 | 1008303.0865 | 1180700.7096 | 265093.0842 | 71658.3211 | 3554.1307 | 8600.7864 | 2537910.1185
WeekDay | Wednesday | 12 | 19 | 921646.7897 | 956888.3214 | 216327.0817 | 60083.0592 | 2560.7197 | 6876.0182 | 2164381.99 | 1100774.4958 | 1142865.4353 | 258371.5768 | 71760.5703 | 3058.4113 | 8212.4145 | 2585042.904
WeekDay | Wednesday | 12 | 20 | 943617.5433 | 909727.1447 | 211830.6568 | 60111.7364 | 1864.0261 | 6424.9942 | 2133576.1015 | 1127015.4002 | 1086538.1946 | 253001.2441 | 71794.821 | 2226.311 | 7673.7312 | 2548249.7022
WeekDay | Wednesday | 12 | 21 | 952380.1199 | 861875.2361 | 208465.0469 | 60101.0483 | 1549.0316 | 6134.0622 | 2090504.5452 | 1137481.0372 | 1029385.9742 | 248981.5073 | 71782.0557 | 1850.0954 | 7326.2548 | 2496806.9247
WeekDay | Wednesday | 12 | 22 | 932024.1563 | 821924.5017 | 203186.6038 | 60092.9019 | 1304.4477 | 5871.2483 | 2024403.8597 | 1113168.7672 | 981670.5695 | 242677.1664 | 71772.326 | 1557.9751 | 7012.3614 | 2417859.1656
WeekDay | Wednesday | 12 | 23 | 852560.064 | 787305.4105 | 200539.6311 | 59982.0329 | 1704.6759 | 5707.3014 | 1907799.1159 | 1018260.3413 | 940323.0456 | 239515.7384 | 71639.9089 | 2035.9902 | 6816.5505 | 2278591.5748
WeekDay | Thursday | 12 | 0 | 757673.1256 | 751026.7125 | 204896.0063 | 59697.8458 | 2330.9591 | 5683.7185 | 1781308.3678 | 904931.5445 | 896993.3602 | 244718.8018 | 71300.4882 | 2783.9953 | 6788.384 | 2127516.5739
WeekDay | Thursday | 12 | 1 | 697159.0845 | 725894.6502 | 203985.3264 | 59671.2489 | 2846.0677 | 5695.7367 | 1695252.1143 | 832656.2283 | 866976.7275 | 243631.1256 | 71268.7221 | 3399.2184 | 6802.7381 | 2024734.7598
WeekDay | Thursday | 12 | 2 | 654909.1177 | 703089.8914 | 204221.4336 | 59677.0265 | 2590.3663 | 5619.3189 | 1630107.1544 | 782194.7213 | 839739.7239 | 243913.1217 | 71275.6226 | 3093.8198 | 6711.468 | 1946928.4774
WeekDay | Thursday | 12 | 3 | 665675.7732 | 702421.8864 | 202782.6107 | 59663.0519 | 2823.8328 | 5527.0279 | 1638894.1828 | 795053.9423 | 838941.888 | 242194.6548 | 71258.9319 | 3372.662 | 6601.2397 | 1957423.3187
WeekDay | Thursday | 12 | 4 | 657158.7467 | 708964.7695 | 203818.1681 | 59656.4165 | 3331.5297 | 5656.5074 | 1638586.1379 | 784881.5796 | 846756.4206 | 243431.479 | 71251.0069 | 3979.033 | 6755.8843 | 1957055.4034
WeekDay | Thursday | 12 | 5 | 691968.3818 | 736376.266 | 209366.4182 | 59657.3048 | 3379.7053 | 5908.6636 | 1706656.7397 | 826456.6807 | 879495.5095 | 250058.0656 | 71252.0678 | 4036.5718 | 7057.0486 | 2038355.9441
WeekDay | Thursday | 12 | 6 | 731737.5929 | 779141.221 | 215491.4872 | 252.8728 | 3857.7558 | 6131.5678 | 1736612.4975 | 873955.2819 | 930572.0958 | 257373.5793 | 302.0202 | 4607.5343 | 7323.2757 | 2074133.7871
WeekDay | Thursday | 12 | 7 | 617854.373 | 877736.3819 | 221650.628 | 252.8929 | 3431.5868 | 5695.2832 | 1726621.1458 | 737938.1597 | 1048329.831 | 264729.787 | 302.0442 | 4098.5367 | 6802.1964 | 2062200.555
WeekDay | Thursday | 12 | 8 | 529703.1597 | 1054767.565 | 228811.0938 | 225.275 | 2375.4289 | 4733.5976 | 1820616.1198 | 632654.2175 | 1259768.1102 | 273281.9331 | 269.0585 | 2837.108 | 5653.6013 | 2174464.0287
WeekDay | Thursday | 12 | 9 | 511932.5643 | 1158191.7192 | 237291.7124 | 220.9109 | 2030.7879 | 4335.1817 | 1914002.8763 | 611429.7979 | 1383293.383 | 283410.812 | 263.8463 | 2425.4839 | 5177.7509 | 2286001.0741
WeekDay | Thursday | 12 | 10 | 515268.5893 | 1207770.3673 | 240615.2082 | 224.5118 | 2308.7242 | 3940.394 | 1970127.7948 | 615414.1998 | 1442507.9455 | 287380.2497 | 268.147 | 2757.4389 | 4706.2338 | 2353034.2147
WeekDay | Thursday | 12 | 11 | 497419.2343 | 1227411.1866 | 242215.7863 | 232.3936 | 2690.4233 | 3288.0079 | 1973257.0321 | 594095.7132 | 1465966.0785 | 289291.91 | 277.5608 | 3213.3236 | 3927.0524 | 2356771.6384
WeekDay | Thursday | 12 | 12 | 501275.6429 | 1229216.9979 | 243140.5568 | 247.6979 | 3279.6483 | 3292.3163 | 1980452.8601 | 598701.6385 | 1468122.8603 | 290396.4152 | 295.8395 | 3917.068 | 3932.1982 | 2365366.0197
WeekDay | Thursday | 12 | 13 | 495875.8617 | 1241469.0158 | 244168.2853 | 250.3952 | 4209.8084 | 3904.7928 | 1989878.1592 | 592252.3766 | 1482756.133 | 291623.8891 | 299.061 | 5028.0105 | 4663.7133 | 2376623.1835
WeekDay | Thursday | 12 | 14 | 500441.698 | 1229767.1096 | 241513.6299 | 258.3821 | 5039.9115 | 4333.3677 | 1981354.0987 | 597705.6113 | 1468779.8896 | 288453.285 | 308.6002 | 6019.4492 | 5175.5842 | 2366442.4196
WeekDay | Thursday | 12 | 15 | 544299.9089 | 1182803.0966 | 237001.2097 | 253.9359 | 5736.6051 | 5533.8307 | 1975628.587 | 650087.9344 | 1412688.1327 | 283063.8483 | 303.2899 | 6851.5495 | 6609.3646 | 2359604.1195
WeekDay | Thursday | 12 | 16 | 598896.4698 | 1113890.7467 | 230635.8652 | 512.0878 | 3976.3419 | 5515.2364 | 1953426.7479 | 715295.6718 | 1330382.2449 | 275461.3601 | 611.6152 | 4749.1684 | 6587.1565 | 2333087.2168
WeekDay | Thursday | 12 | 17 | 673036.8498 | 1028795.2025 | 223645.2538 | 59744.854 | 4024.5176 | 6224.7659 | 1995471.4436 | 803845.6894 | 1228747.8598 | 267112.0805 | 71356.6328 | 4806.7072 | 7434.5873 | 2383303.557
WeekDay | Thursday | 12 | 18 | 855449.6077 | 987781.8057 | 217022.1443 | 59970.0908 | 2905.3607 | 6448.8039 | 2129577.8131 | 1021711.4854 | 1179763.2578 | 259201.7291 | 71625.6457 | 3470.0354 | 7702.1685 | 2543474.3219
WeekDay | Thursday | 12 | 19 | 921625.7607 | 960069.6468 | 212180.8472 | 60032.4424 | 2201.2555 | 6423.4069 | 2162533.3595 | 1100749.3797 | 1146665.0708 | 253419.4961 | 71700.1158 | 2629.083 | 7671.8354 | 2582834.9808
WeekDay | Thursday | 12 | 20 | 957125.3754 | 914942.3711 | 208658.8885 | 60186.8229 | 1671.3236 | 6090.7512 | 2148675.5327 | 1143148.5622 | 1092767.0323 | 249213.0232 | 71884.5011 | 1996.1556 | 7274.526 | 2566283.8004
WeekDay | Thursday | 12 | 21 | 979715.512 | 868151.5024 | 204919.9724 | 60208.6384 | 1682.441 | 5947.2126 | 2120625.2788 | 1170129.2304 | 1036882.0713 | 244747.4258 | 71910.5565 | 2009.4338 | 7103.0899 | 2532781.8077
WeekDay | Thursday | 12 | 22 | 950801.4875 | 820319.4228 | 201508.1084 | 60119.1903 | 1715.7934 | 5723.8549 | 2040187.8573 | 1135595.5879 | 979753.5337 | 240672.4452 | 71803.7237 | 2049.2684 | 6836.3212 | 2436710.8799
WeekDay | Thursday | 12 | 23 | 863612.8441 | 787757.9186 | 198418.2303 | 59944.9724 | 1815.8505 | 5568.5248 | 1917118.3407 | 1031461.2969 | 940863.5014 | 236982.0303 | 71595.6455 | 2168.7721 | 6650.8018 | 2289722.0481
WeekDay | Friday | 12 | 0 | 780856.5816 | 702222.2368 | 193475.0673 | 59755.0377 | 2423.6045 | 5473.0592 | 1744205.5872 | 932620.8473 | 838703.4353 | 231078.1333 | 71368.7958 | 2894.6469 | 6536.7819 | 2083202.6404
WeekDay | Friday | 12 | 1 | 726703.5019 | 689494.7739 | 191580.5025 | 59681.3734 | 2931.3015 | 5465.1227 | 1675856.5757 | 867942.7844 | 823502.3119 | 228815.3481 | 71280.8143 | 3501.0179 | 6527.3028 | 2001569.5794
WeekDay | Friday | 12 | 2 | 683921.4211 | 670857.4326 | 191126.1161 | 59665.8571 | 3009.1236 | 5396.8681 | 1613976.8187 | 816845.7438 | 801242.689 | 228272.6489 | 71262.2824 | 3593.9653 | 6445.7826 | 1927663.112
WeekDay | Friday | 12 | 3 | 650631.4478 | 663415.2834 | 190907.4561 | 59653.7001 | 2494.015 | 5471.0184 | 1572572.9208 | 777085.6601 | 792354.1125 | 228011.491 | 71247.7625 | 2978.7421 | 6534.3444 | 1878212.1126
WeekDay | Friday | 12 | 4 | 642966.3175 | 673388.1702 | 191610.8354 | 59647.9692 | 3124.004 | 5568.9784 | 1576306.2747 | 767930.7647 | 804265.291 | 228851.5765 | 71240.9178 | 3731.1733 | 6651.3435 | 1882671.0668
WeekDay | Friday | 12 | 5 | 671631.4598 | 687410.044 | 192350.4268 | 59643.6768 | 3761.4045 | 6126.3524 | 1620923.3643 | 802167.1532 | 821012.402 | 229734.9119 | 71235.7912 | 4492.4566 | 7317.0465 | 1935959.7613
WeekDay | Friday | 12 | 6 | 705956.8386 | 734335.8117 | 194917.6356 | 238.1952 | 3761.4045 | 6681.9123 | 1645891.7979 | 843163.8799 | 877058.4804 | 232801.0735 | 284.4899 | 4492.4566 | 7980.583 | 1965780.9632
WeekDay | Friday | 12 | 7 | 599454.0131 | 833014.5207 | 199418.0931 | 222.7295 | 3353.7646 | 6449.9377 | 1641913.0587 | 715961.577 | 994916.0017 | 238176.2225 | 266.0184 | 4005.5894 | 7703.5227 | 1961028.9316
WeekDay | Friday | 12 | 8 | 510970.6291 | 1004442.037 | 206499.5319 | 173.8434 | 2868.3026 | 5933.8339 | 1730888.1779 | 610280.9047 | 1199661.5072 | 246633.9825 | 207.631 | 3425.7748 | 7087.1109 | 2067296.9109
WeekDay | Friday | 12 | 9 | 493486.7949 | 1084246.5379 | 212823.9298 | 143.8969 | 2230.902 | 5218.1819 | 1798150.2434 | 589398.9801 | 1294976.5022 | 254187.5659 | 171.8641 | 2664.4915 | 6232.3676 | 2147631.7714
WeekDay | Friday | 12 | 10 | 492536.665 | 1139114.4473 | 216068.5073 | 133.9204 | 2538.4848 | 4560.1268 | 1854952.1516 | 588264.1866 | 1360508.3264 | 258062.7468 | 159.9487 | 3031.8549 | 5446.4154 | 2215473.4788
WeekDay | Friday | 12 | 11 | 503161.2905 | 1173759.9946 | 217600.9989 | 133.5193 | 1971.4948 | 5041.3098 | 1901668.6079 | 600953.7733 | 1401887.4483 | 259893.0876 | 159.4696 | 2354.6669 | 6021.1192 | 2271269.5649
WeekDay | Friday | 12 | 12 | 505270.4715 | 1180237.2604 | 219778.2131 | 138.5051 | 2027.082 | 4843.1223 | 1912294.6545 | 603472.8865 | 1409623.6105 | 262493.4567 | 165.4244 | 2421.0579 | 5784.4128 | 2283960.8488
WeekDay | Friday | 12 | 13 | 500574.2768 | 1181788.5243 | 220774.4152 | 144.8339 | 2479.1918 | 4723.6202 | 1910484.8622 | 597863.9576 | 1411476.372 | 263683.2768 | 172.9832 | 2961.0379 | 5641.6847 | 2281799.3123
WeekDay | Friday | 12 | 14 | 507120.5216 | 1173952.2033 | 221011.1283 | 140.9589 | 2942.4189 | 4989.6087 | 1910156.8397 | 605682.5052 | 1402117.014 | 263965.9966 | 168.3551 | 3514.2961 | 5959.3697 | 2281407.5367
WeekDay | Friday | 12 | 15 | 547598.105 | 1132843.3288 | 217647.0132 | 134.4467 | 4339.512 | 6778.7385 | 1909341.1443 | 654027.1551 | 1353018.3776 | 259948.0451 | 160.5773 | 5182.9228 | 8096.2279 | 2280433.3058
WeekDay | Friday | 12 | 16 | 598162.9576 | 1070434.6407 | 212918.5592 | 137.3532 | 4428.4516 | 6909.5785 | 1892991.541 | 714419.597 | 1278480.1782 | 254300.5871 | 164.0486 | 5289.1484 | 8252.4975 | 2260906.0568
WeekDay | Friday | 12 | 17 | 676231.6281 | 974433.6208 | 208299.7682 | 59547.2027 | 3372.2937 | 7502.327 | 1929386.8405 | 807661.3924 | 1163820.7712 | 248784.1057 | 71120.5668 | 4027.7197 | 8960.4503 | 2304375.006
WeekDay | Friday | 12 | 18 | 851072.8714 | 943959.6747 | 205280.5074 | 59558.6109 | 2356.8998 | 7405.0473 | 2069633.6116 | 1016484.1036 | 1127424.0269 | 245178.033 | 71134.1922 | 2814.9777 | 8844.2637 | 2471879.5972
WeekDay | Friday | 12 | 19 | 915004.1364 | 932839.2202 | 205563.7393 | 59640.8897 | 2408.7812 | 7183.2769 | 2122640.0436 | 1092840.802 | 1114142.2438 | 245516.3128 | 71232.4624 | 2876.9426 | 8579.3908 | 2535188.1544
WeekDay | Friday | 12 | 20 | 946719.2436 | 886552.5751 | 205834.8989 | 59657.2331 | 1801.0272 | 6634.5197 | 2107199.4976 | 1130719.9349 | 1058859.5053 | 245840.1739 | 71251.9823 | 2151.0679 | 7923.9793 | 2516746.6435
WeekDay | Friday | 12 | 21 | 969684.2114 | 841524.9157 | 202269.1331 | 59656.277 | 1693.5585 | 6370.1185 | 2081198.2143 | 1158148.2851 | 1005080.4442 | 241581.3797 | 71250.8403 | 2022.712 | 7608.1901 | 2485691.8513
WeekDay | Friday | 12 | 22 | 948719.3268 | 793936.3321 | 199549.3962 | 59659.5006 | 1530.5025 | 5990.5236 | 2009385.5819 | 1133108.7465 | 948242.7276 | 238333.0451 | 71254.6905 | 1827.9651 | 7154.8187 | 2399921.9935
WeekDay | Friday | 12 | 23 | 869340.8406 | 757627.8171 | 197775.0568 | 59661.9219 | 2182.7264 | 5666.9383 | 1892255.301 | 1038302.5647 | 904877.4299 | 236213.852 | 71257.5824 | 2606.9526 | 6768.3425 | 2260026.7241
Saturday | Saturday | 12 | 0 | 592524.2348 | 728433.9536 | 194769.8459 | 59627.3792 | 2212.3729 | 5564.2164 | 1583132.0028 | 707684.9538 | 870009.56 | 232624.5599 | 71216.3261 | 2642.3612 | 6645.656 | 1890823.417
Saturday | Saturday | 12 | 1 | 550758.5729 | 710384.6703 | 193669.8176 | 59626.9637 | 1941.8482 | 5441.0862 | 1521822.9589 | 657801.8793 | 848452.2878 | 231310.7344 | 71215.8298 | 2319.2584 | 6498.5947 | 1817598.5844
Saturday | Saturday | 12 | 2 | 521779.6788 | 690594.2743 | 193317.0398 | 59626.6629 | 1693.5585 | 5367.843 | 1472379.0572 | 623190.7595 | 824815.507 | 230889.3921 | 71215.4705 | 2022.712 | 6411.1162 | 1758544.9571
Saturday | Saturday | 12 | 3 | 522024.7632 | 675105.0482 | 192415.8191 | 59625.468 | 2827.5386 | 5442.6735 | 1457441.3106 | 623483.4775 | 806315.8548 | 229813.0137 | 71214.0434 | 3377.088 | 6500.4905 | 1740703.9679
Saturday | Saturday | 12 | 4 | 517303.7464 | 674144.421 | 193032.8955 | 59621.8489 | 3642.8184 | 5624.0808 | 1453369.8111 | 617844.9022 | 805168.5238 | 230550.0227 | 71209.721 | 4350.8225 | 6717.1554 | 1735841.1474
Saturday | Saturday | 12 | 5 | 530785.0856 | 705410.1737 | 195101.3951 | 59622.9092 | 4346.9237 | 6120.4566 | 1501386.9438 | 633946.4224 | 842510.9673 | 233020.5478 | 71210.9872 | 5191.7749 | 7310.0049 | 1793190.7045
Saturday | Saturday | 12 | 6 | 562961.119 | 747311.8377 | 198614.6575 | 210.3251 | 4306.1597 | 6444.042 | 1519848.141 | 672376.0652 | 892556.4767 | 237216.6344 | 251.2031 | 5143.0882 | 7696.4811 | 1815239.9485
Saturday | Saturday | 12 | 7 | 569363.3045 | 847672.6803 | 205497.721 | 186.4026 | 3453.8217 | 6399.5972 | 1632573.5272 | 680022.5547 | 1012423.0645 | 245437.4634 | 222.6311 | 4125.0931 | 7643.3981 | 1949874.2049
Saturday | Saturday | 12 | 8 | 556863.8518 | 1001046.0558 | 211457.1914 | 134.4668 | 2338.3707 | 5910.9312 | 1777750.8676 | 665093.7567 | 1195605.4962 | 252555.1934 | 160.6012 | 2792.8474 | 7059.7569 | 2123267.6517
Saturday | Saturday | 12 | 9 | 553052.6744 | 1092687.5846 | 213996.9351 | 130.779 | 1901.0843 | 5307.7518 | 1867076.8091 | 660541.8536 | 1305058.1182 | 255588.5519 | 156.1967 | 2270.5716 | 6339.3459 | 2229954.6379
Saturday | Saturday | 12 | 10 | 559635.7748 | 1143337.398 | 218254.8521 | 130.1199 | 2275.3718 | 4790.5141 | 1928424.0308 | 668404.42 | 1365552.0335 | 260674.0211 | 155.4095 | 2717.6043 | 5721.5799 | 2303225.0683
Saturday | Saturday | 12 | 11 | 551556.9626 | 1159675.5271 | 220642.6781 | 129.7188 | 2338.3707 | 5196.8666 | 1939540.1238 | 658755.441 | 1385065.5782 | 263525.9358 | 154.9304 | 2792.8474 | 6206.9095 | 2316501.6422
Saturday | Saturday | 12 | 12 | 547374.0036 | 1159732.7312 | 224401.0187 | 131.0731 | 2393.958 | 7085.9972 | 1941118.7818 | 653759.4982 | 1385133.9003 | 268014.733 | 156.548 | 2859.2384 | 8463.2042 | 2318387.1221
Saturday | Saturday | 12 | 13 | 531619.8979 | 1160518.2236 | 229963.9545 | 129.7713 | 3061.0051 | 7129.7617 | 1932422.614 | 634943.4855 | 1386072.0579 | 274658.8594 | 154.9931 | 3655.9302 | 8515.4746 | 2308000.8007
Saturday | Saturday | 12 | 14 | 523682.5061 | 1154353.6629 | 228595.1274 | 132.9548 | 3127.7098 | 6668.7603 | 1916560.7213 | 625463.413 | 1378709.3771 | 273023.9923 | 158.7954 | 3735.5994 | 7964.8748 | 2289056.0518
Saturday | Saturday | 12 | 15 | 538055.0449 | 1122990.8948 | 225293.7316 | 131.098 | 3765.1103 | 6992.3456 | 1897228.2252 | 642629.3428 | 1341251.0626 | 269080.9501 | 156.5777 | 4496.8826 | 8351.3509 | 2265966.1666
Saturday | Saturday | 12 | 16 | 569377.6952 | 1063070.2567 | 218571.6478 | 151.8952 | 4002.2826 | 7467.8596 | 1862641.6372 | 680039.7423 | 1269684.481 | 261052.388 | 181.417 | 4780.1508 | 8919.2839 | 2224657.463
Saturday | Saturday | 12 | 17 | 615102.8731 | 982304.7352 | 211171.5987 | 59567.3724 | 3724.3464 | 7283.7312 | 1879154.6569 | 734651.889 | 1173221.685 | 252214.0941 | 71144.6566 | 4448.1959 | 8699.369 | 2244379.8895
Saturday | Saturday | 12 | 18 | 706975.2841 | 941257.6444 | 209345.9503 | 59571.8778 | 2912.7724 | 7217.971 | 1927281.5001 | 844380.2665 | 1124196.8404 | 250033.6197 | 71150.0377 | 3478.8875 | 8620.8279 | 2301860.4798
Saturday | Saturday | 12 | 19 | 711615.6435 | 918150.9745 | 204730.7115 | 59643.141 | 1812.1446 | 6920.2362 | 1902872.8513 | 849922.5082 | 1096599.2475 | 244521.3809 | 71235.1512 | 2164.3461 | 8265.2266 | 2272707.8604
Saturday | Saturday | 12 | 20 | 694690.0812 | 880836.1692 | 205433.6845 | 59654.382 | 1486.0327 | 6557.6483 | 1848657.9979 | 829707.3591 | 1052032.0809 | 245360.981 | 71248.577 | 1774.8523 | 7832.1675 | 2207956.0177
Saturday | Saturday | 12 | 21 | 696597.1 | 844276.2695 | 204782.2908 | 59657.0755 | 1122.8626 | 6249.4826 | 1812685.081 | 831985.0187 | 1008366.5404 | 244582.9849 | 71251.794 | 1341.0979 | 7464.1079 | 2164991.5438
Saturday | Saturday | 12 | 22 | 698524.0601 | 802086.9236 | 203274.0441 | 59653.893 | 1582.384 | 5997.3264 | 1771118.6312 | 834286.4952 | 957977.4365 | 242781.6013 | 71247.993 | 1889.93 | 7162.9436 | 2115346.3995
Saturday | Saturday | 12 | 23 | 662302.0685 | 774944.7506 | 202005.5398 | 59636.9784 | 1797.3214 | 5749.9322 | 1706436.5909 | 791024.5374 | 925560.0157 | 241266.5554 | 71227.7909 | 2146.6418 | 6867.4668 | 2038093.008
Sunday | Sunday | 12 | 0 | 613128.4565 | 742317.5002 | 201754.5531 | 59626.6247 | 2768.2455 | 5584.8515 | 1625180.2315 | 732293.7324 | 886591.459 | 240966.7879 | 71215.4248 | 3306.271 | 6670.3016 | 1941043.9768
Sunday | Sunday | 12 | 1 | 563414.4945 | 716403.7958 | 200328.8292 | 59631.9009 | 3357.4704 | 5484.1704 | 1548620.6612 | 672917.557 | 855641.2673 | 239263.9657 | 71221.7265 | 4010.0154 | 6550.0526 | 1849604.5845
Sunday | Sunday | 12 | 2 | 526676.0031 | 702141.4637 | 200075.9241 | 59631.9419 | 3094.3574 | 5412.5145 | 1497032.2048 | 629038.7144 | 838606.9635 | 238961.9071 | 71221.7756 | 3695.7648 | 6464.4699 | 1787989.5952
Sunday | Sunday | 12 | 3 | 510174.2085 | 689819.1428 | 198747.9167 | 59634.2801 | 2449.5452 | 5458.7734 | 1466283.8667 | 609329.6948 | 823889.7239 | 237375.7932 | 71224.5682 | 2925.6293 | 6519.7195 | 1751265.129
Sunday | Sunday | 12 | 4 | 491266.9181 | 687511.1872 | 199990.1699 | 59628.3067 | 2642.2477 | 5457.4128 | 1446496.2425 | 586747.6566 | 821133.203 | 238859.486 | 71217.4338 | 3155.7848 | 6518.0945 | 1727631.6586
Sunday | Sunday | 12 | 5 | 478892.4267 | 698846.8929 | 201621.2463 | 59622.7105 | 2494.015 | 5700.7254 | 1447178.0168 | 571968.1069 | 834672.0726 | 240807.5721 | 71210.7499 | 2978.7421 | 6808.6964 | 1728445.94
Sunday | Sunday | 12 | 6 | 484449.4504 | 715500.0705 | 202872.8542 | 211.8056 | 2623.7186 | 5801.4065 | 1411459.3057 | 578605.1722 | 854561.8973 | 242302.4377 | 252.9713 | 3133.6544 | 6928.9454 | 1685785.0784
Sunday | Sunday | 12 | 7 | 520028.6876 | 729534.2877 | 203638.2301 | 181.5008 | 2683.0117 | 5472.6057 | 1461538.3237 | 621099.4524 | 871323.7508 | 243216.5691 | 216.7766 | 3204.4715 | 6536.2402 | 1745597.2606
Sunday | Sunday | 12 | 8 | 562011.5565 | 786682.3832 | 209142.7531 | 131.7943 | 2053.0228 | 4830.8773 | 1564852.3871 | 671241.9494 | 939578.9292 | 249790.9298 | 157.4093 | 2452.0403 | 5769.7879 | 1868991.0459
Sunday | Sunday | 12 | 9 | 585429.5164 | 859024.3355 | 209666.2183 | 129.0416 | 1612.0305 | 4007.9683 | 1659869.1105 | 699211.3334 | 1025980.9835 | 250416.1337 | 154.1216 | 1925.3385 | 4786.9415 | 1982474.8522
Sunday | Sunday | 12 | 10 | 599212.9355 | 898939.531 | 212978.5546 | 125.9526 | 1804.733 | 3624.7453 | 1716686.4519 | 715673.6445 | 1073653.9421 | 254372.2429 | 150.4323 | 2155.4939 | 4329.2367 | 2050334.9924
Sunday | Sunday | 12 | 11 | 600877.5379 | 923887.8901 | 213105.6866 | 137.0829 | 2460.6627 | 4209.5572 | 1744678.4173 | 717661.7726 | 1103451.1678 | 254524.0838 | 163.7258 | 2938.9075 | 5027.7104 | 2083767.368
Sunday | Sunday | 12 | 12 | 603674.564 | 925711.2195 | 211609.9814 | 146.4891 | 3120.2981 | 3351.7272 | 1747614.2794 | 721002.4179 | 1105628.8724 | 252737.6791 | 174.9602 | 3726.7472 | 4003.156 | 2087273.8328
Sunday | Sunday | 12 | 13 | 598859.8925 | 909437.8475 | 210507.6399 | 172.5807 | 3194.4145 | 4304.1157 | 1726476.4909 | 715251.9855 | 1086192.6708 | 251421.0907 | 206.1229 | 3815.2685 | 5140.647 | 2062027.7854
Sunday | Sunday | 12 | 14 | 595282.9786 | 889204.9094 | 211314.2813 | 177.9677 | 3227.7668 | 4384.1617 | 1703592.0656 | 710979.8764 | 1062027.3371 | 252384.5079 | 212.5569 | 3855.1031 | 5236.2504 | 2034695.6318
Sunday | Sunday | 12 | 15 | 592881.1122 | 882207.5748 | 209600.1402 | 176.4577 | 4680.4472 | 6058.0979 | 1695603.8299 | 708111.1925 | 1053670.0276 | 250337.2129 | 210.7533 | 5590.1208 | 7235.5264 | 2025154.8335
Sunday | Sunday | 12 | 16 | 599930.7124 | 873352.0913 | 206122.9281 | 170.2053 | 4787.9159 | 6536.333 | 1690900.1859 | 716530.9257 | 1043093.4266 | 246184.1834 | 203.2858 | 5718.4767 | 7806.7094 | 2019537.0075
Sunday | Sunday | 12 | 17 | 620449.3825 | 848472.3296 | 206025.8177 | 59719.3718 | 3983.7536 | 6612.9776 | 1745263.6327 | 741037.5252 | 1013378.1306 | 246068.1989 | 71326.198 | 4758.0205 | 7898.2503 | 2084466.3235
Sunday | Sunday | 12 | 18 | 704307.5521 | 861349.3398 | 206739.2086 | 60223.0152 | 3072.1225 | 6769.2146 | 1842460.4528 | 841194.0444 | 1028757.8667 | 246920.2418 | 71927.7275 | 3669.2084 | 8084.853 | 2200553.9417
Sunday | Sunday | 12 | 19 | 732141.0284 | 855669.6739 | 206043.6687 | 60539.1948 | 1482.3269 | 6695.0644 | 1862570.9571 | 874437.1276 | 1021974.3229 | 246089.5194 | 72305.3586 | 1770.4262 | 7996.2912 | 2224573.0459
Sunday | Sunday | 12 | 20 | 720198.4101 | 825993.7879 | 204336.8256 | 60569.6046 | 1256.2721 | 6288.9387 | 1818643.839 | 860173.3881 | 986530.7465 | 244050.9408 | 72341.6787 | 1500.4362 | 7511.2325 | 2172108.4229
Sunday | Sunday | 12 | 21 | 712678.2528 | 812074.644 | 201780.7829 | 60109.1451 | 1085.8045 | 6163.9944 | 1793892.6237 | 851191.6422 | 969906.3316 | 240998.1156 | 71791.7261 | 1296.8372 | 7362.0045 | 2142546.6572
Sunday | Sunday | 12 | 22 | 708371.8449 | 781818.8816 | 201997.9276 | 60111.3983 | 1037.6288 | 5907.7565 | 1759245.4378 | 846048.2575 | 933770.1762 | 241257.4637 | 71794.4172 | 1239.2984 | 7055.9653 | 2101165.5782
Sunday | Sunday | 12 | 23 | 677522.7124 | 761025.5292 | 201063.0913 | 59855.6533 | 1322.9768 | 5509.1139 | 1706299.0769 | 809203.4068 | 908935.5082 | 240140.9363 | 71488.9666 | 1580.1054 | 6579.844 | 2037928.7674
Note on J2: [Threaded comment] Your version of Excel allows you to read this threaded comment; however, any edits to it will get removed if the file is opened in a newer version of Excel. Learn more: https://go.microsoft.com/fwlink/?linkid=870924 Comment: Future iteration - update to include yearly factor Reply: For now assumed constant throughout the analysis period

## Forecast__Gross Demand-8760
SELECT YEAR: |  |  |  | FY 2027 |  |  | Baseline | Forecast
[7 empty] | 2016-2017 Gross Electricity Generation (GWh) | BAU Gross Electricity Generation (GWh) | Energy Efficiency Percentage Reduction | BAU Gross Electricity Generation with EE (GWh) | Scaling Factor
SELECT FORECAST: |  |  |  | BAU - Medium Demand |  | Residential | 7621.6538 | 6467.5868 | 7.895% | 5956.9879 | 0.78159
[6 empty] | Commercial | 9580.5182 | 9285.0055 | 6.579% | 8674.1499 | 0.90539
[6 empty] | Industrial | 2612.6762 | 2430.5101 | 2.632% | 2366.5493 | 0.9058
SELECT MONTH: |  |  |  | August |  | Public Lighting | 350.0903 | 383.5717 | 13.16% | 333.1017 | 0.95147
[6 empty] | Agriculture | 30.8723 | 31.8968 | 0% | 31.8968 | 1.0332
[6 empty] | Other | 41.2267 | 43.4291 | 0% | 43.4291 | 1.0534
Gross Hourly Generation Forecast Per Sector (8760) | [5 empty] | TOTAL | 20237.0376 | 18642 | 6.587% | 17414.0914 | 0.86051
*Assume that each year starts on a Sunday and ignoring impact of leap years |  |  |  | FY 2027 BAU - Medium Demand Gross Forecast | [7 empty] | 8 | August: Average Hourly Gross Demand Per Sector |  |  |  | FY 2027 | Annual Average Hourly Gross Demand Per Sector |  |  |  | Peak Day of Month Gross Demand (MW)
Day_Type | Day_Of_Week | Month | Hour | Residential (kW) | Commercial (kW) | Industrial (kW) | Public Lighting (kW) | Agriculture (kW) | Other (kW) | Total (kW) |  | Hour of Day | Residential (MW) | Commercial (MW) | Industrial (MW) | Total Gross (MW) | Hour of Day | Residential (MW) | Commercial (MW) | Industrial (MW) | Total Gross (MW)
Sunday | Sunday | 1 | 0 | 674834.5537 | 769330.6525 | 178726.9142 | 71599.3282 | 3689.2883 | 3200.7229 | 1701381.4598 |  | 0 | 890.3355 | 809.4527 | 275.952 | 2065.8082 | 0 | 795.4141 | 814.8987 | 251.8464 | 1945.9378 | 2098.4738
Sunday | Sunday | 1 | 1 | 624177.0894 | 737165.8291 | 178246.3482 | 71593.0093 | 4207.572 | 3145.4298 | 1618535.2778 |  | 1 | 836.0099 | 785.4651 | 273.6686 | 1985.6454 | 1 | 746.599 | 790.6524 | 249.9239 | 1871.3074 | 2009.51
Sunday | Sunday | 1 | 2 | 585690.8672 | 713390.8468 | 177743.9168 | 71534.4295 | 3906.6331 | 3124.1941 | 1555390.8875 |  | 2 | 794.1211 | 764.8811 | 273.3877 | 1922.8593 | 2 | 708.7409 | 769.3542 | 249.4247 | 1811.5033 | 1945.6136
Sunday | Sunday | 1 | 3 | 557099.8094 | 710715.4556 | 177487.8579 | 71516.4256 | 3510.9541 | 3164.128 | 1523494.6305 |  | 3 | 755.3618 | 753.1888 | 272.6263 | 1871.4767 | 3 | 675.7522 | 758.7251 | 248.8671 | 1767.2235 | 1889.1549
Sunday | Sunday | 1 | 4 | 532951.9321 | 709450.5817 | 176406.9136 | 71506.2117 | 4502.938 | 3178.4187 | 1497996.9959 |  | 4 | 727.7703 | 754.7452 | 274.1832 | 1847.4145 | 4 | 652.0204 | 758.9628 | 250.0448 | 1745.1054 | 1858.5476
Sunday | Sunday | 1 | 5 | 519970.5325 | 711462.2276 | 176355.7811 | 71520.1931 | 5595.2349 | 3337.2195 | 1488241.1886 |  | 5 | 736.8168 | 777.8664 | 278.1433 | 1802.0486 | 5 | 658.167 | 781.7208 | 254.0527 | 1732.3227 | 1856.8205
Sunday | Sunday | 1 | 6 | 519737.8703 | 714341.788 | 175937.0178 | 278.065 | 5912.8926 | 3340.0242 | 1419547.6578 |  | 6 | 749.018 | 811.8301 | 284.5277 | 1854.7108 | 6 | 669.6291 | 816.1792 | 259.8905 | 1755.6403 | 1942.0545
Sunday | Sunday | 1 | 7 | 550994.108 | 705191.2485 | 175044.3561 | 248.8613 | 3750.5907 | 3125.7968 | 1438354.9614 |  | 7 | 673.4108 | 922.2539 | 297.2241 | 1901.4359 | 7 | 609.831 | 916.4501 | 269.616 | 1804.9811 | 1977.5285
Sunday | Sunday | 1 | 8 | 600013.5215 | 734957.2259 | 175018.1093 | 183.841 | 2831.0551 | 2698.0098 | 1515701.7626 |  | 8 | 624.3442 | 1081.3453 | 308.7505 | 2023.4282 | 8 | 568.6639 | 1064.9175 | 279.1502 | 1921.2231 | 2109.0936
Sunday | Sunday | 1 | 9 | 630955.4179 | 773745.7985 | 174173.2852 | 189.4149 | 1800.0606 | 2239.3708 | 1583103.348 |  | 9 | 609.3102 | 1173.1061 | 316.7986 | 2108.6409 | 9 | 556.0591 | 1153.9424 | 285.9658 | 2004.2199 | 2206.3482
Sunday | Sunday | 1 | 10 | 644242.2976 | 814192.0527 | 173670.7498 | 189.8246 | 2998.2434 | 1826.5423 | 1637119.7104 |  | 10 | 607.8487 | 1225.4678 | 320.0495 | 2162.9865 | 10 | 554.6664 | 1203.3419 | 289.6885 | 2056.0114 | 2275.4941
Sunday | Sunday | 1 | 11 | 628793.2176 | 837647.8442 | 174547.1627 | 169.1465 | 2452.095 | 2006.4453 | 1645615.9112 |  | 11 | 609.8093 | 1249.8771 | 322.5998 | 2191.9838 | 11 | 557.4608 | 1226.7603 | 291.5639 | 2084.3134 | 2320.6705
Sunday | Sunday | 1 | 12 | 639562.9983 | 857299.8861 | 174424.428 | 159.8287 | 3315.9011 | 1540.1935 | 1676303.2357 |  | 12 | 611.9203 | 1252.5186 | 325.7536 | 2200.2816 | 12 | 558.7631 | 1231.6071 | 294.6713 | 2094.2483 | 2326.1586
Sunday | Sunday | 1 | 13 | 640440.9025 | 859095.7756 | 175197.1515 | 158.8924 | 4029.2379 | 1812.9194 | 1680734.8792 |  | 13 | 603.9479 | 1254.3068 | 325.547 | 2194.7965 | 13 | 551.4903 | 1233.6778 | 294.6922 | 2089.8053 | 2326.7725
Sunday | Sunday | 1 | 14 | 622294.2856 | 856360.7463 | 176361.3048 | 159.4391 | 8626.9159 | 2279.0376 | 1666081.7292 |  | 14 | 605.7958 | 1243.546 | 322.076 | 2182.8378 | 14 | 553.0167 | 1224.2044 | 292.4013 | 2080.2071 | 2326.5508
Sunday | Sunday | 1 | 15 | 614337.6324 | 853760.1948 | 176586.5719 | 157.916 | 7763.1097 | 2833.0371 | 1655438.462 |  | 15 | 636.2232 | 1196.7174 | 317.7299 | 2162.4682 | 15 | 577.5884 | 1185.9012 | 288.5375 | 2063.3985 | 2302.4858
Sunday | Sunday | 1 | 16 | 620560.9327 | 845716.0186 | 171017.7151 | 156.7365 | 7490.0355 | 3414.149 | 1648355.5875 |  | 16 | 676.9682 | 1135.0404 | 311.6653 | 2135.2544 | 16 | 612.5555 | 1128.7268 | 283.1415 | 2035.7233 | 2268.4541
Sunday | Sunday | 1 | 17 | 648801.9576 | 846310.0048 | 171844.1966 | 71398.8765 | 5528.3595 | 3845.9427 | 1747729.3377 |  | 17 | 727.1319 | 1051.6856 | 304.7696 | 2102.1555 | 17 | 656.7344 | 1050.0967 | 276.6238 | 2035.8684 | 2198.856
Sunday | Sunday | 1 | 18 | 725493.5723 | 882798.9928 | 174715.0705 | 71743.8673 | 3354.9117 | 3932.3549 | 1862038.7697 |  | 18 | 825.6516 | 1025.2973 | 298.5235 | 2240.6132 | 18 | 741.6779 | 1022.1194 | 271.4892 | 2120.3057 | 2328.861
Sunday | Sunday | 1 | 19 | 763373.9423 | 875813.7404 | 173583.8398 | 72092.5938 | 2273.7608 | 3752.9862 | 1890890.8633 |  | 19 | 909.004 | 1006.9505 | 294.8208 | 2301.5919 | 19 | 816.1708 | 1009.5006 | 267.8946 | 2178.02 | 2383.1662
Sunday | Sunday | 1 | 20 | 779816.0804 | 847988.6653 | 175378.7075 | 72106.2198 | 1950.5301 | 3554.2516 | 1880794.4547 |  | 20 | 956.6357 | 960.3377 | 291.151 | 2298.6688 | 20 | 858.4938 | 965.8622 | 264.1258 | 2172.4913 | 2376.0075
Sunday | Sunday | 1 | 21 | 788964.8787 | 817733.8682 | 175515.9637 | 71684.5036 | 2240.3231 | 3438.9908 | 1859578.5281 |  | 21 | 995.6912 | 917.6229 | 286.5965 | 2290.2998 | 21 | 891.6217 | 924.6921 | 259.9596 | 2159.9135 | 2359.0701
Sunday | Sunday | 1 | 22 | 780009.9262 | 797390.7178 | 174397.9993 | 71537.2017 | 1850.2171 | 3404.6664 | 1828590.7284 |  | 22 | 1002.634 | 875.1664 | 281.6434 | 2248.9689 | 22 | 896.6056 | 882.243 | 256.1279 | 2118.0612 | 2311.5756
Sunday | Sunday | 1 | 23 | 738106.0321 | 779751.6468 | 174961.8508 | 71551.0993 | 2100.9995 | 3335.2161 | 1769806.8447 |  | 23 | 951.4621 | 843.7812 | 279.3821 | 2164.0702 | 23 | 852.7926 | 850.2573 | 253.9975 | 2040.1536 | 2214.7838
WeekDay | Monday | 1 | 0 | 677470.0463 | 760011.6411 | 175299.6706 | 71565.3971 | 3232.307 | 3300.2238 | 1690879.2859
WeekDay | Monday | 1 | 1 | 615054.9435 | 742022.7646 | 174094.3228 | 71576.0078 | 2780.8986 | 3267.3685 | 1608796.3057
WeekDay | Monday | 1 | 2 | 575100.7346 | 723480.625 | 174890.9966 | 71571.7798 | 3271.3176 | 3212.0754 | 1551527.529
WeekDay | Monday | 1 | 3 | 557663.5382 | 712507.9987 | 174976.7273 | 71555.5858 | 3845.3307 | 3267.9027 | 1523817.0836
WeekDay | Monday | 1 | 4 | 540980.0478 | 715692.273 | 177046.5599 | 71545.6045 | 5918.4656 | 3354.7156 | 1514537.6664
WeekDay | Monday | 1 | 5 | 542841.4824 | 741617.5553 | 181600.5208 | 71530.9584 | 6146.9562 | 3514.9855 | 1547252.4587
WeekDay | Monday | 1 | 6 | 552003.1641 | 788195.6664 | 186352.9594 | 308.6382 | 6431.1763 | 3635.455 | 1536927.0595
WeekDay | Monday | 1 | 7 | 556801.0814 | 869604.3505 | 194580.8657 | 327.4084 | 4586.5322 | 3567.4738 | 1629467.7121
WeekDay | Monday | 1 | 8 | 559308.1233 | 996152.875 | 204307.0741 | 204.3231 | 3210.0152 | 3137.2828 | 1766319.6936
WeekDay | Monday | 1 | 9 | 562164.1662 | 1075508.1384 | 212921.1 | 248.4847 | 2496.6785 | 2902.7545 | 1856241.3223
WeekDay | Monday | 1 | 10 | 582212.0583 | 1131906.7393 | 217741.1228 | 278.7262 | 2134.4372 | 2402.4454 | 1936675.5292
WeekDay | Monday | 1 | 11 | 600660.0665 | 1171648.4857 | 221220.9919 | 274.105 | 3377.2035 | 2386.6855 | 1999567.5382
WeekDay | Monday | 1 | 12 | 612243.1631 | 1176231.9424 | 223834.1194 | 431.7365 | 5132.6806 | 2729.396 | 2020603.038
WeekDay | Monday | 1 | 13 | 599962.6653 | 1182287.1753 | 224669.7133 | 498.9894 | 5823.7255 | 2329.5226 | 2015571.7916
WeekDay | Monday | 1 | 14 | 602283.0896 | 1179549.8823 | 223446.6141 | 264.8982 | 5528.3595 | 3214.613 | 2014287.4568
WeekDay | Monday | 1 | 15 | 618221.004 | 1161633.3911 | 221379.0236 | 294.024 | 7300.5555 | 3273.6457 | 2012101.6439
WeekDay | Monday | 1 | 16 | 649530.4868 | 1108659.7986 | 216732.9503 | 313.8426 | 7980.4545 | 3829.9158 | 1987047.4486
WeekDay | Monday | 1 | 17 | 694409.3763 | 1023843.5383 | 213219.4402 | 72070.6724 | 4859.6064 | 3930.7522 | 2012333.3858
WeekDay | Monday | 1 | 18 | 804497.3987 | 998615.5924 | 208127.6791 | 72200.7449 | 2909.0763 | 3841.1347 | 2090191.6259
WeekDay | Monday | 1 | 19 | 845911.905 | 979109.2263 | 201997.097 | 72916.9455 | 1944.9571 | 3698.4945 | 2105578.6254
WeekDay | Monday | 1 | 20 | 858397.361 | 935905.4442 | 197656.8881 | 72986.8797 | 1298.4957 | 3598.5929 | 2069843.6617
WeekDay | Monday | 1 | 21 | 873155.9358 | 894427.3425 | 193303.0877 | 72897.879 | 1454.5381 | 3504.9686 | 2038743.7518
WeekDay | Monday | 1 | 22 | 866922.0942 | 845021.0209 | 190304.8127 | 71955.6109 | 1616.1535 | 3426.5699 | 1979246.2622
WeekDay | Monday | 1 | 23 | 795923.3969 | 813438.4938 | 187256.6654 | 71521.7433 | 1878.0818 | 3341.4933 | 1873359.8746
WeekDay | Tuesday | 1 | 0 | 723266.341 | 798838.2657 | 186086.406 | 71512.9131 | 3354.9117 | 3301.2923 | 1786360.1299
WeekDay | Tuesday | 1 | 1 | 664142.6451 | 771449.656 | 184405.4086 | 71534.4201 | 3756.1636 | 3276.7176 | 1698565.011
WeekDay | Tuesday | 1 | 2 | 621282.776 | 753318.8464 | 183666.5215 | 71539.4757 | 3304.7553 | 3269.9061 | 1636382.2809
WeekDay | Tuesday | 1 | 3 | 605374.1223 | 740159.6882 | 183415.2407 | 71529.9678 | 3143.1399 | 3338.4215 | 1606960.5804
WeekDay | Tuesday | 1 | 4 | 592538.6636 | 747210.4726 | 183479.0712 | 71524.826 | 4330.1768 | 3454.2165 | 1602537.4267
WeekDay | Tuesday | 1 | 5 | 619089.2826 | 835625.8212 | 188582.8203 | 71519.5437 | 5350.0254 | 3661.4988 | 1723828.992
WeekDay | Tuesday | 1 | 6 | 640059.0468 | 898082.1492 | 193242.9905 | 274.0684 | 6286.2798 | 3921.9374 | 1741866.4721
WeekDay | Tuesday | 1 | 7 | 578663.8635 | 996856.1091 | 198607.3925 | 273.2443 | 4714.7099 | 3999.134 | 1783114.4532
WeekDay | Tuesday | 1 | 8 | 534810.5023 | 1154474.0507 | 205223.2798 | 234.7819 | 3092.9834 | 3748.1781 | 1901583.7762
WeekDay | Tuesday | 1 | 9 | 521360.8108 | 1257355.2307 | 211631.5927 | 241.5731 | 2485.5326 | 3411.3443 | 1996486.0842
WeekDay | Tuesday | 1 | 10 | 522917.2669 | 1260083.9574 | 215869.0782 | 251.8389 | 2596.9915 | 3736.6921 | 2005455.825
WeekDay | Tuesday | 1 | 11 | 620801.1957 | 1189963.8503 | 218893.2968 | 270.6504 | 3895.4872 | 3350.3082 | 2037174.7886
WeekDay | Tuesday | 1 | 12 | 621160.6863 | 1190088.753 | 220734.8799 | 264.7813 | 7607.0673 | 3374.6158 | 2043230.7837
WeekDay | Tuesday | 1 | 13 | 601955.8588 | 1177577.8418 | 220012.211 | 270.7437 | 6046.6433 | 2947.7637 | 2008811.0622
WeekDay | Tuesday | 1 | 14 | 605782.7504 | 1174038.504 | 221217.8747 | 295.9473 | 6353.1551 | 3035.645 | 2010723.8765
WeekDay | Tuesday | 1 | 15 | 619989.6779 | 1155633.9353 | 219254.5934 | 301.9156 | 7584.7755 | 3582.5659 | 2006347.4636
WeekDay | Tuesday | 1 | 16 | 647206.9503 | 1094888.9545 | 215155.8594 | 407.7053 | 9173.0643 | 3946.5121 | 1970779.0459
WeekDay | Tuesday | 1 | 17 | 701097.3101 | 1003355.3942 | 208952.489 | 72063.2319 | 6737.6882 | 4249.9564 | 1996456.0698
WeekDay | Tuesday | 1 | 18 | 851940.4728 | 1000124.4513 | 204789.1167 | 72636.3669 | 3594.5483 | 4231.3918 | 2137316.3478
WeekDay | Tuesday | 1 | 19 | 917339.8015 | 976756.1336 | 203882.5999 | 73218.5104 | 2741.888 | 4152.4589 | 2178091.3924
WeekDay | Tuesday | 1 | 20 | 919166.4933 | 930642.2288 | 200229.0738 | 72768.8503 | 2864.4927 | 3885.7431 | 2129556.8821
WeekDay | Tuesday | 1 | 21 | 922834.0265 | 891617.2725 | 196643.1411 | 72268.1359 | 2050.8431 | 3690.7481 | 2089104.1671
WeekDay | Tuesday | 1 | 22 | 920099.993 | 848534.3262 | 194965.4696 | 71878.47 | 2323.9173 | 3536.3548 | 2041338.5308
WeekDay | Tuesday | 1 | 23 | 881476.5739 | 819169.892 | 193082.2352 | 71550.718 | 3042.8269 | 3419.7584 | 1971742.0044
WeekDay | Wednesday | 1 | 0 | 824915.7786 | 787913.7682 | 191674.1942 | 71559.998 | 3327.047 | 3382.7628 | 1882773.5487
WeekDay | Wednesday | 1 | 1 | 769455.5173 | 772294.8378 | 189158.7876 | 71557.384 | 4040.3837 | 3306.7682 | 1809813.6786
WeekDay | Wednesday | 1 | 2 | 727859.9452 | 735846.6284 | 187764.2617 | 71536.6657 | 3923.3519 | 3282.0599 | 1730212.9129
WeekDay | Wednesday | 1 | 3 | 693943.9209 | 729132.5049 | 187287.9519 | 71532.7672 | 4174.1344 | 3338.8222 | 1689410.1014
WeekDay | Wednesday | 1 | 4 | 668616.7872 | 737139.169 | 188765.2947 | 71535.0624 | 3633.5589 | 3438.5902 | 1673128.4623
WeekDay | Wednesday | 1 | 5 | 654131.5764 | 757165.2634 | 194148.8372 | 71535.3953 | 3416.2141 | 3738.2948 | 1684135.5813
WeekDay | Wednesday | 1 | 6 | 648494.2851 | 779268.7836 | 202309.602 | 302.2013 | 4263.3015 | 3986.5796 | 1638624.7531
WeekDay | Wednesday | 1 | 7 | 662492.204 | 811843.5172 | 212466.5578 | 260.2027 | 3276.8905 | 3985.1104 | 1694324.4827
WeekDay | Wednesday | 1 | 8 | 696938.7529 | 880218.3883 | 223796.3987 | 163.2963 | 2725.1692 | 3555.9878 | 1807397.9932
WeekDay | Wednesday | 1 | 9 | 722448.7251 | 937545.198 | 229966.3746 | 154.1355 | 1605.0076 | 3383.297 | 1895102.7379
WeekDay | Wednesday | 1 | 10 | 743844.873 | 970389.525 | 236066.8535 | 155.2135 | 2613.7103 | 3308.9051 | 1956379.0805
WeekDay | Wednesday | 1 | 11 | 760691.0743 | 996441.3222 | 241013.5572 | 157.4626 | 3042.8269 | 2676.3733 | 2004022.6165
WeekDay | Wednesday | 1 | 12 | 757152.3291 | 1000857.9201 | 244613.0968 | 159.1097 | 3115.2752 | 2613.601 | 2008511.3319
WeekDay | Wednesday | 1 | 13 | 728343.7703 | 1009811.3292 | 245365.7826 | 159.8228 | 4157.4155 | 2954.5751 | 1990792.6956
WeekDay | Wednesday | 1 | 14 | 687180.093 | 997164.3069 | 244758.1453 | 160.8582 | 5088.097 | 3471.1784 | 1937822.6788
WeekDay | Wednesday | 1 | 15 | 663453.2408 | 982043.9598 | 238125.7039 | 161.0625 | 6899.3035 | 3786.2422 | 1894469.5128
WeekDay | Wednesday | 1 | 16 | 642889.7749 | 961281.1115 | 232836.6616 | 178.4619 | 8019.4651 | 4132.5587 | 1849338.0337
WeekDay | Wednesday | 1 | 17 | 655723.7649 | 948945.6926 | 227443.7457 | 71412.8579 | 6865.8659 | 4324.0812 | 1914716.0082
WeekDay | Wednesday | 1 | 18 | 738939.7154 | 958667.9166 | 221684.3748 | 71444.3544 | 3700.4342 | 4288.6883 | 1998725.4836
WeekDay | Wednesday | 1 | 19 | 773422.0056 | 941536.6084 | 219447.7038 | 71526.9512 | 2825.4821 | 4135.6305 | 2012894.3816
WeekDay | Wednesday | 1 | 20 | 807445.173 | 912646.0289 | 220119.1687 | 71545.1393 | 2491.1056 | 3923.6736 | 2018170.2891
WeekDay | Wednesday | 1 | 21 | 840049.9122 | 882367.7388 | 215473.0819 | 71546.2173 | 2179.0207 | 3680.4641 | 2015296.435
WeekDay | Wednesday | 1 | 22 | 852210.4116 | 841625.1829 | 211871.6484 | 71537.1592 | 2719.5962 | 3547.8408 | 1983511.8391
WeekDay | Wednesday | 1 | 23 | 826381.5128 | 816959.4984 | 208395.5682 | 71547.5585 | 3928.9249 | 3342.5618 | 1930555.6246
WeekDay | Thursday | 1 | 0 | 771364.4182 | 737811.353 | 204830.7066 | 71549.4842 | 4023.6649 | 3270.4403 | 1792850.0672
WeekDay | Thursday | 1 | 1 | 717167.3276 | 721019.9687 | 202641.1338 | 71529.5652 | 4358.0415 | 3186.4322 | 1719902.4689
WeekDay | Thursday | 1 | 2 | 677511.2958 | 702363.3749 | 203164.0273 | 71511.2779 | 4447.2086 | 3114.7114 | 1662111.8959
WeekDay | Thursday | 1 | 3 | 644116.9486 | 691955.1209 | 205127.42 | 71506.5919 | 3689.2883 | 3236.1159 | 1619631.4856
WeekDay | Thursday | 1 | 4 | 627927.7097 | 691327.3499 | 207123.0585 | 71514.226 | 5054.6594 | 3330.8087 | 1606277.8122
WeekDay | Thursday | 1 | 5 | 628676.2876 | 710390.676 | 213532.8186 | 71509.664 | 6202.6857 | 3632.9174 | 1633945.0492
WeekDay | Thursday | 1 | 6 | 638512.9863 | 750644.0338 | 221016.2801 | 276.882 | 6670.8129 | 4012.8905 | 1621133.8856
WeekDay | Thursday | 1 | 7 | 625367.6719 | 842204.2805 | 230083.6721 | 275.1877 | 6085.6539 | 4072.0568 | 1708088.523
WeekDay | Thursday | 1 | 8 | 607729.0095 | 983650.0263 | 235432.6494 | 254.303 | 3906.6331 | 3914.3246 | 1834886.9458
WeekDay | Thursday | 1 | 9 | 593324.8566 | 1061193.4713 | 239151.8733 | 264.5063 | 3282.4635 | 3287.9365 | 1900505.1074
WeekDay | Thursday | 1 | 10 | 593991.8819 | 1103499.521 | 245528.0018 | 273.301 | 3984.6543 | 3563.3335 | 1950840.6936
WeekDay | Thursday | 1 | 11 | 606272.136 | 1129590.2933 | 252706.8526 | 246.1611 | 3973.5084 | 3856.4938 | 1996645.4452
WeekDay | Thursday | 1 | 12 | 603491.5776 | 1128260.2895 | 252937.5014 | 233.6839 | 3795.1742 | 3176.9496 | 1991895.1762
WeekDay | Thursday | 1 | 13 | 578719.7731 | 1122552.5562 | 255215.4138 | 238.109 | 4703.564 | 3051.2713 | 1964480.6873
WeekDay | Thursday | 1 | 14 | 578920.7508 | 1121978.3776 | 257123.9439 | 237.6698 | 5188.41 | 3358.3217 | 1966807.4738
WeekDay | Thursday | 1 | 15 | 599207.4617 | 1098029.937 | 253901.2738 | 228.5126 | 5171.6912 | 3775.8247 | 1960314.7009
WeekDay | Thursday | 1 | 16 | 636253.9478 | 1051362.5141 | 250100.5093 | 237.2908 | 4653.4075 | 4025.9792 | 1946633.6487
WeekDay | Thursday | 1 | 17 | 697656.9666 | 979466.7784 | 244509.7887 | 71469.5604 | 4776.0122 | 4325.2832 | 2002204.3896
WeekDay | Thursday | 1 | 18 | 789384.9476 | 959869.7187 | 238920.4395 | 71892.9449 | 4413.7709 | 4327.6873 | 2068809.5089
WeekDay | Thursday | 1 | 19 | 789120.4978 | 939623.3722 | 235828.2367 | 72104.8207 | 3120.8481 | 4196.5331 | 2043994.3087
WeekDay | Thursday | 1 | 20 | 779393.2177 | 893230.4054 | 233182.0195 | 72118.03 | 2201.3125 | 3876.1269 | 1984001.1119
WeekDay | Thursday | 1 | 21 | 769984.3344 | 857972.8197 | 232049.6779 | 72128.0255 | 2078.7078 | 3722.6685 | 1937936.2338
WeekDay | Thursday | 1 | 22 | 747667.106 | 815991.3983 | 228553.9495 | 72118.4172 | 2686.1586 | 3523.8003 | 1870540.8299
WeekDay | Thursday | 1 | 23 | 690654.5496 | 782938.815 | 226520.2058 | 72105.6732 | 3042.8269 | 3374.7493 | 1778636.8199
WeekDay | Friday | 1 | 0 | 630382.3901 | 761444.9514 | 224027.2409 | 72077.0468 | 3327.047 | 3372.4788 | 1694631.155
WeekDay | Friday | 1 | 1 | 585971.6778 | 746549.4217 | 222095.3305 | 72042.9091 | 2920.2222 | 3335.3496 | 1632914.9109
WeekDay | Friday | 1 | 2 | 555118.7295 | 724135.5767 | 220795.2947 | 71588.1155 | 2546.835 | 3265.098 | 1577449.6493
WeekDay | Friday | 1 | 3 | 555381.6534 | 721028.9177 | 217982.8128 | 71488.6316 | 4252.1556 | 3283.2619 | 1573417.433
WeekDay | Friday | 1 | 4 | 550312.9375 | 720093.1966 | 219699.0688 | 71484.5371 | 5478.2031 | 3352.4451 | 1570420.388
WeekDay | Friday | 1 | 5 | 564605.4146 | 741689.926 | 225957.7103 | 71489.9032 | 6537.0622 | 3642.2665 | 1613922.2827
WeekDay | Friday | 1 | 6 | 598812.4934 | 788313.0289 | 232995.7042 | 264.1225 | 6475.7599 | 3891.3525 | 1630752.4614
WeekDay | Friday | 1 | 7 | 605469.6073 | 871005.0037 | 238263.2353 | 249.5909 | 5193.983 | 3970.1519 | 1724151.5721
WeekDay | Friday | 1 | 8 | 592021.2427 | 1024739.848 | 249528.7471 | 190.8589 | 3516.5271 | 3721.4665 | 1873718.6903
WeekDay | Friday | 1 | 9 | 587787.9922 | 1126646.4471 | 257875.2743 | 193.3867 | 2858.9198 | 3697.0253 | 1979059.0454
WeekDay | Friday | 1 | 10 | 594750.5998 | 1174621.9689 | 262961.3869 | 190.8565 | 3421.7871 | 3624.9039 | 2039571.5031
WeekDay | Friday | 1 | 11 | 586051.0535 | 1174992.5338 | 265434.9998 | 184.6722 | 3516.5271 | 3469.3085 | 2033649.095
WeekDay | Friday | 1 | 12 | 581532.7312 | 1170586.0522 | 267515.6935 | 202.0161 | 3600.1212 | 3937.4301 | 2027374.0445
WeekDay | Friday | 1 | 13 | 564805.1293 | 1170348.6081 | 266603.3313 | 197.5296 | 4603.251 | 3341.4933 | 2009899.3425
WeekDay | Friday | 1 | 14 | 556293.6601 | 1158730.2843 | 263950.0983 | 195.8177 | 4703.564 | 3483.4657 | 1987356.89
WeekDay | Friday | 1 | 15 | 571555.847 | 1128353.1428 | 261094.5338 | 199.1825 | 5662.1102 | 3817.8955 | 1970682.7119
WeekDay | Friday | 1 | 16 | 604875.0439 | 1077483.0424 | 254528.7888 | 199.7493 | 6018.7785 | 4252.494 | 1947357.8969
WeekDay | Friday | 1 | 17 | 653518.1711 | 1010279.0042 | 246718.7681 | 71426.7755 | 5600.8078 | 4318.4718 | 1991861.9985
WeekDay | Friday | 1 | 18 | 751385.4071 | 987879.9328 | 243065.2685 | 71441.3992 | 4380.3333 | 4337.9713 | 2062490.3122
WeekDay | Friday | 1 | 19 | 756512.7406 | 967479.6052 | 239331.9373 | 71519.2415 | 2725.1692 | 4154.5958 | 2041723.2896
WeekDay | Friday | 1 | 20 | 738644.0822 | 934988.4912 | 235972.0385 | 71557.4973 | 2234.7502 | 3869.9832 | 1987266.8426
WeekDay | Friday | 1 | 21 | 740737.793 | 890470.1392 | 230014.4126 | 71561.4974 | 1688.6018 | 3700.0972 | 1938172.5411
WeekDay | Friday | 1 | 22 | 742879.6205 | 847810.3435 | 224108.0922 | 71560.645 | 2379.6467 | 3485.7362 | 1892224.084
WeekDay | Friday | 1 | 23 | 704479.2528 | 823317.707 | 218387.5491 | 71558.0286 | 2702.8774 | 3358.1881 | 1823803.603
Saturday | Saturday | 1 | 0 | 652218.6146 | 788857.1242 | 216404.587 | 71521.1896 | 3505.3812 | 3214.0788 | 1735720.9753
Saturday | Saturday | 1 | 1 | 599378.5475 | 761184.0289 | 215798.9695 | 71509.7053 | 3600.1212 | 3217.6848 | 1654689.0573
Saturday | Saturday | 1 | 2 | 560279.3844 | 744563.4114 | 209999.4619 | 71505.8091 | 3767.3095 | 3189.1034 | 1593304.4797
Saturday | Saturday | 1 | 3 | 542727.5547 | 727483.354 | 212052.5546 | 71484.9952 | 4514.0839 | 3233.1776 | 1561495.72
Saturday | Saturday | 1 | 4 | 522614.204 | 728245.0819 | 215381.5853 | 71481.3977 | 5372.3171 | 3224.7634 | 1546319.3494
Saturday | Saturday | 1 | 5 | 509381.9483 | 735631.1611 | 216477.0071 | 71481.3269 | 4658.9804 | 3366.068 | 1540996.4919
Saturday | Saturday | 1 | 6 | 515205.602 | 747904.8492 | 216800.1716 | 249.8684 | 4335.7497 | 3522.8654 | 1488019.1064
Saturday | Saturday | 1 | 7 | 552929.5221 | 762500.3644 | 215957.6852 | 220.8087 | 4084.9673 | 3449.2748 | 1539142.6226
Saturday | Saturday | 1 | 8 | 597499.1342 | 826365.4024 | 217679.016 | 173.1135 | 2825.4821 | 3161.4568 | 1647703.605
Saturday | Saturday | 1 | 9 | 622364.1601 | 912421.1276 | 216190.6848 | 170.7652 | 2073.1348 | 3223.0272 | 1756442.8997
Saturday | Saturday | 1 | 10 | 636903.6931 | 951038.3187 | 218607.6116 | 169.0981 | 2034.1242 | 2657.6752 | 1811410.5209
Saturday | Saturday | 1 | 11 | 638583.2859 | 976880.742 | 219883.8103 | 168.4629 | 2585.8456 | 2621.748 | 1840723.8946
Saturday | Saturday | 1 | 12 | 641514.1897 | 996311.9979 | 220184.734 | 178.6921 | 4252.1556 | 2168.9856 | 1864610.7549
Saturday | Saturday | 1 | 13 | 636440.3411 | 974410.2255 | 218067.3194 | 183.8587 | 4725.8557 | 2238.0352 | 1836065.6358
Saturday | Saturday | 1 | 14 | 632595.3091 | 946325.6573 | 214347.8478 | 179.4643 | 8091.9134 | 2773.0695 | 1804313.2614
Saturday | Saturday | 1 | 15 | 630046.9106 | 937610.0584 | 212051.0872 | 185.0807 | 9680.2022 | 3390.2421 | 1792963.5811
Saturday | Saturday | 1 | 16 | 637528.5696 | 923809.1464 | 209184.1223 | 188.1268 | 5873.882 | 3751.3835 | 1780335.2307
Saturday | Saturday | 1 | 17 | 659467.971 | 886456.2591 | 208396.4525 | 71412.3974 | 5154.9724 | 4207.3513 | 1835095.4038
Saturday | Saturday | 1 | 18 | 748700.661 | 900846.4952 | 207715.0416 | 71434.3058 | 3494.2353 | 4195.7317 | 1936386.4707
Saturday | Saturday | 1 | 19 | 778494.152 | 902861.0231 | 205635.933 | 71990.3248 | 2340.6361 | 4018.9007 | 1965340.9696
Saturday | Saturday | 1 | 20 | 765762.5347 | 878246.5305 | 204426.666 | 72072.0125 | 1788.9147 | 3760.7326 | 1926057.3911
Saturday | Saturday | 1 | 21 | 757846.789 | 853996.3454 | 202921.0576 | 72065.9321 | 1705.3206 | 3668.5774 | 1892204.0221
Saturday | Saturday | 1 | 22 | 753370.6698 | 824726.3924 | 201425.723 | 72061.0925 | 2212.4584 | 3526.605 | 1857322.9411
Saturday | Saturday | 1 | 23 | 720719.5331 | 798737.1239 | 199810.4826 | 72050.2717 | 2780.8986 | 3438.7237 | 1797537.0337
Sunday | Sunday | 1 | 0 | 674834.5537 | 770724.5415 | 197753.5907 | 71582.5876 | 3689.2883 | 3395.0502 | 1721979.6119
Sunday | Sunday | 1 | 1 | 624177.0894 | 739936.7937 | 197239.4616 | 71494.1512 | 4207.572 | 3323.1958 | 1640378.2638
Sunday | Sunday | 1 | 2 | 585690.8672 | 716458.4019 | 196293.118 | 71506.2601 | 3906.6331 | 3306.9017 | 1577162.182
Sunday | Sunday | 1 | 3 | 557099.8094 | 714235.854 | 197908.5678 | 71520.0384 | 3510.9541 | 3286.868 | 1547562.0919
Sunday | Sunday | 1 | 4 | 532951.9321 | 712309.5193 | 198760.8232 | 71520.1494 | 4502.938 | 3317.1857 | 1523362.5477
Sunday | Sunday | 1 | 5 | 519970.5325 | 711682.3936 | 197993.0708 | 71502.8196 | 5595.2349 | 3458.7574 | 1510202.809
Sunday | Sunday | 1 | 6 | 519737.8703 | 716360.1206 | 195235.8228 | 258.5616 | 5912.8926 | 3619.0273 | 1441124.2952
Sunday | Sunday | 1 | 7 | 550994.108 | 707146.4476 | 191317.635 | 227.6294 | 3750.5907 | 3528.4748 | 1456964.8856
Sunday | Sunday | 1 | 8 | 600013.5215 | 737596.2294 | 192923.1741 | 166.7934 | 2831.0551 | 3316.9186 | 1536847.6921
Sunday | Sunday | 1 | 9 | 630955.4179 | 775249.2682 | 196921.5686 | 160.2655 | 1800.0606 | 3437.9224 | 1608524.5032
Sunday | Sunday | 1 | 10 | 644242.2976 | 814007.5546 | 202251.4852 | 165.098 | 2998.2434 | 2776.8091 | 1666441.4878
Sunday | Sunday | 1 | 11 | 628793.2176 | 836144.0719 | 201497.614 | 197.7421 | 2452.095 | 3276.1833 | 1672360.9239
Sunday | Sunday | 1 | 12 | 639562.9983 | 855704.0869 | 204394.8586 | 227.3862 | 3315.9011 | 2211.7243 | 1705416.9554
Sunday | Sunday | 1 | 13 | 640440.9025 | 858149.8523 | 205111.9739 | 225.3874 | 4029.2379 | 2191.8241 | 1710149.178
Sunday | Sunday | 1 | 14 | 622294.2856 | 857688.7134 | 205269.0901 | 229.2942 | 8626.9159 | 2747.6934 | 1696855.9926
Sunday | Sunday | 1 | 15 | 614337.6324 | 852778.3122 | 204304.7984 | 232.8362 | 7763.1097 | 3410.1422 | 1682826.8311
Sunday | Sunday | 1 | 16 | 620560.9327 | 844430.2082 | 201543.8788 | 211.9384 | 7490.0355 | 3648.9444 | 1677885.9381
Sunday | Sunday | 1 | 17 | 648801.9576 | 844270.5842 | 200120.7234 | 71560.5564 | 5528.3595 | 4141.1064 | 1774423.2876
Sunday | Sunday | 1 | 18 | 725493.5723 | 881134.968 | 203791.9958 | 71960.3513 | 3354.9117 | 4064.5776 | 1889800.3766
Sunday | Sunday | 1 | 19 | 763373.9423 | 874763.5706 | 203894.8313 | 72045.1559 | 2273.7608 | 3934.0912 | 1920285.352
Sunday | Sunday | 1 | 20 | 779816.0804 | 847518.8693 | 203244.6558 | 72069.3028 | 1950.5301 | 3597.5244 | 1908196.9629
Sunday | Sunday | 1 | 21 | 788964.8787 | 817749.9036 | 202369.8732 | 72062.2614 | 2240.3231 | 3421.094 | 1886808.334
Sunday | Sunday | 1 | 22 | 780009.9262 | 797244.2835 | 200278.3181 | 71946.7217 | 1850.2171 | 3342.5618 | 1854672.0284
Sunday | Sunday | 1 | 23 | 738106.0321 | 779815.2909 | 200203.0521 | 71580.6973 | 2100.9995 | 3275.7827 | 1795081.8547
WeekDay | Monday | 1 | 0 | 677470.0463 | 760781.9473 | 200439.1137 | 71550.0674 | 3232.307 | 3300.8916 | 1716774.3733
WeekDay | Monday | 1 | 1 | 615054.9435 | 743801.2507 | 200488.2691 | 71536.0352 | 2780.8986 | 3197.1169 | 1636858.514
WeekDay | Monday | 1 | 2 | 575100.7346 | 724312.2041 | 200446.4137 | 71509.1515 | 3271.3176 | 3142.6251 | 1577782.4467
WeekDay | Monday | 1 | 3 | 557663.5382 | 714020.5791 | 201004.7411 | 71501.6095 | 3845.3307 | 3186.1651 | 1551221.9638
WeekDay | Monday | 1 | 4 | 540980.0478 | 717754.686 | 203951.6733 | 71492.5219 | 5918.4656 | 3342.9625 | 1543440.357
WeekDay | Monday | 1 | 5 | 542841.4824 | 745276.7109 | 212148.0015 | 71492.3731 | 6146.9562 | 3678.0601 | 1581583.5843
WeekDay | Monday | 1 | 6 | 552003.1641 | 793001.3279 | 226022.6177 | 252.5272 | 6431.1763 | 4027.5819 | 1581738.3952
WeekDay | Monday | 1 | 7 | 556801.0814 | 872151.6908 | 238327.8964 | 230.8373 | 4586.5322 | 4248.8879 | 1676346.9261
WeekDay | Monday | 1 | 8 | 559308.1233 | 995935.6121 | 250138.4034 | 160.5513 | 3210.0152 | 4168.6194 | 1812921.3246
WeekDay | Monday | 1 | 9 | 562164.1662 | 1076786.8824 | 258968.7625 | 168.0957 | 2496.6785 | 3912.4547 | 1904497.04
WeekDay | Monday | 1 | 10 | 582212.0583 | 1134594.9957 | 265498.5812 | 178.4383 | 2134.4372 | 3665.7727 | 1988284.2835
WeekDay | Monday | 1 | 11 | 600660.0665 | 1175282.4495 | 268890.4334 | 199.9334 | 3377.2035 | 3504.835 | 2051914.9214
WeekDay | Monday | 1 | 12 | 612243.1631 | 1179410.7666 | 271753.965 | 200.3538 | 5132.6806 | 3204.0619 | 2071944.991
WeekDay | Monday | 1 | 13 | 599962.6653 | 1184914.4934 | 272986.0495 | 188.1988 | 5823.7255 | 3896.6949 | 2067771.8275
WeekDay | Monday | 1 | 14 | 602283.0896 | 1182351.5133 | 268350.3469 | 202.8485 | 5528.3595 | 3658.427 | 2062374.5849
WeekDay | Monday | 1 | 15 | 618221.004 | 1164320.4613 | 261239.2903 | 202.6572 | 7300.5555 | 3441.5284 | 2054725.4967
WeekDay | Monday | 1 | 16 | 649530.4868 | 1111028.2951 | 255482.3683 | 193.0655 | 7980.4545 | 3884.1404 | 2028098.8106
WeekDay | Monday | 1 | 17 | 694409.3763 | 1027148.4883 | 249101.1102 | 71418.8863 | 4859.6064 | 3994.1924 | 2050931.6599
WeekDay | Monday | 1 | 18 | 804497.3987 | 1001980.4527 | 242636.1245 | 71700.3316 | 2909.0763 | 4057.6325 | 2127781.0162
WeekDay | Monday | 1 | 19 | 845911.905 | 982981.1121 | 238918.3171 | 72330.2518 | 1944.9571 | 3921.0025 | 2146007.5456
WeekDay | Monday | 1 | 20 | 858397.361 | 939818.1251 | 236522.2319 | 72378.2197 | 1298.4957 | 3678.5943 | 2112093.0278
WeekDay | Monday | 1 | 21 | 873155.9358 | 898088.698 | 228696.048 | 72382.0345 | 1454.5381 | 3470.1099 | 2077247.3643
WeekDay | Monday | 1 | 22 | 866922.0942 | 847165.4431 | 222820.6359 | 72226.6628 | 1616.1535 | 3326.9355 | 2014077.925
WeekDay | Monday | 1 | 23 | 795923.3969 | 814861.9611 | 216636.8023 | 71700.2099 | 1878.0818 | 3195.5142 | 1904195.9662
WeekDay | Tuesday | 1 | 0 | 723266.341 | 799871.952 | 213766.6902 | 71543.9327 | 3354.9117 | 3109.2356 | 1814913.0632
WeekDay | Tuesday | 1 | 1 | 664142.6451 | 771104.4456 | 213340.4643 | 71557.4277 | 3756.1636 | 3084.1266 | 1726985.273
WeekDay | Tuesday | 1 | 2 | 621282.776 | 753643.9575 | 215692.2659 | 71522.0208 | 3304.7553 | 3035.9121 | 1668481.6875
WeekDay | Tuesday | 1 | 3 | 605374.1223 | 741276.716 | 215370.322 | 71513.8966 | 3143.1399 | 3088.6676 | 1639766.8645
WeekDay | Tuesday | 1 | 4 | 592538.6636 | 748215.2438 | 217192.1639 | 71498.2151 | 4330.1768 | 3187.5007 | 1636961.9638
WeekDay | Tuesday | 1 | 5 | 619089.2826 | 838202.1632 | 221324.5082 | 71493.0886 | 5350.0254 | 3476.5207 | 1758935.5887
WeekDay | Tuesday | 1 | 6 | 640059.0468 | 903981.9757 | 230245.6042 | 261.1579 | 6286.2798 | 3760.0648 | 1784594.1292
WeekDay | Tuesday | 1 | 7 | 578663.8635 | 1008115.4896 | 239007.79 | 249.7397 | 4714.7099 | 3924.0743 | 1834675.667
WeekDay | Tuesday | 1 | 8 | 534810.5023 | 1170019.83 | 251311.991 | 205.3409 | 3092.9834 | 3727.8773 | 1963168.5249
WeekDay | Tuesday | 1 | 9 | 521360.8108 | 1275394.8797 | 261086.4572 | 210.171 | 2485.5326 | 3184.2953 | 2063722.1466
WeekDay | Tuesday | 1 | 10 | 522917.2669 | 1278784.9902 | 266160.2923 | 251.0266 | 2596.9915 | 2997.9816 | 2073708.549
WeekDay | Tuesday | 1 | 11 | 546401.9268 | 1301320.5696 | 269631.0031 | 268.197 | 2948.0869 | 3257.6188 | 2123827.4022
WeekDay | Tuesday | 1 | 12 | 555517.3522 | 1303214.8742 | 272707.5597 | 273.0802 | 2870.0657 | 3191.641 | 2137774.573
WeekDay | Tuesday | 1 | 13 | 544237.2405 | 1313663.3078 | 273884.2451 | 274.1121 | 4107.2591 | 3948.9161 | 2140115.0807
WeekDay | Tuesday | 1 | 14 | 546824.9102 | 1296620.8367 | 273419.2097 | 275.0082 | 5138.2535 | 4053.4922 | 2126331.7106
WeekDay | Tuesday | 1 | 15 | 579355.1071 | 1247815.387 | 264175.762 | 291.044 | 5751.2773 | 4248.6208 | 2101637.1981
WeekDay | Tuesday | 1 | 16 | 632689.5261 | 1180418.9705 | 256030.3407 | 293.6757 | 4870.7523 | 4133.0929 | 2078436.3582
WeekDay | Tuesday | 1 | 17 | 695707.9258 | 1072468.2752 | 248188.0049 | 72004.906 | 5578.516 | 4129.6204 | 2098077.2484
WeekDay | Tuesday | 1 | 18 | 819036.3724 | 1037778.0593 | 241770.0873 | 72388.7477 | 4820.5958 | 4197.0673 | 2179990.9298
WeekDay | Tuesday | 1 | 19 | 881940.2877 | 1008180.4455 | 237289.9468 | 73098.4323 | 2680.5856 | 4097.5665 | 2207287.2643
WeekDay | Tuesday | 1 | 20 | 904847.4957 | 958538.0151 | 230797.0315 | 72910.9962 | 2100.9995 | 4036.6639 | 2173231.202
WeekDay | Tuesday | 1 | 21 | 923550.166 | 902503.8086 | 226380.8252 | 72703.1712 | 1749.9041 | 3843.8058 | 2130731.6808
WeekDay | Tuesday | 1 | 22 | 907417.3912 | 857552.67 | 223746.1903 | 71696.2394 | 1593.8617 | 3725.4732 | 2065731.8258
WeekDay | Tuesday | 1 | 23 | 829312.5041 | 819317.9709 | 220279.7413 | 71517.5402 | 2608.1374 | 3580.9632 | 1946616.8571
WeekDay | Wednesday | 1 | 0 | 740716.8948 | 787913.3521 | 220341.8603 | 71502.7417 | 3466.3706 | 3551.4469 | 1827492.6664
WeekDay | Wednesday | 1 | 1 | 679776.5444 | 764286.612 | 220002.5051 | 71486.7048 | 3800.7472 | 3514.9855 | 1742868.0989
WeekDay | Wednesday | 1 | 2 | 634503.2964 | 741959.4699 | 218548.0096 | 71468.6961 | 3772.8825 | 3495.8866 | 1673748.2412
WeekDay | Wednesday | 1 | 3 | 608937.6779 | 728687.2937 | 218607.7104 | 71463.7031 | 3215.5882 | 3564.0013 | 1634475.9747
WeekDay | Wednesday | 1 | 4 | 599439.5641 | 736033.2412 | 219489.8921 | 71460.5991 | 3984.6543 | 3643.8691 | 1634051.82
WeekDay | Wednesday | 1 | 5 | 639513.8206 | 765509.3746 | 225626.617 | 71461.0927 | 5283.1501 | 3896.5613 | 1711290.6163
WeekDay | Wednesday | 1 | 6 | 687395.9357 | 811597.3225 | 235583.1363 | 285.8007 | 6269.561 | 4313.7972 | 1745445.5533
WeekDay | Wednesday | 1 | 7 | 583286.8154 | 921269.8665 | 245515.078 | 297.6841 | 6408.8846 | 4385.9187 | 1761164.2473
WeekDay | Wednesday | 1 | 8 | 517787.8933 | 1095156.5749 | 253936.8224 | 232.7216 | 4402.625 | 4069.6528 | 1875586.2899
WeekDay | Wednesday | 1 | 9 | 506999.2259 | 1214439.7136 | 263427.0074 | 255.9488 | 3873.1954 | 3173.0764 | 1992168.1676
WeekDay | Wednesday | 1 | 10 | 514281.9415 | 1262945.6973 | 269613.6809 | 283.5433 | 3327.047 | 3113.1087 | 2053565.0188
WeekDay | Wednesday | 1 | 11 | 529201.3367 | 1299672.6973 | 269560.9018 | 286.3084 | 4057.1026 | 2940.0173 | 2105718.3641
WeekDay | Wednesday | 1 | 12 | 540644.1547 | 1299756.232 | 273369.1154 | 279.078 | 5656.5372 | 3230.3729 | 2122935.4902
WeekDay | Wednesday | 1 | 13 | 537224.3118 | 1320031.0689 | 274389.5184 | 296.9131 | 6592.7917 | 3873.3222 | 2142407.9261
WeekDay | Wednesday | 1 | 14 | 539636.6921 | 1296067.4445 | 273894.8123 | 297.1705 | 7378.5767 | 3985.244 | 2121259.9399
WeekDay | Wednesday | 1 | 15 | 486505.5722 | 1244810.0972 | 268736.9814 | 287.7877 | 7233.6801 | 4043.6089 | 2011617.7276
WeekDay | Wednesday | 1 | 16 | 539025.1493 | 1171608.5858 | 265458.5271 | 542.4815 | 7673.9426 | 4092.3577 | 1988401.044
WeekDay | Wednesday | 1 | 17 | 585354.9393 | 1072368.5934 | 256559.5518 | 72114.4136 | 6314.1445 | 4419.3082 | 1997130.9509
WeekDay | Wednesday | 1 | 18 | 683458.8932 | 1034646.5365 | 246247.4131 | 72472.2973 | 4257.7285 | 4358.8063 | 2045441.6749
WeekDay | Wednesday | 1 | 19 | 753333.3834 | 866141.2475 | 241497.8083 | 72827.0263 | 1226.0475 | 4236.1999 | 1939261.7129
WeekDay | Wednesday | 1 | 20 | 773082.4231 | 823304.0988 | 237439.4623 | 73229.0301 | 1131.3074 | 3907.6467 | 1912093.9685
WeekDay | Wednesday | 1 | 21 | 782343.9878 | 790833.7523 | 234002.1013 | 73011.1317 | 763.4932 | 3701.8334 | 1884656.2997
WeekDay | Wednesday | 1 | 22 | 768426.588 | 752035.3885 | 231039.8242 | 72711.8325 | 930.6815 | 3557.5905 | 1828701.9053
WeekDay | Wednesday | 1 | 23 | 697827.5609 | 726372.0249 | 226344.4133 | 72334.5293 | 1192.6098 | 3426.837 | 1727497.9753
WeekDay | Thursday | 1 | 0 | 621523.0853 | 725481.5772 | 221242.662 | 71497.7806 | 2574.6997 | 3374.8829 | 1645694.6876
WeekDay | Thursday | 1 | 1 | 568198.9597 | 708343.476 | 218214.5189 | 71469.1401 | 3354.9117 | 3368.8728 | 1572949.8791
WeekDay | Thursday | 1 | 2 | 290372.8579 | 614713.3213 | 221263.3512 | 71467.408 | 3371.6306 | 3330.5415 | 1204519.1105
WeekDay | Thursday | 1 | 3 | 625123.299 | 704973.687 | 222169.1881 | 71462.9546 | 4653.4075 | 3394.6495 | 1631777.1856
WeekDay | Thursday | 1 | 4 | 619715.8474 | 706770.7303 | 222273.3138 | 71467.114 | 4937.6276 | 3466.1031 | 1628630.7362
WeekDay | Thursday | 1 | 5 | 657202.4808 | 734178.4048 | 223181.3767 | 71465.3171 | 4681.2722 | 3795.0571 | 1694503.9087
WeekDay | Thursday | 1 | 6 | 698615.584 | 787655.3742 | 231846.842 | 245.5177 | 6916.0224 | 4197.3344 | 1729476.6746
WeekDay | Thursday | 1 | 7 | 609153.043 | 900499.806 | 242758.0645 | 244.4244 | 4770.4393 | 4435.6023 | 1761861.3794
WeekDay | Thursday | 1 | 8 | 534219.6685 | 1064084.0632 | 254303.1869 | 207.0564 | 3544.3918 | 4173.294 | 1860531.6608
WeekDay | Thursday | 1 | 9 | 517929.0227 | 1139698.663 | 266155.3549 | 198.2168 | 3254.5988 | 3837.7957 | 1931073.6518
WeekDay | Thursday | 1 | 10 | 517395.3626 | 1188501.7289 | 271627.1106 | 203.7978 | 2758.6068 | 3404.2657 | 1983890.8724
WeekDay | Thursday | 1 | 11 | 524511.258 | 1214568.0458 | 275244.1252 | 211.2808 | 3471.9435 | 3112.8416 | 2021119.4949
WeekDay | Thursday | 1 | 12 | 527924.4824 | 1208882.6654 | 279704.8372 | 203.6879 | 4107.2591 | 3832.9876 | 2024655.9197
WeekDay | Thursday | 1 | 13 | 521447.7241 | 1206115.2657 | 279905.4165 | 201.5639 | 4475.0733 | 3517.7902 | 2015662.8338
WeekDay | Thursday | 1 | 14 | 521735.3531 | 1197011.6977 | 280864.5048 | 220.0732 | 4547.5216 | 3412.8134 | 2007791.9638
WeekDay | Thursday | 1 | 15 | 562542.9062 | 1151008.0284 | 272917.2069 | 211.7165 | 6158.1021 | 3722.0007 | 1996559.9607
WeekDay | Thursday | 1 | 16 | 621598.8042 | 1096286.6694 | 264470.1163 | 201.9347 | 6425.6034 | 4275.1989 | 1993258.3269
WeekDay | Thursday | 1 | 17 | 696199.36 | 1013199.9992 | 256599.6765 | 71440.3437 | 6403.3116 | 4636.8746 | 2048479.5657
WeekDay | Thursday | 1 | 18 | 799866.3579 | 1001604.6035 | 251315.607 | 71459.7644 | 4580.9592 | 4728.7626 | 2133556.0547
WeekDay | Thursday | 1 | 19 | 867190.8154 | 978566.2338 | 246972.302 | 71900.716 | 1961.676 | 4570.0955 | 2171161.8388
WeekDay | Thursday | 1 | 20 | 892514.0861 | 920303.4982 | 244944.8898 | 72077.4341 | 1226.0475 | 4222.0427 | 2135287.9984
WeekDay | Thursday | 1 | 21 | 914587.2161 | 878804.6682 | 239519.3702 | 72054.3427 | 1192.6098 | 3998.4662 | 2110156.6732
WeekDay | Thursday | 1 | 22 | 904219.827 | 827792.4112 | 235772.4784 | 71641.1721 | 1226.0475 | 3808.1458 | 2044460.0818
WeekDay | Thursday | 1 | 23 | 827305.1986 | 792620.4654 | 231263.5477 | 71498.7157 | 1950.5301 | 3670.9815 | 1928309.4389
WeekDay | Friday | 1 | 0 | 744679.1863 | 771964.7841 | 229624.8238 | 71462.003 | 2218.0314 | 3599.6614 | 1823548.4899
WeekDay | Friday | 1 | 1 | 686819.6384 | 750825.3412 | 227492.1639 | 71455.8175 | 3717.153 | 3562.2651 | 1743872.3792
WeekDay | Friday | 1 | 2 | 352731.8063 | 676274.9897 | 225465.6137 | 71457.4444 | 3410.6412 | 3528.4748 | 1332868.97
WeekDay | Friday | 1 | 3 | 517138.3735 | 712012.5469 | 225455.5643 | 71468.7103 | 3706.0072 | 3529.1426 | 1533310.3448
WeekDay | Friday | 1 | 4 | 520244.8242 | 713710.73 | 226019.7598 | 71474.3102 | 5043.5135 | 3656.5572 | 1540149.6949
WeekDay | Friday | 1 | 5 | 570498.7085 | 737301.5939 | 229615.0439 | 71464.1057 | 5623.0996 | 3948.3819 | 1618450.9335
WeekDay | Friday | 1 | 6 | 636811.5184 | 787060.7335 | 239024.4924 | 222.6636 | 6191.5398 | 4294.9655 | 1673605.9132
WeekDay | Friday | 1 | 7 | 577659.1828 | 896644.6019 | 249583.9178 | 243.0017 | 5311.0148 | 4510.3949 | 1733952.1139
WeekDay | Friday | 1 | 8 | 519773.5944 | 1049240.8937 | 259594.7799 | 238.6568 | 3850.9037 | 4538.7093 | 1837237.5378
WeekDay | Friday | 1 | 9 | 506086.8107 | 1133150.4808 | 268654.1392 | 244.3996 | 3026.1081 | 4287.8869 | 1915449.8252
WeekDay | Friday | 1 | 10 | 512954.0046 | 1174872.4391 | 276403.4728 | 257.6549 | 7150.086 | 3734.9559 | 1975372.6132
WeekDay | Friday | 1 | 11 | 517004.0257 | 1201133.0584 | 277728.8137 | 258.3066 | 2998.2434 | 3818.964 | 2002941.4118
WeekDay | Friday | 1 | 12 | 520606.7958 | 1197316.3635 | 279516.0015 | 253.1742 | 4079.3943 | 3721.0658 | 2005492.7951
WeekDay | Friday | 1 | 13 | 509238.4231 | 1200764.2974 | 278028.9746 | 234.8893 | 4603.251 | 4208.1527 | 1997077.9881
WeekDay | Friday | 1 | 14 | 504155.6897 | 1190822.6169 | 275175.0901 | 219.033 | 4480.6462 | 3693.2857 | 1978546.3616
WeekDay | Friday | 1 | 15 | 534577.0707 | 1150400.2316 | 265919.8183 | 219.0531 | 6709.8235 | 3606.74 | 1961432.7371
WeekDay | Friday | 1 | 16 | 583220.5828 | 1081871.7935 | 258693.1816 | 197.9665 | 6570.4999 | 4030.7873 | 1934584.8116
WeekDay | Friday | 1 | 17 | 634726.6823 | 1004170.451 | 253023.1093 | 71400.0288 | 4296.7391 | 4486.6216 | 1972103.6321
WeekDay | Friday | 1 | 18 | 719009.6861 | 983086.3062 | 247290.4327 | 71480.8086 | 3393.9223 | 4516.6722 | 2028777.8281
WeekDay | Friday | 1 | 19 | 731960.2998 | 963640.7694 | 244130.3611 | 71545.49 | 2424.2302 | 4370.693 | 2018071.8436
WeekDay | Friday | 1 | 20 | 709572.605 | 921860.1504 | 242423.5217 | 71556.8468 | 1944.9571 | 4066.9816 | 1951425.0627
WeekDay | Friday | 1 | 21 | 697906.9065 | 886199.0567 | 237761.3126 | 71557.0628 | 1521.4135 | 3927.2797 | 1898873.0318
WeekDay | Friday | 1 | 22 | 688917.3743 | 842945.1759 | 230751.5039 | 71513.4055 | 1716.4665 | 3695.1555 | 1839539.0815
WeekDay | Friday | 1 | 23 | 638349.5047 | 816741.4211 | 226949.1163 | 71503.4926 | 2396.3655 | 3625.0374 | 1759564.9377
Saturday | Saturday | 1 | 0 | 586568.5305 | 784489.003 | 224162.2882 | 71504.4844 | 3193.2964 | 3549.577 | 1673467.1796
Saturday | Saturday | 1 | 1 | 540449.7927 | 756911.7496 | 221809.226 | 71477.7577 | 3210.0152 | 3515.7868 | 1597374.328
Saturday | Saturday | 1 | 2 | 513547.3894 | 741961.739 | 218757.539 | 71468.7056 | 3338.1929 | 3448.4735 | 1552522.0393
Saturday | Saturday | 1 | 3 | 505471.9669 | 730318.7091 | 215373.1994 | 71478.5015 | 3182.1505 | 3462.7642 | 1529287.2916
Saturday | Saturday | 1 | 4 | 494739.8383 | 728219.2323 | 215657.9541 | 71471.1543 | 3984.6543 | 3445.0009 | 1517517.8342
Saturday | Saturday | 1 | 5 | 496994.3026 | 740645.9815 | 215204.2796 | 71462.7291 | 4670.1263 | 3603.0003 | 1532580.4194
Saturday | Saturday | 1 | 6 | 516057.455 | 759226.3227 | 216841.6721 | 234.7063 | 4842.8875 | 3687.8098 | 1500890.8534
Saturday | Saturday | 1 | 7 | 567104.901 | 773408.2525 | 218390.6673 | 222.5892 | 3198.8693 | 3496.0202 | 1565821.2995
Saturday | Saturday | 1 | 8 | 608806.0225 | 835910.6907 | 222832.0512 | 182.4289 | 2764.1798 | 2804.4557 | 1673299.8288
Saturday | Saturday | 1 | 9 | 632246.8284 | 914072.4242 | 226631.0312 | 195.1695 | 2435.3761 | 523.5483 | 1776104.3776
Saturday | Saturday | 1 | 10 | 642648.5536 | 957367.5561 | 229743.7045 | 190.6641 | 1794.4877 | 1340.5239 | 1833085.4899
Saturday | Saturday | 1 | 11 | 626793.8202 | 983082.787 | 231980.9062 | 195.4965 | 1398.8087 | 2203.8443 | 1845655.6629
Saturday | Saturday | 1 | 12 | 637424.706 | 985149.5694 | 232394.4221 | 198.7906 | 1237.1934 | 2108.2166 | 1858512.898
Saturday | Saturday | 1 | 13 | 635029.6231 | 966612.4061 | 229700.4411 | 195.833 | 1097.8698 | 2244.5796 | 1834880.7527
Saturday | Saturday | 1 | 14 | 629962.3343 | 945053.8157 | 224204.2281 | 170.8667 | 2201.3125 | 2539.8768 | 1804132.4342
Saturday | Saturday | 1 | 15 | 632855.1703 | 935726.1226 | 220142.5206 | 174.94 | 4809.4499 | 3083.3253 | 1796791.5286
Saturday | Saturday | 1 | 16 | 639533.3476 | 926661.9745 | 216886.0814 | 172.2434 | 5015.6488 | 3745.9076 | 1792015.2034
Saturday | Saturday | 1 | 17 | 670156.201 | 898362.3564 | 213977.9152 | 71408.0384 | 4068.2485 | 4211.3581 | 1862184.1175
Saturday | Saturday | 1 | 18 | 731477.9992 | 913283.3266 | 213562.3323 | 71412.1766 | 3366.0576 | 4253.1618 | 1937355.054
Saturday | Saturday | 1 | 19 | 750790.2503 | 906953.71 | 215583.0039 | 71490.0224 | 2156.729 | 4250.6242 | 1951224.3398
Saturday | Saturday | 1 | 20 | 704830.3975 | 873958.695 | 213709.7757 | 71504.3947 | 1543.7052 | 4055.8963 | 1869602.8644
Saturday | Saturday | 1 | 21 | 722189.0543 | 859207.7105 | 210267.252 | 71504.3828 | 1231.6204 | 3933.4234 | 1868333.4436
Saturday | Saturday | 1 | 22 | 715201.6352 | 825365.9345 | 207551.698 | 71510.3747 | 1320.7875 | 3777.2938 | 1824727.7237
Saturday | Saturday | 1 | 23 | 682981.6785 | 803025.1844 | 204317.4164 | 71510.7891 | 2323.9173 | 3659.4955 | 1767818.4812
Sunday | Sunday | 1 | 0 | 631071.2201 | 775428.1558 | 203013.5553 | 71507.3628 | 3059.5458 | 3592.0486 | 1687671.8883
Sunday | Sunday | 1 | 1 | 590661.0279 | 744799.8709 | 200910.8308 | 71512.3936 | 3037.254 | 3502.8317 | 1614424.2089
Sunday | Sunday | 1 | 2 | 560613.6472 | 717804.7494 | 200074.6638 | 71506.2778 | 3249.0258 | 3449.0077 | 1556697.3718
Sunday | Sunday | 1 | 3 | 557099.8094 | 716058.23 | 197333.0535 | 71503.6319 | 3510.9541 | 3465.0347 | 1548970.7136
Sunday | Sunday | 1 | 4 | 532951.9321 | 714308.6047 | 198833.3049 | 71507.7548 | 4502.938 | 3453.6822 | 1525558.2167
Sunday | Sunday | 1 | 5 | 519970.5325 | 714934.3921 | 200261.6897 | 71504.3297 | 5595.2349 | 3613.685 | 1515879.8639
Sunday | Sunday | 1 | 6 | 519737.8703 | 719135.506 | 199521.3035 | 273.1546 | 5912.8926 | 3665.5056 | 1448246.2326
Sunday | Sunday | 1 | 7 | 550994.108 | 710940.8865 | 198234.2946 | 251.8307 | 3750.5907 | 3434.5834 | 1467606.2939
Sunday | Sunday | 1 | 8 | 600013.5215 | 740052.7356 | 200286.7652 | 197.2569 | 2831.0551 | 2973.4068 | 1546354.7411
Sunday | Sunday | 1 | 9 | 630955.4179 | 777634.089 | 204540.0781 | 170.6613 | 1800.0606 | 2699.6125 | 1617799.9193
Sunday | Sunday | 1 | 10 | 644242.2976 | 813786.6145 | 205754.6022 | 162.4675 | 2998.2434 | 2533.8667 | 1669478.0918
Sunday | Sunday | 1 | 11 | 628793.2176 | 837020.9416 | 207135.4777 | 164.5313 | 2452.095 | 2783.487 | 1678349.7501
Sunday | Sunday | 1 | 12 | 639562.9983 | 856458.6407 | 208806.8408 | 170.4287 | 3315.9011 | 3301.5594 | 1711616.369
Sunday | Sunday | 1 | 13 | 640440.9025 | 857932.5083 | 210078.5565 | 172.744 | 4029.2379 | 3136.8821 | 1715790.8311
Sunday | Sunday | 1 | 14 | 622294.2856 | 856754.3824 | 209968.5917 | 175.7015 | 8626.9159 | 2842.5198 | 1700662.397
Sunday | Sunday | 1 | 15 | 614337.6324 | 853528.4327 | 209018.5353 | 180.0676 | 7763.1097 | 3211.6747 | 1688039.4524
Sunday | Sunday | 1 | 16 | 620560.9327 | 845140.6758 | 208502.8655 | 180.3155 | 7490.0355 | 3750.7157 | 1685625.5408
Sunday | Sunday | 1 | 17 | 648801.9576 | 847359.6566 | 205717.4362 | 71419.5416 | 5528.3595 | 4198.9371 | 1783025.8886
Sunday | Sunday | 1 | 18 | 725493.5723 | 884420.8343 | 205300.0903 | 71436.6801 | 3354.9117 | 4284.0137 | 1894290.1026
Sunday | Sunday | 1 | 19 | 763373.9423 | 878043.6423 | 206487.1209 | 71491.3129 | 2273.7608 | 4190.6565 | 1925860.4357
Sunday | Sunday | 1 | 20 | 779816.0804 | 850431.0766 | 207626.8052 | 71517.9994 | 1950.5301 | 3950.9195 | 1915293.4112
Sunday | Sunday | 1 | 21 | 788964.8787 | 820877.823 | 207531.763 | 71529.1744 | 2240.3231 | 3795.8584 | 1894939.8206
Sunday | Sunday | 1 | 22 | 780009.9262 | 800547.7033 | 206173.6347 | 71535.7094 | 1850.2171 | 3743.2365 | 1863860.4271
Sunday | Sunday | 1 | 23 | 738106.0321 | 783080.6402 | 206938.6076 | 71532.6763 | 2100.9995 | 3658.0263 | 1805416.9819
WeekDay | Monday | 1 | 0 | 677470.0463 | 762311.926 | 206712.8348 | 71531.2288 | 3232.307 | 3626.9073 | 1724885.2501
WeekDay | Monday | 1 | 1 | 615054.9435 | 744331.7836 | 203636.5096 | 71531.9773 | 2780.8986 | 3495.7531 | 1640831.8656
WeekDay | Monday | 1 | 2 | 575100.7346 | 726008.9705 | 204267.9887 | 71532.6609 | 3271.3176 | 3475.3187 | 1583656.9909
WeekDay | Monday | 1 | 3 | 494813.5675 | 713387.5863 | 205432.9444 | 71528.0362 | 2184.5937 | 3534.8856 | 1490881.6137
WeekDay | Monday | 1 | 4 | 488895.3689 | 716095.9138 | 207676.476 | 71524.1365 | 2691.7315 | 3557.5905 | 1490441.2173
WeekDay | Monday | 1 | 5 | 489820.3435 | 741383.6491 | 216631.0354 | 71527.5675 | 4452.7815 | 3732.0176 | 1527547.3946
WeekDay | Monday | 1 | 6 | 500602.5147 | 790995.2358 | 229634.7989 | 301.2048 | 4553.0945 | 3840.8675 | 1529927.7162
WeekDay | Monday | 1 | 7 | 512064.504 | 863752.9745 | 245006.1505 | 283.5043 | 2825.4821 | 3646.4068 | 1627579.0222
WeekDay | Monday | 1 | 8 | 519427.6084 | 977838.2922 | 259153.1781 | 237.2861 | 2730.7421 | 3263.3618 | 1762650.4686
WeekDay | Monday | 1 | 9 | 536870.5498 | 1045907.9643 | 272267.6178 | 228.9246 | 2624.8562 | 2788.6958 | 1860688.6085
WeekDay | Monday | 1 | 10 | 549175.5098 | 1097832.401 | 277275.934 | 201.7599 | 2463.2408 | 2521.4458 | 1929470.2914
WeekDay | Monday | 1 | 11 | 555117.1396 | 1117673.7895 | 279213.2836 | 218.8606 | 3104.1293 | 2183.8106 | 1957511.0132
WeekDay | Monday | 1 | 12 | 559631.1777 | 1124007.5825 | 284463.6974 | 222.2716 | 3889.9143 | 2885.1249 | 1975099.7683
WeekDay | Monday | 1 | 13 | 547232.8931 | 1128498.1856 | 286053.4868 | 236.8008 | 5160.5453 | 3766.8763 | 1970948.788
WeekDay | Monday | 1 | 14 | 540349.6173 | 1128866.606 | 284540.2566 | 217.4214 | 5628.6725 | 3108.9684 | 1962711.5423
WeekDay | Monday | 1 | 15 | 554337.0875 | 1113371.5668 | 278800.7074 | 212.609 | 7133.3672 | 3423.7652 | 1957279.103
WeekDay | Monday | 1 | 16 | 580214.7374 | 1074257.3978 | 272945.5662 | 203.5593 | 6626.2293 | 4078.067 | 1938325.557
WeekDay | Monday | 1 | 17 | 605125.1296 | 1003683.2847 | 263619.5179 | 71555.2777 | 4731.4287 | 4139.6373 | 1952854.2759
WeekDay | Monday | 1 | 18 | 687750.9856 | 969003.3847 | 254815.5295 | 71925.9279 | 4034.8108 | 4158.6026 | 1991689.2411
WeekDay | Monday | 1 | 19 | 845911.905 | 984477.9515 | 249014.2141 | 71963.0727 | 1944.9571 | 4084.0771 | 2157396.1775
WeekDay | Monday | 1 | 20 | 858397.361 | 940600.0287 | 245316.5235 | 71600.9044 | 1298.4957 | 3828.1795 | 2121041.4929
WeekDay | Monday | 1 | 21 | 873155.9358 | 898064.7778 | 240001.6477 | 71519.5178 | 1454.5381 | 3745.2398 | 2087941.657
WeekDay | Monday | 1 | 22 | 866922.0942 | 847155.7518 | 234822.1883 | 71520.4434 | 1616.1535 | 3615.0206 | 2025651.6519
WeekDay | Monday | 1 | 23 | 795923.3969 | 813818.7262 | 232198.5064 | 71524.1979 | 1878.0818 | 3485.0684 | 1918827.9777
WeekDay | Tuesday | 1 | 0 | 723266.341 | 800544.1667 | 230222.4003 | 71528.8533 | 3354.9117 | 3435.2512 | 1832351.9242
WeekDay | Tuesday | 1 | 1 | 664142.6451 | 772617.1105 | 229015.5173 | 71534.8959 | 3756.1636 | 3397.0535 | 1744463.386
WeekDay | Tuesday | 1 | 2 | 621282.776 | 754152.1596 | 227970.437 | 71527.8261 | 3304.7553 | 3363.9311 | 1681601.885
WeekDay | Tuesday | 1 | 3 | 612823.7686 | 748062.9012 | 224578.9151 | 71533.9466 | 3733.8719 | 3424.7001 | 1664158.1035
WeekDay | Tuesday | 1 | 4 | 606263.8834 | 751024.0451 | 225890.5871 | 71527.7458 | 3990.2273 | 3523.2661 | 1662219.7548
WeekDay | Tuesday | 1 | 5 | 649989.9261 | 786766.7172 | 233000.7565 | 71532.2937 | 4709.1369 | 3851.9529 | 1749850.7832
WeekDay | Tuesday | 1 | 6 | 706380.9717 | 861638.3639 | 242468.8445 | 327.9374 | 10181.767 | 4368.1554 | 1825366.0398
WeekDay | Tuesday | 1 | 7 | 596533.7512 | 968371.7068 | 251520.3547 | 348.2129 | 10048.0164 | 4793.0041 | 1831615.0462
WeekDay | Tuesday | 1 | 8 | 511407.6123 | 1137560.7161 | 262945.2426 | 268.3588 | 4380.3333 | 4433.3318 | 1920995.5949
WeekDay | Tuesday | 1 | 9 | 499708.5185 | 1239621.4388 | 270896.8635 | 271.1971 | 2541.262 | 4132.9594 | 2017172.2393
WeekDay | Tuesday | 1 | 10 | 500204.8152 | 1297511.8902 | 275706.4608 | 263.596 | 2747.4609 | 3966.9465 | 2080401.1696
WeekDay | Tuesday | 1 | 11 | 500158.5124 | 1317505.0592 | 279124.0207 | 282.7983 | 3856.4766 | 3624.9039 | 2104551.7711
WeekDay | Tuesday | 1 | 12 | 506752.7253 | 1316199.0302 | 286502.8676 | 413.0206 | 3917.779 | 3934.4919 | 2117719.9146
WeekDay | Tuesday | 1 | 13 | 504183.7726 | 1334361.6728 | 288612.6562 | 315.087 | 4675.6993 | 4833.3387 | 2136982.2266
WeekDay | Tuesday | 1 | 14 | 512190.0769 | 1314492.1328 | 285500.0533 | 318.3893 | 5489.3489 | 4564.3525 | 2122554.3538
WeekDay | Tuesday | 1 | 15 | 555019.5101 | 1266561.8334 | 277287.4758 | 309.0515 | 6085.6539 | 4163.2771 | 2109426.8017
WeekDay | Tuesday | 1 | 16 | 606201.9903 | 1189912.2732 | 276358.6396 | 334.6884 | 6626.2293 | 4509.46 | 2083943.2808
WeekDay | Tuesday | 1 | 17 | 664459.0438 | 1077651.3232 | 267380.9137 | 71850.9829 | 5890.6008 | 4621.2483 | 2091854.1128
WeekDay | Tuesday | 1 | 18 | 775737.3544 | 1041772.1432 | 258384.6415 | 72553.4478 | 4558.6674 | 4660.2473 | 2157666.5016
WeekDay | Tuesday | 1 | 19 | 881940.2877 | 1011489.9095 | 252795.768 | 73048.3144 | 2680.5856 | 4430.7942 | 2226385.6594
WeekDay | Tuesday | 1 | 20 | 904847.4957 | 961316.7342 | 248356.1384 | 73277.4999 | 2100.9995 | 4154.4623 | 2194053.33
WeekDay | Tuesday | 1 | 21 | 923550.166 | 906235.0772 | 243712.1507 | 73251.7284 | 1749.9041 | 3915.2595 | 2152414.2859
WeekDay | Tuesday | 1 | 22 | 907417.3912 | 860438.2146 | 239859.982 | 72725.8753 | 1593.8617 | 3768.2119 | 2085803.5367
WeekDay | Tuesday | 1 | 23 | 829312.5041 | 819828.9498 | 238414.1119 | 72171.468 | 2608.1374 | 3607.0071 | 1965942.1782
WeekDay | Wednesday | 1 | 0 | 740716.8948 | 787229.5123 | 235959.909 | 71650.3659 | 3466.3706 | 3572.0148 | 1842595.0674
WeekDay | Wednesday | 1 | 1 | 679776.5444 | 763360.1479 | 232287.6501 | 71627.1175 | 3800.7472 | 3504.835 | 1754357.0421
WeekDay | Wednesday | 1 | 2 | 634503.2964 | 741913.1044 | 232035.3018 | 71611.639 | 3772.8825 | 3458.0897 | 1687294.3137
WeekDay | Wednesday | 1 | 3 | 397348.8486 | 672802.1493 | 231526.384 | 71607.1997 | 3210.0152 | 3534.2178 | 1380028.8146
WeekDay | Wednesday | 1 | 4 | 394447.2484 | 678942.503 | 233075.9292 | 71602.4806 | 2429.8032 | 3644.9376 | 1384142.902
WeekDay | Wednesday | 1 | 5 | 421692.3954 | 701415.2947 | 237935.3841 | 71599.2196 | 3538.8189 | 3913.9239 | 1440095.0365
WeekDay | Wednesday | 1 | 6 | 456455.0481 | 742424.7384 | 246886.5118 | 368.8414 | 5494.9219 | 4314.8657 | 1455944.9273
WeekDay | Wednesday | 1 | 7 | 397644.7811 | 838009.6292 | 256912.3524 | 362.7893 | 4430.4898 | 4385.2509 | 1501745.2926
WeekDay | Wednesday | 1 | 8 | 337575.28 | 972822.2656 | 267731.8721 | 293.5588 | 2680.5856 | 3854.4905 | 1584958.0526
WeekDay | Wednesday | 1 | 9 | 326497.5592 | 1063639.7654 | 274791.0954 | 273.1168 | 1844.6442 | 3837.6621 | 1670883.8431
WeekDay | Wednesday | 1 | 10 | 331578.6827 | 1111525.3323 | 280251.4567 | 287.7736 | 1811.2065 | 3503.0988 | 1728957.5506
WeekDay | Wednesday | 1 | 11 | 438934.0883 | 1236960.4611 | 285687.7729 | 287.8928 | 2858.9198 | 3233.3112 | 1967962.446
WeekDay | Wednesday | 1 | 12 | 446419.0058 | 1232604.5649 | 289324.2561 | 250.0183 | 3393.9223 | 3197.2504 | 1975189.0179
WeekDay | Wednesday | 1 | 13 | 443393.0678 | 1245271.2063 | 290008.0427 | 237.6025 | 3360.4847 | 3108.8349 | 1985379.2389
WeekDay | Wednesday | 1 | 14 | 445281.8441 | 1231074.6861 | 286149.6488 | 243.0725 | 3288.0364 | 3230.1058 | 1969267.3938
WeekDay | Wednesday | 1 | 15 | 486505.5722 | 1206165.0191 | 282383.7105 | 257.205 | 10337.8094 | 3931.8207 | 1989581.137
WeekDay | Wednesday | 1 | 16 | 539025.1493 | 1133177.9664 | 275545.1759 | 401.018 | 5355.5983 | 4536.3052 | 1958041.213
WeekDay | Wednesday | 1 | 17 | 585354.9393 | 1039553.8218 | 267430.4654 | 71975.1414 | 3789.6013 | 4862.8551 | 1972966.8244
WeekDay | Wednesday | 1 | 18 | 683458.8932 | 1001827.8013 | 262912.3034 | 72241.9642 | 2346.209 | 4902.6555 | 2027689.8265
WeekDay | Wednesday | 1 | 19 | 753333.3834 | 987909.2731 | 260192.0554 | 72531.053 | 2279.3337 | 4738.7795 | 2080983.8781
WeekDay | Wednesday | 1 | 20 | 773082.4231 | 938616.5229 | 254567.0402 | 72041.9493 | 1432.2464 | 4396.7369 | 2044136.9188
WeekDay | Wednesday | 1 | 21 | 782343.9878 | 885711.7468 | 249308.3675 | 72036.5123 | 1136.8804 | 4150.322 | 1994687.8167
WeekDay | Wednesday | 1 | 22 | 768426.588 | 834039.9376 | 243333.9025 | 71944.6485 | 1248.3393 | 3979.9017 | 1922973.3175
WeekDay | Wednesday | 1 | 23 | 697827.5609 | 803471.434 | 241621.7664 | 71566.9769 | 2613.7103 | 3807.6115 | 1820909.0601
WeekDay | Thursday | 1 | 0 | 621523.0853 | 723479.3247 | 238421.5713 | 71503.8102 | 3310.3282 | 3734.2881 | 1661972.4079
WeekDay | Thursday | 1 | 1 | 568198.9597 | 707194.1701 | 235881.6781 | 71508.3062 | 3611.2671 | 3650.9477 | 1590045.329
WeekDay | Thursday | 1 | 2 | 533851.875 | 691760.8272 | 235854.8004 | 71515.9899 | 3533.2459 | 3612.8836 | 1540129.6221
WeekDay | Thursday | 1 | 3 | 572685.2198 | 698213.5491 | 234107.4798 | 71515.1292 | 4213.145 | 3625.8388 | 1584360.3617
WeekDay | Thursday | 1 | 4 | 570628.9988 | 698244.6228 | 234226.9965 | 71491.7568 | 5010.0758 | 3757.7943 | 1583360.2451
WeekDay | Thursday | 1 | 5 | 614172.623 | 726283.1503 | 242891.0094 | 71486.373 | 5037.9406 | 4111.5901 | 1663982.6863
WeekDay | Thursday | 1 | 6 | 681107.6911 | 779960.5607 | 252635.1614 | 258.7529 | 5010.0758 | 4502.7821 | 1723475.0241
WeekDay | Thursday | 1 | 7 | 588111.8572 | 892184.8892 | 261482.5975 | 271.8252 | 4073.8214 | 4783.5215 | 1750908.5121
WeekDay | Thursday | 1 | 8 | 503611.0013 | 1066961.8049 | 270527.0304 | 222.673 | 4151.8426 | 4498.2411 | 1849972.5933
WeekDay | Thursday | 1 | 9 | 492040.6058 | 1165785.9533 | 280854.4529 | 226.0603 | 3143.1399 | 4404.7504 | 1946454.9626
WeekDay | Thursday | 1 | 10 | 498045.6351 | 1225204.1426 | 286491.7336 | 251.3005 | 8621.343 | 4530.5622 | 2023144.7171
WeekDay | Thursday | 1 | 11 | 513670.8721 | 1241361.1427 | 289349.9299 | 274.6493 | 4397.0521 | 3979.6345 | 2053033.2806
WeekDay | Thursday | 1 | 12 | 523869.8493 | 1250952.4945 | 293650.3168 | 298.8907 | 6648.5211 | 3996.8635 | 2079416.9359
WeekDay | Thursday | 1 | 13 | 517510.9747 | 1259449.1548 | 291578.8762 | 328.4262 | 7105.5024 | 3985.9118 | 2079958.8461
WeekDay | Thursday | 1 | 14 | 522865.192 | 1258931.6121 | 289103.0075 | 342.3662 | 7969.3086 | 3518.7251 | 2082730.2115
WeekDay | Thursday | 1 | 15 | 571793.7497 | 1211489.5859 | 285214.296 | 518.6132 | 8621.343 | 3961.8713 | 2081599.4592
WeekDay | Thursday | 1 | 16 | 633419.9389 | 1153918.0558 | 277228.356 | 347.8882 | 8264.6746 | 4748.1286 | 2077927.042
WeekDay | Thursday | 1 | 17 | 683366.3546 | 1040301.8768 | 268763.8007 | 72330.2636 | 6854.72 | 5016.7142 | 2076633.7299
WeekDay | Thursday | 1 | 18 | 799866.3579 | 1004573.1088 | 262711.6922 | 72644.7402 | 4469.5004 | 4944.7263 | 2149210.1258
WeekDay | Thursday | 1 | 19 | 867190.8154 | 980330.8632 | 259055.7816 | 72906.283 | 3193.2964 | 4876.478 | 2187553.5177
WeekDay | Thursday | 1 | 20 | 892514.0861 | 920817.936 | 255465.237 | 73278.5814 | 2596.9915 | 4527.2233 | 2149200.0552
WeekDay | Thursday | 1 | 21 | 914587.2161 | 880891.7544 | 247396.2453 | 73260.9104 | 2429.8032 | 4333.2967 | 2122899.2261
WeekDay | Thursday | 1 | 22 | 904219.827 | 829599.9268 | 241935.5066 | 72934.8125 | 2507.8244 | 4155.6643 | 2055353.5615
WeekDay | Thursday | 1 | 23 | 827305.1986 | 793289.6712 | 237439.6033 | 72139.0481 | 3555.5377 | 3968.1485 | 1937697.2074
WeekDay | Friday | 1 | 0 | 744679.1863 | 771022.0466 | 234164.1152 | 71614.0003 | 4469.5004 | 3926.7455 | 1829875.5942
WeekDay | Friday | 1 | 1 | 686819.6384 | 750623.2999 | 233298.4176 | 71582.6915 | 4909.7629 | 3883.4726 | 1751117.2829
WeekDay | Friday | 1 | 2 | 647075.2908 | 730790.2862 | 234051.5474 | 71568.2461 | 4859.6064 | 3814.0223 | 1692158.9991
WeekDay | Friday | 1 | 3 | 621486.5879 | 715115.1135 | 234337.4442 | 71520.3123 | 4569.8133 | 3766.4756 | 1650795.747
WeekDay | Friday | 1 | 4 | 615327.9163 | 715074.853 | 234510.5624 | 71484.556 | 5422.4736 | 3972.5559 | 1645792.9172
WeekDay | Friday | 1 | 5 | 647709.9639 | 749948.1609 | 240162.9573 | 71474.0835 | 5444.7654 | 4301.5099 | 1719041.4409
WeekDay | Friday | 1 | 6 | 699465.5183 | 797940.28 | 250977.0471 | 266.328 | 6776.6988 | 4657.309 | 1760083.1811
WeekDay | Friday | 1 | 7 | 605407.1103 | 911063.8557 | 261029.1208 | 240.2295 | 5104.8159 | 4817.9795 | 1787663.1117
WeekDay | Friday | 1 | 8 | 522250.6648 | 1081963.378 | 269788.4123 | 205.9253 | 3288.0364 | 4708.0611 | 1882204.478
WeekDay | Friday | 1 | 9 | 511987.129 | 1183157.493 | 279285.7452 | 217.6198 | 3198.8693 | 4278.805 | 1982125.6612
WeekDay | Friday | 1 | 10 | 513180.4807 | 1237053.6375 | 281765.0821 | 238.756 | 3249.0258 | 4384.4495 | 2039871.4317
WeekDay | Friday | 1 | 11 | 511344.3662 | 1253536.844 | 279693.8134 | 249.696 | 4926.4817 | 3619.1609 | 2053370.3622
WeekDay | Friday | 1 | 12 | 515906.2341 | 1251878.1443 | 283312.8437 | 268.7448 | 5918.4656 | 3692.2172 | 2060976.6498
WeekDay | Friday | 1 | 13 | 515562.5601 | 1253124.7405 | 281440.9263 | 238.9343 | 5706.6937 | 4215.899 | 2060289.7539
WeekDay | Friday | 1 | 14 | 515151.9692 | 1244785.9749 | 276910.9514 | 218.5773 | 5589.6619 | 3877.8632 | 2046534.9979
WeekDay | Friday | 1 | 15 | 547526.3466 | 1206901.5531 | 271229.6331 | 210.0128 | 5444.7654 | 4315.5335 | 2035627.8444
WeekDay | Friday | 1 | 16 | 600588.5008 | 1139087.7916 | 263022.481 | 205.5499 | 7038.6271 | 4651.0318 | 2014593.9822
WeekDay | Friday | 1 | 17 | 646939.1999 | 1047407.132 | 252916.3187 | 71439.1016 | 6486.9058 | 4815.1748 | 2030003.8328
WeekDay | Friday | 1 | 18 | 739816.002 | 1001161.7619 | 245711.2208 | 71445.6425 | 3784.0284 | 4958.2157 | 2066876.8712
WeekDay | Friday | 1 | 19 | 749700.2879 | 977424.9481 | 242735.0088 | 71505.3959 | 3321.4741 | 4734.5056 | 2049421.6203
WeekDay | Friday | 1 | 20 | 749502.0823 | 934570.3114 | 236391.3351 | 71547.738 | 2596.9915 | 4539.3771 | 1999147.8353
WeekDay | Friday | 1 | 21 | 767452.1868 | 893170.7523 | 236073.2314 | 71546.5797 | 2284.9067 | 4346.1183 | 1974873.7753
WeekDay | Friday | 1 | 22 | 773386.8497 | 846167.9888 | 234543.9614 | 71537.9349 | 2429.8032 | 4176.0987 | 1932242.6367
WeekDay | Friday | 1 | 23 | 746889.6075 | 815852.8558 | 232169.4931 | 71536.5429 | 2881.2116 | 4070.8548 | 1873400.5656
Saturday | Saturday | 1 | 0 | 695923.2303 | 779613.6408 | 231176.7534 | 71515.7137 | 4664.5534 | 3951.3202 | 1786845.2117
Saturday | Saturday | 1 | 1 | 647955.6538 | 752586.124 | 229681.6927 | 71481.1887 | 4993.357 | 3982.9735 | 1710680.9897
Saturday | Saturday | 1 | 2 | 611412.935 | 736347.5015 | 225410.8723 | 71484.1215 | 4363.6144 | 3839.9326 | 1652858.9774
Saturday | Saturday | 1 | 3 | 542727.5547 | 723419.952 | 221490.2986 | 71506.3853 | 4514.0839 | 3770.2152 | 1567428.4897
Saturday | Saturday | 1 | 4 | 522614.204 | 723848.6675 | 236904.77 | 71477.7353 | 5372.3171 | 3740.1646 | 1563957.8586
Saturday | Saturday | 1 | 5 | 509381.9483 | 733001.7321 | 235949.5425 | 71470.4211 | 4658.9804 | 3797.8618 | 1558260.4862
Saturday | Saturday | 1 | 6 | 515205.602 | 746248.582 | 237715.9504 | 234.6744 | 4335.7497 | 3833.789 | 1507574.3476
Saturday | Saturday | 1 | 7 | 552929.5221 | 762217.3314 | 237293.7853 | 222.5786 | 4084.9673 | 3673.6526 | 1560421.8374
Saturday | Saturday | 1 | 8 | 597499.1342 | 825732.9675 | 236945.065 | 182.0157 | 2825.4821 | 3238.1193 | 1666422.7838
Saturday | Saturday | 1 | 9 | 622364.1601 | 912664.3725 | 240709.5941 | 184.2672 | 2073.1348 | 2717.91 | 1780713.4387
Saturday | Saturday | 1 | 10 | 636903.6931 | 952559.4077 | 244881.1939 | 173.6507 | 2034.1242 | 2316.1668 | 1838868.2365
Saturday | Saturday | 1 | 11 | 638583.2859 | 979473.583 | 249130.2078 | 196.0243 | 2585.8456 | 2874.5738 | 1872843.5203
Saturday | Saturday | 1 | 12 | 641514.1897 | 1000407.7823 | 250310.3224 | 273.0495 | 4252.1556 | 2834.5063 | 1899592.0058
Saturday | Saturday | 1 | 13 | 636440.3411 | 979664.7883 | 245968.731 | 345.2435 | 4725.8557 | 3789.0469 | 1870934.0066
Saturday | Saturday | 1 | 14 | 632595.3091 | 951663.4834 | 243139.5135 | 357.4823 | 8091.9134 | 3920.6018 | 1839768.3035
Saturday | Saturday | 1 | 15 | 630046.9106 | 939407.9425 | 239822.3362 | 408.9261 | 9680.2022 | 4388.7234 | 1823755.0409
Saturday | Saturday | 1 | 16 | 637528.5696 | 925602.4093 | 235877.7075 | 621.175 | 5873.882 | 4575.972 | 1810079.7156
Saturday | Saturday | 1 | 17 | 659467.971 | 887860.0932 | 235255.2537 | 72269.7274 | 5154.9724 | 4442.6809 | 1864450.6987
Saturday | Saturday | 1 | 18 | 748700.661 | 903748.627 | 232097.888 | 72661.6768 | 3494.2353 | 4479.543 | 1965182.631
Saturday | Saturday | 1 | 19 | 778494.152 | 906665.9779 | 228713.9023 | 72711.1844 | 2340.6361 | 4341.5773 | 1993267.43
Saturday | Saturday | 1 | 20 | 765762.5347 | 881392.5281 | 229294.2417 | 72739.0445 | 1788.9147 | 4150.7226 | 1955127.9863
Saturday | Saturday | 1 | 21 | 757846.789 | 856053.2391 | 227565.8123 | 72703.856 | 1705.3206 | 4018.5 | 1919893.5169
Saturday | Saturday | 1 | 22 | 753370.6698 | 826302.0633 | 225311.4417 | 72694.5028 | 2212.4584 | 3897.4962 | 1883788.6322
Saturday | Saturday | 1 | 23 | 720719.5331 | 800317.4841 | 223206.6822 | 72674.4858 | 2780.8986 | 3744.8392 | 1823443.923
Sunday | Sunday | 1 | 0 | 674834.5537 | 771590.0278 | 222168.9228 | 72514.7197 | 3689.2883 | 3713.3194 | 1748510.8317
Sunday | Sunday | 1 | 1 | 624177.0894 | 739727.6596 | 218038.4135 | 71616.083 | 4207.572 | 3626.2395 | 1661393.057
Sunday | Sunday | 1 | 2 | 585690.8672 | 716431.319 | 217828.3829 | 71550.6365 | 3906.6331 | 3576.6894 | 1598984.5281
Sunday | Sunday | 1 | 3 | 557099.8094 | 714280.6875 | 217999.4663 | 71556.1703 | 3510.9541 | 3553.3167 | 1568000.4042
Sunday | Sunday | 1 | 4 | 532951.9321 | 711708.5048 | 214464.6391 | 71502.1904 | 4502.938 | 3580.1619 | 1538710.3662
Sunday | Sunday | 1 | 5 | 519970.5325 | 712255.1137 | 213368.9966 | 71486.909 | 5595.2349 | 3755.3903 | 1526432.177
Sunday | Sunday | 1 | 6 | 519737.8703 | 717712.2387 | 214757.096 | 277.6529 | 5912.8926 | 3841.6689 | 1462239.4194
Sunday | Sunday | 1 | 7 | 550994.108 | 708428.3476 | 215909.4248 | 264.1934 | 3750.5907 | 3676.4574 | 1483023.1219
Sunday | Sunday | 1 | 8 | 600013.5215 | 738048.9741 | 217175.0716 | 208.2276 | 2831.0551 | 3163.4602 | 1561440.3101
Sunday | Sunday | 1 | 9 | 630955.4179 | 778904.4404 | 221101.7932 | 169.4204 | 1800.0606 | 3065.2949 | 1635996.4274
Sunday | Sunday | 1 | 10 | 644242.2976 | 818427.4547 | 223077.1853 | 210.5169 | 2998.2434 | 2561.2461 | 1691516.944
Sunday | Sunday | 1 | 11 | 628793.2176 | 841390.1588 | 227987.0368 | 259.1307 | 2452.095 | 2391.2265 | 1703272.8654
Sunday | Sunday | 1 | 12 | 639562.9983 | 861716.8925 | 228606.9223 | 232.5433 | 3315.9011 | 2347.553 | 1735782.8106
Sunday | Sunday | 1 | 13 | 640440.9025 | 863625.5809 | 227867.6471 | 218.8795 | 4029.2379 | 2183.8106 | 1738366.0584
Sunday | Sunday | 1 | 14 | 622294.2856 | 861844.6868 | 227613.8982 | 195.1033 | 8626.9159 | 2810.8665 | 1723385.7563
Sunday | Sunday | 1 | 15 | 614337.6324 | 858258.4308 | 225469.8776 | 202.1932 | 7763.1097 | 3540.3615 | 1709571.6052
Sunday | Sunday | 1 | 16 | 620560.9327 | 849949.9955 | 226770.7568 | 207.3787 | 7490.0355 | 3777.2938 | 1708756.393
Sunday | Sunday | 1 | 17 | 648801.9576 | 849996.3524 | 224297.5813 | 71551.1867 | 5528.3595 | 4228.5871 | 1804404.0246
Sunday | Sunday | 1 | 18 | 725493.5723 | 886661.9701 | 221261.2308 | 71935.5774 | 3354.9117 | 4384.4495 | 1913091.712
Sunday | Sunday | 1 | 19 | 763373.9423 | 879471.6199 | 219050.7062 | 71989.6601 | 2273.7608 | 4302.3112 | 1940462.0004
Sunday | Sunday | 1 | 20 | 779816.0804 | 851745.4769 | 210370.5222 | 71669.4041 | 1950.5301 | 4035.3283 | 1919587.3419
Sunday | Sunday | 1 | 21 | 788964.8787 | 821627.6133 | 206632.0201 | 71602.1417 | 2240.3231 | 3922.3381 | 1894989.3149
Sunday | Sunday | 1 | 22 | 780009.9262 | 800480.2699 | 207763.3739 | 71582.8509 | 1850.2171 | 3832.7205 | 1865519.3584
Sunday | Sunday | 1 | 23 | 738106.0321 | 782476.9339 | 209705.5978 | 71578.1023 | 2100.9995 | 3749.113 | 1807716.7786
WeekDay | Monday | 1 | 0 | 677470.0463 | 762770.8814 | 206654 | 71508.4054 | 3232.307 | 3686.4742 | 1725322.1143
WeekDay | Monday | 1 | 1 | 615054.9435 | 746317.2583 | 216681.649 | 71470.5722 | 2780.8986 | 3617.6917 | 1655923.0133
WeekDay | Monday | 1 | 2 | 575100.7346 | 727502.2615 | 218853.5254 | 71477.5251 | 3271.3176 | 3584.0351 | 1599789.3994
WeekDay | Monday | 1 | 3 | 557663.5382 | 715047.5004 | 214429.2114 | 71492.7203 | 3845.3307 | 3627.0408 | 1566105.3419
WeekDay | Monday | 1 | 4 | 540980.0478 | 718537.7379 | 206446.9252 | 71490.9516 | 5918.4656 | 3777.2938 | 1547151.4219
WeekDay | Monday | 1 | 5 | 542841.4824 | 748759.0388 | 219151.4494 | 71490.0154 | 6146.9562 | 4121.7405 | 1592510.6828
WeekDay | Monday | 1 | 6 | 552003.1641 | 799682.9776 | 233982.215 | 262.0505 | 6431.1763 | 4559.2772 | 1596920.8607
WeekDay | Monday | 1 | 7 | 556801.0814 | 882969.37 | 248342.706 | 264.067 | 4586.5322 | 4649.0284 | 1697612.785
WeekDay | Monday | 1 | 8 | 559308.1233 | 1011621.3089 | 260500.2763 | 228.0273 | 3210.0152 | 4275.5996 | 1839143.3506
WeekDay | Monday | 1 | 9 | 562164.1662 | 1092267.2811 | 269759.4222 | 227.3756 | 2496.6785 | 3813.0874 | 1930728.011
WeekDay | Monday | 1 | 10 | 582212.0583 | 1150241.6749 | 274377.409 | 247.108 | 2134.4372 | 3356.1847 | 2012568.8721
WeekDay | Monday | 1 | 11 | 600660.0665 | 1190979.4143 | 272284.5933 | 382.0035 | 3377.2035 | 3186.9664 | 2070870.2474
WeekDay | Monday | 1 | 12 | 612243.1631 | 1195054.7813 | 274953.4381 | 264.3953 | 5132.6806 | 4003.2743 | 2091651.7326
WeekDay | Monday | 1 | 13 | 599962.6653 | 1200977.6802 | 276787.593 | 306.2816 | 5823.7255 | 4198.0022 | 2088055.9479
WeekDay | Monday | 1 | 14 | 602283.0896 | 1196999.0137 | 274920.6549 | 323.1698 | 5528.3595 | 4741.7178 | 2084796.0054
WeekDay | Monday | 1 | 15 | 618221.004 | 1178095.7183 | 272349.5372 | 328.1629 | 7300.5555 | 4060.5708 | 2080355.5487
WeekDay | Monday | 1 | 16 | 649530.4868 | 1122968.6105 | 268354.3431 | 629.9757 | 7980.4545 | 4179.9719 | 2053643.8424
WeekDay | Monday | 1 | 17 | 694409.3763 | 1037256.0017 | 262917.0178 | 72055.1644 | 4859.6064 | 4492.231 | 2075989.3975
WeekDay | Monday | 1 | 18 | 804497.3987 | 1010862.4253 | 256498.8712 | 72051.9695 | 2909.0763 | 4576.3727 | 2151396.1137
WeekDay | Monday | 1 | 19 | 845911.905 | 990403.6344 | 251812.247 | 72565.271 | 1944.9571 | 4489.0256 | 2167127.0402
WeekDay | Monday | 1 | 20 | 858397.361 | 944654.5667 | 248459.5306 | 72628.7682 | 1298.4957 | 4239.9395 | 2129678.6617
WeekDay | Monday | 1 | 21 | 873155.9358 | 900786.0485 | 242447.4511 | 72464.3585 | 1454.5381 | 4071.6562 | 2094379.9882
WeekDay | Monday | 1 | 22 | 866922.0942 | 849453.1458 | 252421.3515 | 72140.5051 | 1616.1535 | 3917.1293 | 2046470.3794
WeekDay | Monday | 1 | 23 | 795923.3969 | 816149.35 | 250287.5012 | 72120.8695 | 1878.0818 | 3814.423 | 1940173.6224
WeekDay | Tuesday | 1 | 0 | 723266.341 | 801307.5462 | 246502.3752 | 71624.9084 | 3354.9117 | 3735.0894 | 1849791.1721
WeekDay | Tuesday | 1 | 1 | 664142.6451 | 774293.0196 | 246236.7805 | 71537.9007 | 3756.1636 | 3712.7852 | 1763679.2947
WeekDay | Tuesday | 1 | 2 | 621282.776 | 756858.0114 | 239275.0163 | 71535.0447 | 3304.7553 | 3719.0624 | 1695974.666
WeekDay | Tuesday | 1 | 3 | 562814.5493 | 736481.2694 | 233947.3195 | 71531.9372 | 2368.5008 | 3718.5282 | 1610862.1045
WeekDay | Tuesday | 1 | 4 | 566510.5479 | 741957.7269 | 238255.779 | 71556.0758 | 2808.7633 | 3811.6183 | 1624900.5112
WeekDay | Tuesday | 1 | 5 | 619901.0333 | 777061.937 | 243661.36 | 71574.5827 | 4686.8451 | 4121.3398 | 1721007.0979
WeekDay | Tuesday | 1 | 6 | 676733.8347 | 846194.239 | 247445.1777 | 355.788 | 6386.5928 | 4383.7817 | 1781499.4139
WeekDay | Tuesday | 1 | 7 | 583359.7536 | 960116.9881 | 251820.501 | 328.4391 | 5054.6594 | 4573.8351 | 1805254.1763
WeekDay | Tuesday | 1 | 8 | 496168.7585 | 1113258.3223 | 265789.2125 | 234.4324 | 3070.6916 | 4267.0518 | 1882788.4692
WeekDay | Tuesday | 1 | 9 | 484611.5754 | 1207661.5999 | 270612.9164 | 240.8387 | 2112.1454 | 3899.366 | 1969138.4418
WeekDay | Tuesday | 1 | 10 | 486543.5617 | 1261169.9342 | 277873.7627 | 257.3314 | 2335.0632 | 3864.5073 | 2032044.1605
WeekDay | Tuesday | 1 | 11 | 546401.9268 | 1305542.723 | 279454.6672 | 252.3206 | 2948.0869 | 3671.9164 | 2138271.641
WeekDay | Tuesday | 1 | 12 | 555517.3522 | 1308021.3478 | 283880.5522 | 243.5743 | 2870.0657 | 3171.073 | 2153703.9653
WeekDay | Tuesday | 1 | 13 | 544237.2405 | 1317585.076 | 284827.9288 | 247.7597 | 4107.2591 | 4637.943 | 2155643.2071
WeekDay | Tuesday | 1 | 14 | 546824.9102 | 1301152.2188 | 281949.4246 | 235.678 | 5138.2535 | 5169.6384 | 2140470.1235
WeekDay | Tuesday | 1 | 15 | 579355.1071 | 1253020.2086 | 275231.5743 | 223.1949 | 5751.2773 | 4773.7718 | 2118355.1338
WeekDay | Tuesday | 1 | 16 | 632689.5261 | 1187252.7555 | 267828.9354 | 281.8525 | 4870.7523 | 4491.1626 | 2097414.9843
WeekDay | Tuesday | 1 | 17 | 695707.9258 | 1080861.6547 | 260471.8719 | 71953.9958 | 5578.516 | 4770.2992 | 2119344.2634
WeekDay | Tuesday | 1 | 18 | 819036.3724 | 1045260.5186 | 250761.709 | 71973.9183 | 4820.5958 | 4749.8648 | 2196602.9788
WeekDay | Tuesday | 1 | 19 | 881940.2877 | 1015759.1077 | 244849.2469 | 72661.175 | 2680.5856 | 4694.4382 | 2222584.841
WeekDay | Tuesday | 1 | 20 | 904847.4957 | 964206.5586 | 243200.5844 | 72690.4047 | 2100.9995 | 4383.2475 | 2191429.2905
WeekDay | Tuesday | 1 | 21 | 923550.166 | 907941.1572 | 238624.1094 | 72512.4328 | 1749.9041 | 4202.1425 | 2148579.912
WeekDay | Tuesday | 1 | 22 | 907417.3912 | 862292.0339 | 234107.6791 | 71669.7052 | 1593.8617 | 4038.133 | 2081118.8041
WeekDay | Tuesday | 1 | 23 | 829312.5041 | 823402.9647 | 230261.2984 | 71508.9697 | 2608.1374 | 3937.8308 | 1961031.7051
WeekDay | Wednesday | 1 | 0 | 740716.8948 | 789030.87 | 233852.2201 | 71503.4336 | 3466.3706 | 3896.6949 | 1842466.4839
WeekDay | Wednesday | 1 | 1 | 679776.5444 | 765849.4945 | 230588.1118 | 71504.5352 | 3800.7472 | 3862.3704 | 1755381.8035
WeekDay | Wednesday | 1 | 2 | 634503.2964 | 744482.9303 | 229389.2925 | 71507.0854 | 3772.8825 | 3834.3232 | 1687489.8102
WeekDay | Wednesday | 1 | 3 | 589186.0259 | 729349.2681 | 228183.2713 | 71505.41 | 3789.6013 | 3851.5522 | 1625865.1289
WeekDay | Wednesday | 1 | 4 | 583534.2192 | 739528.3542 | 226204.6174 | 71505.0358 | 4263.3015 | 3946.9128 | 1628982.4409
WeekDay | Wednesday | 1 | 5 | 623623.6564 | 767884.851 | 230891.5063 | 71501.7216 | 5305.4418 | 4211.2245 | 1703418.4016
WeekDay | Wednesday | 1 | 6 | 675641.9131 | 816457.7254 | 243303.2197 | 273.6021 | 6135.8103 | 4558.6095 | 1746370.88
WeekDay | Wednesday | 1 | 7 | 578212.021 | 919064.0482 | 252453.4778 | 275.7639 | 5701.1208 | 4684.2877 | 1760390.7194
WeekDay | Wednesday | 1 | 8 | 492853.0919 | 1092168.3025 | 259857.6672 | 239.2176 | 4084.9673 | 4190.6565 | 1853393.903
WeekDay | Wednesday | 1 | 9 | 478231.9404 | 1198136.1462 | 266481.9402 | 243.6227 | 3477.5165 | 3419.3578 | 1949990.5237
WeekDay | Wednesday | 1 | 10 | 488412.7585 | 1251365.1944 | 269161.4724 | 243.7785 | 3717.153 | 2866.1596 | 2015766.5164
WeekDay | Wednesday | 1 | 11 | 495882.4859 | 1275624.5768 | 270728.6503 | 266.8806 | 3666.9966 | 2688.1265 | 2048857.7166
WeekDay | Wednesday | 1 | 12 | 498346.5025 | 1275357.1518 | 275591.4238 | 321.1155 | 4157.4155 | 2491.6623 | 2056265.2714
WeekDay | Wednesday | 1 | 13 | 484351.6408 | 1292857.7286 | 282360.5595 | 339.9235 | 5528.3595 | 2894.2068 | 2068332.4188
WeekDay | Wednesday | 1 | 14 | 495026.0174 | 1284341.555 | 276805.4574 | 368.7033 | 6158.1021 | 3353.9142 | 2066053.7495
WeekDay | Wednesday | 1 | 15 | 542748.2098 | 1249352.6917 | 269382.7857 | 350.9508 | 5873.882 | 3957.8645 | 2071666.3846
WeekDay | Wednesday | 1 | 16 | 602360.5062 | 1172588.4341 | 264745.0157 | 329.1003 | 5316.5877 | 4381.5112 | 2049721.1552
WeekDay | Wednesday | 1 | 17 | 653012.6122 | 1076722.3356 | 257520.6974 | 71850.8767 | 6514.7705 | 4747.5944 | 2070368.8868
WeekDay | Wednesday | 1 | 18 | 755097.5319 | 1042108.7219 | 251385.6182 | 72081.3244 | 4959.9194 | 4841.4858 | 2130474.6015
WeekDay | Wednesday | 1 | 19 | 753333.3834 | 991940.005 | 251220.6858 | 72550.0723 | 2279.3337 | 4747.7279 | 2076071.2081
WeekDay | Wednesday | 1 | 20 | 773082.4231 | 942191.7649 | 249289.548 | 72596.3354 | 1432.2464 | 4425.9861 | 2043018.304
WeekDay | Wednesday | 1 | 21 | 782343.9878 | 887609.0911 | 245932.9216 | 72469.4932 | 1136.8804 | 4248.0866 | 1993740.4606
WeekDay | Wednesday | 1 | 22 | 768426.588 | 834524.4153 | 236987.6389 | 72107.005 | 1248.3393 | 4075.5293 | 1917369.5158
WeekDay | Wednesday | 1 | 23 | 697827.5609 | 804549.4601 | 228862.7331 | 72079.3739 | 2613.7103 | 3904.7084 | 1809837.5467
WeekDay | Thursday | 1 | 0 | 621523.0853 | 724748.1353 | 219380.2366 | 71744.5037 | 3310.3282 | 3837.2615 | 1644543.5506
WeekDay | Thursday | 1 | 1 | 568198.9597 | 708678.1959 | 223293.4727 | 71470.1838 | 3611.2671 | 3794.6564 | 1579046.7356
WeekDay | Thursday | 1 | 2 | 533851.875 | 693910.0032 | 222677.7304 | 71469.2499 | 3533.2459 | 3734.6887 | 1529176.7932
WeekDay | Thursday | 1 | 3 | 595060.3372 | 700219.2673 | 224632.4791 | 71472.9158 | 4725.8557 | 3761.5339 | 1599872.389
WeekDay | Thursday | 1 | 4 | 592064.7971 | 699903.1866 | 224742.446 | 71472.4353 | 4402.625 | 3937.4301 | 1596522.9203
WeekDay | Thursday | 1 | 5 | 634032.5547 | 726806.2613 | 229480.7667 | 71473.799 | 5489.3489 | 4250.2235 | 1671532.9541
WeekDay | Thursday | 1 | 6 | 686972.0662 | 781084.1532 | 240324.7178 | 251.6996 | 5350.0254 | 4597.6085 | 1718580.2706
WeekDay | Thursday | 1 | 7 | 587445.3278 | 905576.4405 | 249951.9168 | 238.8127 | 4213.145 | 4633.6692 | 1752059.3119
WeekDay | Thursday | 1 | 8 | 501547.7711 | 1058827.5494 | 258473.6155 | 202.7753 | 3260.1717 | 4382.3126 | 1826694.1956
WeekDay | Thursday | 1 | 9 | 484125.8475 | 1149703.6977 | 265048.0745 | 206.472 | 3967.9355 | 3956.6625 | 1907008.6897
WeekDay | Thursday | 1 | 10 | 485960.2467 | 1202199.7241 | 271026.5759 | 229.5161 | 4079.3943 | 3801.8685 | 1967297.3257
WeekDay | Thursday | 1 | 11 | 483596.4436 | 1211396.8921 | 271993.6725 | 239.0287 | 3706.0072 | 3405.2006 | 1974337.2446
WeekDay | Thursday | 1 | 12 | 485285.0007 | 1211413.8586 | 277159.1132 | 240.7206 | 4725.8557 | 3475.8529 | 1982300.4019
WeekDay | Thursday | 1 | 13 | 472517.6942 | 1210877.8484 | 278145.2724 | 235.8256 | 5166.1182 | 3842.7374 | 1970785.4962
WeekDay | Thursday | 1 | 14 | 473146.33 | 1216716.3364 | 277619.9138 | 244.7892 | 5483.776 | 3318.6549 | 1976529.8002
WeekDay | Thursday | 1 | 15 | 511203.3048 | 1174496.6749 | 271139.2026 | 241.4774 | 5606.3808 | 4063.3755 | 1966750.4161
WeekDay | Thursday | 1 | 16 | 565978.6129 | 1118365.1024 | 262194.3171 | 260.466 | 4842.8875 | 4736.509 | 1956377.895
WeekDay | Thursday | 1 | 17 | 607845.023 | 1023035.8878 | 255325.1494 | 71955.2744 | 5567.3701 | 4604.4199 | 1968333.1247
WeekDay | Thursday | 1 | 18 | 706353.5849 | 984943.7918 | 248882.5292 | 71474.0221 | 4653.4075 | 4648.8948 | 2020956.2303
WeekDay | Thursday | 1 | 19 | 867190.8154 | 982511.3945 | 246826.0697 | 72116.9402 | 3193.2964 | 4557.2739 | 2176395.7902
WeekDay | Thursday | 1 | 20 | 892514.0861 | 923111.5224 | 241970.01 | 72424.399 | 2596.9915 | 4278.5379 | 2136895.5469
WeekDay | Thursday | 1 | 21 | 914587.2161 | 881582.9828 | 235293.991 | 72186.8426 | 2429.8032 | 4120.9391 | 2110201.7748
WeekDay | Thursday | 1 | 22 | 904219.827 | 830172.7938 | 230708.092 | 71492.5396 | 2507.8244 | 3938.0979 | 2043039.1747
WeekDay | Thursday | 1 | 23 | 827305.1986 | 794865.7906 | 227054.9706 | 71486.7414 | 3555.5377 | 3747.5103 | 1928015.7492
WeekDay | Friday | 1 | 0 | 744679.1863 | 771875.7058 | 223815.2131 | 71460.4905 | 4469.5004 | 3777.9616 | 1820078.0577
WeekDay | Friday | 1 | 1 | 686819.6384 | 751373.2645 | 221354.1902 | 71456.3795 | 4909.7629 | 3748.7124 | 1739661.9479
WeekDay | Friday | 1 | 2 | 647075.2908 | 731368.8149 | 220457.4813 | 71464.5213 | 4859.6064 | 3686.4742 | 1678912.1888
WeekDay | Friday | 1 | 3 | 542822.4879 | 713717.269 | 219849.9771 | 71451.7513 | 3382.7765 | 3719.9973 | 1554944.259
WeekDay | Friday | 1 | 4 | 543381.0721 | 716665.016 | 220717.0935 | 71447.0121 | 3349.3388 | 3821.9023 | 1559381.4347
WeekDay | Friday | 1 | 5 | 586840.0687 | 740220.054 | 227479.4876 | 71447.9153 | 3544.3918 | 4131.3567 | 1633663.2741
WeekDay | Friday | 1 | 6 | 650615.6339 | 791419.3016 | 238320.4195 | 245.2473 | 4597.6781 | 4454.8347 | 1689653.1151
WeekDay | Friday | 1 | 7 | 572664.5563 | 896530.0116 | 248327.4483 | 247.108 | 3901.0602 | 4615.5053 | 1726285.6897
WeekDay | Friday | 1 | 8 | 501564.736 | 1051829.8825 | 258210.453 | 214.0459 | 3962.3625 | 4298.438 | 1820079.9179
WeekDay | Friday | 1 | 9 | 483855.1334 | 1145703.5583 | 268082.3584 | 222.1216 | 2602.5644 | 4389.3912 | 1904855.1274
WeekDay | Friday | 1 | 10 | 483153.3157 | 1203408.8058 | 272403.8381 | 231.319 | 2747.4609 | 3489.6094 | 1965434.349
WeekDay | Friday | 1 | 11 | 505387.1985 | 1243386.7445 | 271391.9897 | 245.4232 | 3466.3706 | 4096.498 | 2027974.2245
WeekDay | Friday | 1 | 12 | 507834.119 | 1232915.8537 | 272363.7125 | 267.7472 | 4703.564 | 3865.4423 | 2021950.4386
WeekDay | Friday | 1 | 13 | 498504.9054 | 1243813.0566 | 270664.269 | 283.3721 | 5088.097 | 3527.0057 | 2021880.7057
WeekDay | Friday | 1 | 14 | 506273.2809 | 1243423.3961 | 267229.0245 | 322.5512 | 5533.9325 | 3797.7282 | 2026579.9134
WeekDay | Friday | 1 | 15 | 535818.1383 | 1206511.5518 | 261876.3636 | 319.9443 | 7194.6695 | 4141.7742 | 2015862.4417
WeekDay | Friday | 1 | 16 | 585979.7176 | 1138167.9624 | 257922.3738 | 304.2639 | 6269.561 | 4315.667 | 1992959.5457
WeekDay | Friday | 1 | 17 | 630380.842 | 1037782.3302 | 249148.7455 | 71905.2462 | 3923.3519 | 4605.7555 | 1997746.2714
WeekDay | Friday | 1 | 18 | 717978.5615 | 993196.0502 | 245119.1843 | 72086.7507 | 2920.2222 | 4625.5221 | 2035926.291
WeekDay | Friday | 1 | 19 | 763348.754 | 979370.029 | 244029.1154 | 72491.2151 | 3221.1611 | 4588.9272 | 2067049.2018
WeekDay | Friday | 1 | 20 | 760848.7058 | 936964.2737 | 240242.1528 | 72565.4221 | 3031.681 | 4340.1082 | 2017992.3436
WeekDay | Friday | 1 | 21 | 772978.764 | 897847.1551 | 233262.6675 | 72336.0535 | 2413.0844 | 4158.7361 | 1982996.4607
WeekDay | Friday | 1 | 22 | 774633.6333 | 849812.7711 | 226370.0377 | 72158.7286 | 2636.0021 | 4027.5819 | 1929638.7547
WeekDay | Friday | 1 | 23 | 731046.3256 | 820439.6239 | 223181.0787 | 72130.5249 | 2948.0869 | 3911.2527 | 1853656.8928
Saturday | Saturday | 1 | 0 | 678229.7712 | 786628.826 | 218740.1455 | 71839.3499 | 4162.9885 | 3910.1843 | 1763511.2653
Saturday | Saturday | 1 | 1 | 629852.2705 | 756942.6154 | 213434.5886 | 71505.6509 | 5049.0864 | 3905.9104 | 1680690.1222
Saturday | Saturday | 1 | 2 | 593136.0618 | 741641.4116 | 212617.2098 | 71499.1785 | 4653.4075 | 3824.0392 | 1627371.3084
Saturday | Saturday | 1 | 3 | 549632.7403 | 719596.7622 | 211635.8833 | 71495.7829 | 3683.7154 | 3814.0223 | 1559858.9063
Saturday | Saturday | 1 | 4 | 532817.0068 | 716849.4668 | 210845.759 | 71487.1452 | 3973.5084 | 3798.396 | 1539771.2822
Saturday | Saturday | 1 | 5 | 532610.3212 | 730222.0872 | 210371.5424 | 71485.9126 | 3750.5907 | 3973.0902 | 1552413.5442
Saturday | Saturday | 1 | 6 | 543555.3 | 745493.4484 | 210734.1421 | 247.4256 | 3945.6437 | 4063.1084 | 1508039.0682
Saturday | Saturday | 1 | 7 | 582839.8485 | 760774.0461 | 211582.008 | 244.9391 | 4034.8108 | 3828.5802 | 1563304.2327
Saturday | Saturday | 1 | 8 | 613147.8033 | 829776.6689 | 214142.6003 | 221.1464 | 3087.4105 | 3324.1308 | 1663699.7601
Saturday | Saturday | 1 | 9 | 607084.9306 | 907728.4566 | 216719.8725 | 216.9161 | 2424.2302 | 3327.2026 | 1737501.6087
Saturday | Saturday | 1 | 10 | 603752.1714 | 956592.6314 | 220500.8139 | 202.7753 | 2714.0233 | 2572.5986 | 1786335.0138
Saturday | Saturday | 1 | 11 | 581798.8834 | 970762.9085 | 222953.7096 | 211.6799 | 3700.4342 | 2387.8876 | 1781815.5032
Saturday | Saturday | 1 | 12 | 579083.4736 | 978272.0897 | 224338.6126 | 202.2086 | 4692.4181 | 3198.3189 | 1789787.1215
Saturday | Saturday | 1 | 13 | 576694.4419 | 965711.3645 | 223038.4138 | 209.7447 | 4803.8769 | 2995.5775 | 1773453.4195
Saturday | Saturday | 1 | 14 | 574746.1331 | 941798.5644 | 220070.9624 | 191.8282 | 4854.0334 | 2761.3164 | 1744422.8378
Saturday | Saturday | 1 | 15 | 578559.0465 | 933543.2568 | 215739.0507 | 180.9649 | 7038.6271 | 3224.3628 | 1738285.3088
Saturday | Saturday | 1 | 16 | 589805.1654 | 913126.8764 | 209892.611 | 170.8537 | 7200.2425 | 3687.6762 | 1723883.4253
Saturday | Saturday | 1 | 17 | 617476.4943 | 883755.5569 | 209495.2609 | 71400.4951 | 5990.9138 | 4402.0792 | 1792520.8003
Saturday | Saturday | 1 | 18 | 682431.8893 | 896352.8069 | 208433.2618 | 71406.9628 | 4619.9698 | 4499.7103 | 1867744.6009
Saturday | Saturday | 1 | 19 | 651012.4563 | 878240.2446 | 205034.2719 | 71479.2371 | 2229.1772 | 4447.0883 | 1812442.4755
Saturday | Saturday | 1 | 20 | 643679.3581 | 855570.804 | 203559.5303 | 71511.5625 | 1889.2277 | 4144.9796 | 1780355.4623
Saturday | Saturday | 1 | 21 | 645050.4247 | 831300.5563 | 201871.5933 | 71512.6203 | 1632.8723 | 3969.0834 | 1755337.1503
Saturday | Saturday | 1 | 22 | 639547.5389 | 802252.1933 | 201161.53 | 71510.4196 | 1560.4241 | 3880.0001 | 1719912.1059
Saturday | Saturday | 1 | 23 | 619797.6472 | 781701.7856 | 198080.9483 | 71508.4101 | 1989.5407 | 3799.8652 | 1676878.197
Sunday | Sunday | 1 | 0 | 577896.2466 | 758524.9311 | 198640.8111 | 71508.0382 | 3143.1399 | 3801.2007 | 1613514.3676
Sunday | Sunday | 1 | 1 | 535863.3583 | 726431.2338 | 195797.594 | 71485.4757 | 3956.7896 | 3789.9819 | 1537324.4334
Sunday | Sunday | 1 | 2 | 507355.193 | 701228.8891 | 195977.4441 | 71463.7456 | 3627.986 | 3636.5234 | 1483289.7812
Sunday | Sunday | 1 | 3 | 492507.053 | 707417.4539 | 195973.4023 | 71462.2615 | 2563.5538 | 3671.3821 | 1473595.1067
Sunday | Sunday | 1 | 4 | 477204.5809 | 706751.7718 | 194990.1874 | 71459.4775 | 1209.3287 | 3652.1498 | 1455267.4961
Sunday | Sunday | 1 | 5 | 474932.1763 | 708641.6716 | 194427.3008 | 71459.6806 | 1716.4665 | 3740.0311 | 1454917.3268
Sunday | Sunday | 1 | 6 | 477326.8172 | 714234.6915 | 195969.4782 | 230.064 | 3215.5882 | 3857.5623 | 1394834.2013
Sunday | Sunday | 1 | 7 | 507407.006 | 708863.1257 | 194156.4165 | 215.3257 | 3159.8587 | 3623.1676 | 1417424.9003
Sunday | Sunday | 1 | 8 | 551162.4599 | 729711.2526 | 195637.3672 | 156.3233 | 2819.9092 | 3058.2163 | 1482545.5285
Sunday | Sunday | 1 | 9 | 574340.7014 | 759470.8253 | 197688.2406 | 140.696 | 1677.4559 | 2658.2094 | 1535976.1287
Sunday | Sunday | 1 | 10 | 582578.5419 | 789059.9177 | 196475.7156 | 140.7031 | 1660.737 | 2936.9454 | 1572852.5608
Sunday | Sunday | 1 | 11 | 628793.2176 | 838253.3972 | 194306.2706 | 142.2899 | 2452.095 | 1893.1879 | 1665840.4582
Sunday | Sunday | 1 | 12 | 639562.9983 | 858116.6701 | 196984.9985 | 171.4311 | 3315.9011 | 2644.3194 | 1700796.3184
Sunday | Sunday | 1 | 13 | 640440.9025 | 859867.5682 | 195815.2331 | 171.2658 | 4029.2379 | 2208.786 | 1702532.9933
Sunday | Sunday | 1 | 14 | 622294.2856 | 858316.3571 | 196676.4899 | 171.4712 | 8626.9159 | 3323.7301 | 1689409.2498
Sunday | Sunday | 1 | 15 | 614337.6324 | 855288.4242 | 195026.9289 | 172.1713 | 7763.1097 | 3530.2111 | 1676118.4776
Sunday | Sunday | 1 | 16 | 620560.9327 | 846096.2078 | 194284.6672 | 170.8939 | 7490.0355 | 3855.6925 | 1672458.4295
Sunday | Sunday | 1 | 17 | 648801.9576 | 845684.0521 | 192822.7405 | 71402.7089 | 5528.3595 | 4241.4087 | 1768481.2272
Sunday | Sunday | 1 | 18 | 725493.5723 | 882996.7025 | 196181.0248 | 71854.852 | 3354.9117 | 4368.8232 | 1884249.8866
Sunday | Sunday | 1 | 19 | 763373.9423 | 880129.547 | 198073.324 | 71727.5812 | 2273.7608 | 4318.0711 | 1919896.2263
Sunday | Sunday | 1 | 20 | 779816.0804 | 855507.7462 | 198355.5118 | 71635.9122 | 1950.5301 | 3994.1924 | 1911259.9731
Sunday | Sunday | 1 | 21 | 788964.8787 | 824316.0514 | 198976.3863 | 71636.4282 | 2240.3231 | 3895.2257 | 1890029.2934
Sunday | Sunday | 1 | 22 | 780009.9262 | 803209.6247 | 199672.5758 | 71586.3799 | 1850.2171 | 3785.1738 | 1860113.8975
Sunday | Sunday | 1 | 23 | 738106.0321 | 785653.849 | 200925.1457 | 71490.9835 | 2100.9995 | 3700.3643 | 1801977.3741
WeekDay | Monday | 1 | 0 | 677470.0463 | 764753.6768 | 201086.0843 | 71485.0235 | 3232.307 | 3649.0779 | 1721676.2158
WeekDay | Monday | 1 | 1 | 615054.9435 | 746923.4979 | 200888.7864 | 71454.8375 | 2780.8986 | 3585.3706 | 1640688.3345
WeekDay | Monday | 1 | 2 | 575100.7346 | 728468.7997 | 202735.0521 | 71448.1077 | 3271.3176 | 3562.9329 | 1584586.9446
WeekDay | Monday | 1 | 3 | 526473.573 | 720738.8051 | 202016.5765 | 71451.3947 | 2886.7845 | 3643.8691 | 1527211.0029
WeekDay | Monday | 1 | 4 | 528015.3738 | 725300.757 | 205169.7737 | 71453.854 | 4608.8239 | 3766.342 | 1538314.9244
WeekDay | Monday | 1 | 5 | 583489.9585 | 757569.7975 | 213586.4628 | 71450.8174 | 6548.2081 | 4002.473 | 1636647.7174
WeekDay | Monday | 1 | 6 | 646968.2154 | 825884.3272 | 224510.9962 | 241.0418 | 7166.8048 | 4377.7716 | 1709149.157
WeekDay | Monday | 1 | 7 | 555620.5932 | 941627.738 | 238311.9175 | 253.8083 | 4731.4287 | 4458.0401 | 1745003.5257
WeekDay | Monday | 1 | 8 | 479043.5878 | 1110933.915 | 249231.2413 | 212.3764 | 4580.9592 | 4175.9651 | 1848178.0449
WeekDay | Monday | 1 | 9 | 468324.9086 | 1204103.3086 | 260849.4958 | 200.0303 | 3427.36 | 3751.1164 | 1940656.2197
WeekDay | Monday | 1 | 10 | 475596.9618 | 1249939.0271 | 265115.3584 | 224.3968 | 2641.575 | 3467.3052 | 1996984.6243
WeekDay | Monday | 1 | 11 | 495158.472 | 1275802.4283 | 265395.1813 | 218.5478 | 3221.1611 | 3183.6275 | 2042979.418
WeekDay | Monday | 1 | 12 | 502381.9989 | 1278988.9115 | 271026.0875 | 219.5466 | 4358.0415 | 3444.6003 | 2060419.1862
WeekDay | Monday | 1 | 13 | 495125.465 | 1285107.2373 | 270151.2412 | 213.2643 | 5561.7972 | 3214.7466 | 2059373.7517
WeekDay | Monday | 1 | 14 | 500493.7907 | 1276660.244 | 267929.6104 | 218.6233 | 5918.4656 | 3235.9823 | 2054456.7163
WeekDay | Monday | 1 | 15 | 544732.231 | 1219843.4156 | 267270.6507 | 228.4996 | 6007.6327 | 3811.8854 | 2041894.315
WeekDay | Monday | 1 | 16 | 599038.8396 | 1157572.0413 | 263836.8842 | 181.5812 | 5606.3808 | 4221.1078 | 2030456.835
WeekDay | Monday | 1 | 17 | 659460.7491 | 1055198.6489 | 257629.8273 | 71404.7314 | 7150.086 | 4671.3326 | 2055515.3752
WeekDay | Monday | 1 | 18 | 758834.0692 | 1013408.7401 | 250163.8594 | 71412.1447 | 5862.7361 | 4805.2915 | 2104486.8412
WeekDay | Monday | 1 | 19 | 839301.1409 | 1000619.8816 | 245088.022 | 71435.5573 | 3979.0814 | 4697.51 | 2165121.1932
WeekDay | Monday | 1 | 20 | 861792.7794 | 949011.3522 | 240728.0123 | 71463.0502 | 3048.3999 | 4411.4283 | 2130455.0222
WeekDay | Monday | 1 | 21 | 863818.2691 | 901347.3622 | 235685.137 | 71462.1399 | 2262.6149 | 4198.2694 | 2078773.7925
WeekDay | Monday | 1 | 22 | 841548.0014 | 849403.3005 | 230832.7824 | 71461.0844 | 2390.7926 | 3991.5212 | 1999627.4825
WeekDay | Monday | 1 | 23 | 750401.507 | 814573.3017 | 228712.3195 | 71458.6156 | 2892.3575 | 3889.8834 | 1871927.9847
WeekDay | Tuesday | 1 | 0 | 666731.0449 | 799110.0662 | 225168.5394 | 71455.6652 | 4452.7815 | 3828.7137 | 1770746.8108
WeekDay | Tuesday | 1 | 1 | 614723.2039 | 771992.2378 | 223899.7189 | 71457.7478 | 4943.2005 | 3753.3869 | 1690769.4959
WeekDay | Tuesday | 1 | 2 | 579692.9519 | 754017.2828 | 223918.4867 | 71456.7655 | 4530.8027 | 3710.3811 | 1637326.6709
WeekDay | Tuesday | 1 | 3 | 554063.4791 | 732370.025 | 222719.5684 | 71458.3748 | 3962.3625 | 3802.2692 | 1588376.079
WeekDay | Tuesday | 1 | 4 | 550708.2885 | 735593.7485 | 224355.9388 | 71456.6038 | 4603.251 | 3867.8463 | 1590585.6769
WeekDay | Tuesday | 1 | 5 | 604618.4814 | 771935.395 | 228483.7122 | 71458.1198 | 6068.935 | 4185.3142 | 1686749.9576
WeekDay | Tuesday | 1 | 6 | 664225.9439 | 838614.0058 | 236869.5266 | 232.2753 | 7707.3803 | 4507.4567 | 1752156.5886
WeekDay | Tuesday | 1 | 7 | 570388.6652 | 940076.3949 | 245824.1138 | 235.6202 | 6492.4787 | 4649.8297 | 1767667.1025
WeekDay | Tuesday | 1 | 8 | 485400.9885 | 1098072.3367 | 254830.4792 | 187.8706 | 5701.1208 | 4487.2894 | 1848680.0852
WeekDay | Tuesday | 1 | 9 | 468730.8136 | 1193587.1081 | 262901.348 | 200.5946 | 4664.5534 | 3835.1245 | 1933919.5422
WeekDay | Tuesday | 1 | 10 | 475036.6976 | 1253020.5362 | 265907.6484 | 170.4263 | 3984.6543 | 3858.8979 | 2001978.8607
WeekDay | Tuesday | 1 | 11 | 476741.164 | 1271692.6002 | 268510.3998 | 225.4263 | 3850.9037 | 3787.7114 | 2024808.2053
WeekDay | Tuesday | 1 | 12 | 485327.8765 | 1274016.8125 | 273409.8605 | 236.2069 | 5216.2747 | 4018.6335 | 2042225.6648
WeekDay | Tuesday | 1 | 13 | 479862.1727 | 1283492.1976 | 274558.4713 | 253.846 | 5678.829 | 4072.4575 | 2047917.9741
WeekDay | Tuesday | 1 | 14 | 484933.1181 | 1282923.4874 | 271980.6772 | 247.7822 | 6470.1869 | 3726.0075 | 2050281.2593
WeekDay | Tuesday | 1 | 15 | 529546.1465 | 1236038.1335 | 268272.0792 | 226.8514 | 7986.0275 | 4120.5385 | 2046189.7765
WeekDay | Tuesday | 1 | 16 | 590027.8696 | 1169440.8678 | 262171.7179 | 443.8041 | 8498.7382 | 4499.7103 | 2035082.7077
WeekDay | Tuesday | 1 | 17 | 637187.3354 | 1065438.9244 | 254012.7593 | 71943.5717 | 7155.6589 | 4758.4126 | 2040496.6624
WeekDay | Tuesday | 1 | 18 | 738892.7779 | 1023798.222 | 247572.6205 | 72051.0108 | 3967.9355 | 4796.2095 | 2091078.7763
WeekDay | Tuesday | 1 | 19 | 756742.9463 | 995923.4715 | 242620.2419 | 72829.2176 | 3076.2646 | 4672.134 | 2075864.2758
WeekDay | Tuesday | 1 | 20 | 777020.59 | 944735.0075 | 238869.6879 | 72822.8963 | 2636.0021 | 4413.8323 | 2040498.0161
WeekDay | Tuesday | 1 | 21 | 799460.663 | 889605.706 | 234138.9145 | 72621.4918 | 2134.4372 | 4203.7452 | 2002164.9578
WeekDay | Tuesday | 1 | 22 | 785009.101 | 841137.8484 | 230096.8338 | 71633.7445 | 2251.469 | 4073.526 | 1934202.5228
WeekDay | Tuesday | 1 | 23 | 714394.325 | 807792.386 | 228442.3697 | 71514.4279 | 2591.4185 | 3959.7344 | 1828694.6615
WeekDay | Wednesday | 2 | 0 | 522602.8053 | 737090.0382 | 245081.9153 | 79043.7935 | 2803.9801 | 4335.5335 | 1590958.0659
WeekDay | Wednesday | 2 | 1 | 479395.3272 | 715302.1194 | 243627.9921 | 79044.6405 | 3436.0638 | 4277.9367 | 1525084.0797
WeekDay | Wednesday | 2 | 2 | 450239.621 | 694446.4511 | 243326.3114 | 79044.8833 | 3744.9769 | 4233.5857 | 1475035.8293
WeekDay | Wednesday | 2 | 3 | 457996.4687 | 690510.8938 | 242139.2371 | 79042.8186 | 3184.1808 | 4188.6394 | 1477062.2385
WeekDay | Wednesday | 2 | 4 | 452703.4324 | 698518.2531 | 241507.9874 | 79045.1085 | 1996.0537 | 4279.7227 | 1478050.5577
WeekDay | Wednesday | 2 | 5 | 486621.4678 | 724357.2356 | 244958.7891 | 79042.8369 | 2181.4015 | 4641.0792 | 1541802.8101
WeekDay | Wednesday | 2 | 6 | 531266.5598 | 771156.9935 | 253790.5116 | -155.6274 | 2851.5052 | 5034.1362 | 1563944.079
WeekDay | Wednesday | 2 | 7 | 455460.7332 | 871290.795 | 262937.7213 | -148.4174 | 3032.1006 | 5099.1744 | 1597672.1071
WeekDay | Wednesday | 2 | 8 | 388233.5855 | 1025572.9062 | 274362.1966 | -137.8353 | 3678.4417 | 4529.904 | 1696239.1987
WeekDay | Wednesday | 2 | 9 | 376424.4062 | 1126592.384 | 282540.251 | -141.9441 | 2623.3848 | 4299.9634 | 1792338.4454
WeekDay | Wednesday | 2 | 10 | 379172.8823 | 1175822.5734 | 286276.2876 | -148.6594 | 2381.0069 | 4090.71 | 1847594.8007
WeekDay | Wednesday | 2 | 11 | 316404.3128 | 1107606.2597 | 286344.3901 | -160.0444 | 2419.0269 | 3682.1748 | 1716296.1199
WeekDay | Wednesday | 2 | 12 | 323484.886 | 1112178.6827 | 291172.5099 | -162.2635 | 4205.9702 | 3751.2314 | 1734631.0167
WeekDay | Wednesday | 2 | 13 | 320602.6651 | 1126193.4595 | 293698.1345 | -154.7849 | 4790.5288 | 3696.9089 | 1748826.9118
WeekDay | Wednesday | 2 | 14 | 327636.1283 | 1122117.3074 | 292973.6419 | -154.3991 | 5394.0974 | 3529.3276 | 1751496.1035
WeekDay | Wednesday | 2 | 15 | 357224.6616 | 1086134.5373 | 291382.3694 | -162.0543 | 5104.1943 | 4336.873 | 1744020.5814
WeekDay | Wednesday | 2 | 16 | 396223.6156 | 1028973.6884 | 284851.4136 | -148.788 | 5997.666 | 5278.3643 | 1721175.9599
WeekDay | Wednesday | 2 | 17 | 428266.3381 | 949872.0387 | 275501.034 | 79043.451 | 5855.0907 | 5445.7968 | 1743983.7493
WeekDay | Wednesday | 2 | 18 | 495597.1577 | 916365.1526 | 268380.7882 | 79036.8788 | 3611.9066 | 5175.9701 | 1768167.854
WeekDay | Wednesday | 2 | 19 | 704081.2137 | 961098.6345 | 265558.9981 | 78920.9132 | 2742.1975 | 5089.6493 | 2017491.6063
WeekDay | Wednesday | 2 | 20 | 743678.8506 | 909427.523 | 260575.2318 | 78864.0986 | 2784.9701 | 4715.6424 | 2000046.3164
WeekDay | Wednesday | 2 | 21 | 782216.796 | 871598.4234 | 254555.4536 | 78931.5295 | 2390.5119 | 4558.1815 | 1994250.8959
WeekDay | Wednesday | 2 | 22 | 783840.2924 | 819637.7032 | 251124.0522 | 79017.5106 | 2423.7794 | 4407.8643 | 1940451.2022
WeekDay | Wednesday | 2 | 23 | 729066.0931 | 788963.8818 | 247591.321 | 79017.2891 | 2822.9902 | 4271.0906 | 1851732.6659
WeekDay | Thursday | 2 | 0 | 666564.4066 | 708263.1588 | 246068.3735 | 79040.9077 | 3730.7193 | 4173.0124 | 1707840.5783
WeekDay | Thursday | 2 | 1 | 621781.1793 | 694670.6963 | 243316.7594 | 79043.6816 | 4609.9334 | 4127.1731 | 1647549.4232
WeekDay | Thursday | 2 | 2 | 589756.9642 | 678883.1347 | 241462.9405 | 79046.4274 | 4243.9903 | 4058.7118 | 1597452.1689
WeekDay | Thursday | 2 | 3 | 494674.8473 | 665055.4685 | 240624.2551 | 79044.4982 | 3108.1407 | 4122.7082 | 1486629.918
WeekDay | Thursday | 2 | 4 | 486284.5466 | 664118.5434 | 241003.9908 | 79044.8163 | 3645.1742 | 4267.2211 | 1478364.2923
WeekDay | Thursday | 2 | 5 | 517596.9177 | 688351.1697 | 245857.2014 | 79043.916 | 3621.4116 | 4576.3386 | 1539046.9551
WeekDay | Thursday | 2 | 6 | 560625.4666 | 738385.6022 | 254438.5443 | -154.2628 | 3949.3347 | 4861.3459 | 1562106.0308
WeekDay | Thursday | 2 | 7 | 471216.8583 | 844306.1811 | 264812.2575 | -149.2416 | 3065.3681 | 5068.9621 | 1588320.3855
WeekDay | Thursday | 2 | 8 | 398130.2173 | 999720.8174 | 276483.3618 | -120.1124 | 3445.5688 | 4699.1224 | 1682358.9753
WeekDay | Thursday | 2 | 9 | 390201.8762 | 1088084.3255 | 281588.9277 | -128.0522 | 2742.1975 | 4450.4294 | 1766939.7041
WeekDay | Thursday | 2 | 10 | 391497.4834 | 1141048.8911 | 286952.485 | -141.2911 | 2946.5554 | 4641.228 | 1826945.3517
WeekDay | Thursday | 2 | 11 | 400229.8779 | 1161233.2777 | 287509.2628 | -147.9775 | 3379.0337 | 4362.6204 | 1856566.095
WeekDay | Thursday | 2 | 12 | 403446.9511 | 1158143.094 | 291500.7846 | -147.7005 | 4472.1107 | 3572.9344 | 1860988.1743
WeekDay | Thursday | 2 | 13 | 399894.7022 | 1163936.1519 | 292371.1951 | -146.8687 | 4790.5288 | 3571.1485 | 1864416.8577
WeekDay | Thursday | 2 | 14 | 405910.4336 | 1164443.9745 | 292923.0471 | -147.167 | 4800.0338 | 4165.7198 | 1872096.0418
WeekDay | Thursday | 2 | 15 | 441981.5577 | 1126322.0491 | 289368.7971 | -153.8397 | 4030.1274 | 4294.0103 | 1865842.7019
WeekDay | Thursday | 2 | 16 | 489448.2421 | 1073639.2037 | 282232.7835 | -136.4593 | 3897.0571 | 4925.3423 | 1854006.1694
WeekDay | Thursday | 2 | 17 | 532290.71 | 977958.1359 | 272417.0473 | 79065.9927 | 4343.793 | 5322.7153 | 1871398.3942
WeekDay | Thursday | 2 | 18 | 614917.7178 | 938579.2887 | 266001.1833 | 78936.4648 | 3977.8498 | 5269.5834 | 1907682.0878
WeekDay | Thursday | 2 | 19 | 678553.6599 | 920208.656 | 261796.7692 | 78561.2281 | 1910.5085 | 5111.3784 | 1946142.2
WeekDay | Thursday | 2 | 20 | 703993.7196 | 869010.8782 | 260530.4158 | 78463.2928 | 1710.9031 | 4849.1419 | 1918558.3514
WeekDay | Thursday | 2 | 21 | 732869.1519 | 832336.0048 | 256943.9603 | 78623.4042 | 1639.6155 | 4614.8853 | 1907027.0219
WeekDay | Thursday | 2 | 22 | 722431.547 | 790539.0054 | 251730.5005 | 78653.4998 | 1601.5954 | 4442.2438 | 1849398.3919
WeekDay | Thursday | 2 | 23 | 658050.1721 | 755387.0395 | 250700.6251 | 78961.9973 | 1915.261 | 4283.7411 | 1749298.8361
WeekDay | Friday | 2 | 0 | 597826.6294 | 732890.6736 | 248847.8903 | 79033.9602 | 2257.4416 | 4245.4921 | 1665102.0872
WeekDay | Friday | 2 | 1 | 553753.3039 | 714752.6917 | 245720.385 | 79039.5652 | 2713.6825 | 4184.7699 | 1600164.3982
WeekDay | Friday | 2 | 2 | 524162.4343 | 696632.7677 | 244977.2456 | 79045.4053 | 2965.5654 | 4149.051 | 1551932.4694
WeekDay | Friday | 2 | 3 | 514919.884 | 687680.961 | 243902.8508 | 79044.7181 | 3184.1808 | 4235.6693 | 1532968.2642
WeekDay | Friday | 2 | 4 | 508971.8057 | 689556.2979 | 243543.5869 | 79043.5081 | 2979.823 | 4280.1692 | 1528375.1907
WeekDay | Friday | 2 | 5 | 533159.3516 | 711845.195 | 249217.1534 | 79042.2592 | 3288.736 | 4565.7718 | 1581118.467
WeekDay | Friday | 2 | 6 | 569797.0285 | 761570.3999 | 257605.8391 | -156.9287 | 3716.4618 | 4983.0879 | 1597515.8886
WeekDay | Friday | 2 | 7 | 492761.4165 | 870555.0715 | 266596.5675 | -153.3199 | 2989.328 | 5149.1809 | 1637898.2443
WeekDay | Friday | 2 | 8 | 424730.773 | 1023919.485 | 276632.2682 | -130.1907 | 2699.4249 | 4762.2259 | 1732613.9863
WeekDay | Friday | 2 | 9 | 409166.7311 | 1122373.8007 | 283180.5829 | -132.9419 | 2043.5787 | 4501.6265 | 1821133.3781
WeekDay | Friday | 2 | 10 | 411133.2454 | 1169496.2741 | 286082.4187 | -138.6899 | 2190.9065 | 3912.5619 | 1872676.7166
WeekDay | Friday | 2 | 11 | 422417.7724 | 1182344.2341 | 288343.9682 | -145.8017 | 1986.5486 | 3834.4267 | 1898781.1484
WeekDay | Friday | 2 | 12 | 424919.7024 | 1187394.9553 | 288018.6103 | -143.7393 | 3540.619 | 3898.7208 | 1907628.8684
WeekDay | Friday | 2 | 13 | 418284.4964 | 1192358.4324 | 288945.8486 | -149.0437 | 4129.9301 | 3960.1871 | 1907529.851
WeekDay | Friday | 2 | 14 | 424273.8694 | 1184416.5556 | 285007.7183 | -151.7819 | 3863.7896 | 3775.044 | 1901185.195
WeekDay | Friday | 2 | 15 | 455583.0576 | 1145925.0471 | 281257.5811 | -151.912 | 4781.0238 | 4354.286 | 1891749.0835
WeekDay | Friday | 2 | 16 | 495183.4231 | 1077073.6131 | 274139.1377 | -126.8589 | 4666.9635 | 4677.8399 | 1855614.1184
WeekDay | Friday | 2 | 17 | 528170.0601 | 987938.4971 | 266644.7027 | 79085.1668 | 4533.8933 | 5342.5096 | 1871714.8296
WeekDay | Friday | 2 | 18 | 595611.2011 | 947855.1703 | 260781.6596 | 79083.8388 | 2314.4717 | 5274.1971 | 1890920.5386
WeekDay | Friday | 2 | 19 | 657112.9474 | 936774.1645 | 263195.2809 | 79028.9131 | 1706.1506 | 5181.0303 | 1942998.4868
WeekDay | Friday | 2 | 20 | 660270.0443 | 895426.8462 | 259479.6349 | 79000.4932 | 1302.1874 | 4901.9762 | 1900381.1822
WeekDay | Friday | 2 | 21 | 676380.4892 | 858098.2199 | 253470.0531 | 79008.2101 | 1554.0703 | 4661.3199 | 1873172.3624
WeekDay | Friday | 2 | 22 | 683972.7276 | 816763.1457 | 248647.286 | 79011.8356 | 1459.0202 | 4541.5127 | 1834395.5277
WeekDay | Friday | 2 | 23 | 652523.6656 | 789960.0465 | 245128.6838 | 79014.4741 | 1539.8128 | 4349.0769 | 1772515.7597
Saturday | Saturday | 2 | 0 | 605613.6215 | 755866.7758 | 241562.1613 | 79016.1932 | 2205.164 | 4253.8265 | 1688517.7423
Saturday | Saturday | 2 | 1 | 557607.8441 | 727054.7947 | 237885.3743 | 79020.764 | 2666.1574 | 4172.1194 | 1608407.054
Saturday | Saturday | 2 | 2 | 525457.5181 | 712360.1662 | 235817.4351 | 79049.1039 | 2808.7326 | 4152.9205 | 1559645.8766
Saturday | Saturday | 2 | 3 | 469548.9176 | 687932.3763 | 232153.1066 | 79053.8916 | 2609.1273 | 4118.8387 | 1475416.258
Saturday | Saturday | 2 | 4 | 451732.7249 | 686491.2935 | 230034.1502 | 79055.6336 | 2271.6992 | 4114.8203 | 1453700.3217
Saturday | Saturday | 2 | 5 | 442101.9065 | 697657.3424 | 232158.2223 | 79054.1039 | 3526.3615 | 4279.8715 | 1458777.8081
Saturday | Saturday | 2 | 6 | 449575.4573 | 717157.6758 | 233276.3 | -138.6184 | 3992.1073 | 4479.5999 | 1408342.5219
Saturday | Saturday | 2 | 7 | 476503.7472 | 729227.6219 | 230588.944 | -127.6656 | 3079.6256 | 4352.0535 | 1443624.3267
Saturday | Saturday | 2 | 8 | 488039.6611 | 795184.8051 | 227505.6869 | -93.0723 | 2680.4149 | 3959.7406 | 1517277.2363
Saturday | Saturday | 2 | 9 | 488833.6779 | 876544.8258 | 235271.6932 | -94.1225 | 2385.7594 | 3548.973 | 1606490.8067
Saturday | Saturday | 2 | 10 | 482675.2562 | 911372.4637 | 242088.0324 | -108.5577 | 1653.873 | 3196.5463 | 1640877.6139
Saturday | Saturday | 2 | 11 | 488076.34 | 937327.4983 | 244175.6886 | -93.9117 | 2403.1357 | 2630.9966 | 1674519.7476
Saturday | Saturday | 2 | 12 | 492633.3043 | 938421.0975 | 244630.7317 | -94.3912 | 2846.7527 | 3276.765 | 1681714.2601
Saturday | Saturday | 2 | 13 | 488822.2528 | 923054.304 | 241404.3628 | -95.261 | 3407.5487 | 2875.8201 | 1659469.0275
Saturday | Saturday | 2 | 14 | 486556.7713 | 905247.491 | 238853.6676 | -97.2093 | 3350.5186 | 2903.5022 | 1636814.7415
Saturday | Saturday | 2 | 15 | 493835.5681 | 898197.0519 | 237273.8944 | -96.9178 | 3226.9534 | 3602.4026 | 1636038.9526
Saturday | Saturday | 2 | 16 | 503571.5315 | 884843.8166 | 234686.0077 | -97.7283 | 4224.9802 | 4257.2495 | 1631485.8573
Saturday | Saturday | 2 | 17 | 519093.1351 | 853476.9188 | 230424.8908 | 79103.9148 | 4177.4551 | 5026.3971 | 1691302.7117
Saturday | Saturday | 2 | 18 | 574218.3902 | 862701.5727 | 228667.3394 | 79006.4079 | 3497.8464 | 5252.1705 | 1753343.7271
Saturday | Saturday | 2 | 19 | 586170.3236 | 851587.7926 | 225778.2944 | 78815.0807 | 2609.1273 | 5128.7913 | 1750089.41
Saturday | Saturday | 2 | 20 | 589516.6555 | 828470.7869 | 223628.3059 | 78774.9486 | 2067.3413 | 4879.0565 | 1727337.0946
Saturday | Saturday | 2 | 21 | 590593.3784 | 810314.9452 | 221807.7775 | 78718.4034 | 2005.5587 | 4718.0237 | 1708158.0869
Saturday | Saturday | 2 | 22 | 592305.2787 | 779680.4099 | 217826.7569 | 78712.803 | 1896.251 | 4520.379 | 1674941.8785
Saturday | Saturday | 2 | 23 | 575934.0338 | 756868.3681 | 212623.9616 | 78729.0882 | 2442.7895 | 4346.6957 | 1630944.9369
Sunday | Sunday | 2 | 0 | 540923.0527 | 732645.6059 | 210206.4249 | 78790.275 | 2761.2076 | 4224.5072 | 1569551.0732
Sunday | Sunday | 2 | 1 | 508840.8757 | 704088.6182 | 209351.5313 | 79033.0584 | 3098.6357 | 4153.367 | 1508566.0863
Sunday | Sunday | 2 | 2 | 482420.3883 | 677573.6786 | 209762.7431 | 79052.3345 | 3174.6758 | 4075.3807 | 1456059.2009
Sunday | Sunday | 2 | 3 | 455137.4125 | 674584.6376 | 210084.7701 | 79050.935 | 2870.5153 | 4072.1064 | 1425800.3769
Sunday | Sunday | 2 | 4 | 437165.197 | 671620.2922 | 208010.8879 | 79055.3253 | 2842.0002 | 4057.3724 | 1402751.0749
Sunday | Sunday | 2 | 5 | 427545.1115 | 673596.3083 | 209000.2689 | 79054.3155 | 2770.7126 | 4264.0957 | 1396230.8124
Sunday | Sunday | 2 | 6 | 428173.3607 | 676578.6955 | 210695.2232 | -141.3078 | 3531.114 | 4357.2625 | 1323194.348
Sunday | Sunday | 2 | 7 | 455143.3004 | 671960.8622 | 212558.9571 | -127.3726 | 2575.8597 | 4240.283 | 1346351.8898
Sunday | Sunday | 2 | 8 | 482815.9544 | 704927.882 | 215999.4223 | -92.8539 | 1977.0436 | 3485.7207 | 1409113.1692
Sunday | Sunday | 2 | 9 | 495302.4357 | 732451.7565 | 218304.2625 | -85.9057 | 1525.5553 | 3366.36 | 1450864.4643
Sunday | Sunday | 2 | 10 | 486303.9283 | 760256.5844 | 219065.1224 | -87.0358 | 1216.6422 | 3580.0782 | 1470335.3197
Sunday | Sunday | 2 | 11 | 486467.3687 | 781011.3469 | 217590.7177 | -84.4841 | 1767.9332 | 3595.1099 | 1490347.9924
Sunday | Sunday | 2 | 12 | 487796.0497 | 803501.7262 | 217773.3617 | -88.4399 | 2457.047 | 2821.944 | 1514261.6887
Sunday | Sunday | 2 | 13 | 481972.9486 | 803416.1387 | 219670.6152 | -105.1308 | 3540.619 | 3239.8554 | 1511735.0461
Sunday | Sunday | 2 | 14 | 471636.8505 | 805833.8406 | 220315.8005 | -105.2518 | 3569.134 | 3221.8472 | 1504472.2209
Sunday | Sunday | 2 | 15 | 471525.5579 | 804573.9108 | 219651.1582 | -104.5867 | 3821.017 | 3289.8619 | 1502756.9193
Sunday | Sunday | 2 | 16 | 478705.2413 | 799224.4815 | 218214.1185 | -90.5632 | 3469.3314 | 4295.2009 | 1503817.8105
Sunday | Sunday | 2 | 17 | 501044.8163 | 797164.0319 | 216550.9588 | 79103.6202 | 3645.1742 | 4954.2151 | 1602462.8166
Sunday | Sunday | 2 | 18 | 558538.7216 | 818676.16 | 218338.1634 | 79094.6766 | 1744.1707 | 4997.3755 | 1681389.2677
Sunday | Sunday | 2 | 19 | 712895.86 | 853219.7226 | 220289.0916 | 79055.231 | 2314.4717 | 4918.7938 | 1872693.1707
Sunday | Sunday | 2 | 20 | 752271.5634 | 817923.3358 | 216238.0099 | 79039.1307 | 2029.3212 | 4719.8096 | 1872221.1707
Sunday | Sunday | 2 | 21 | 795721.7536 | 795025.4116 | 214559.7613 | 79039.8711 | 1777.4383 | 4516.3606 | 1890640.5965
Sunday | Sunday | 2 | 22 | 788816.2801 | 775604.8298 | 215468.2181 | 79038.8613 | 1810.7058 | 4411.5851 | 1865150.4801
Sunday | Sunday | 2 | 23 | 732053.2342 | 756714.5738 | 214791.1796 | 79040.4252 | 2342.9868 | 4267.6676 | 1789210.067
WeekDay | Monday | 2 | 0 | 671611.2455 | 736570.7377 | 214511.5565 | 79053.2972 | 3298.241 | 4284.4852 | 1709329.5632
WeekDay | Monday | 2 | 1 | 621346.9714 | 723200.5191 | 215995.7749 | 79064.74 | 3939.8297 | 4183.2816 | 1647731.1168
WeekDay | Monday | 2 | 2 | 584059.9852 | 702340.0813 | 217137.3535 | 79064.5346 | 3659.4317 | 4151.2834 | 1590412.6697
WeekDay | Monday | 2 | 3 | 505038.0435 | 694256.5524 | 215738.2301 | 79065.5391 | 2504.5721 | 4196.5274 | 1500799.4646
WeekDay | Monday | 2 | 4 | 496852.4715 | 695997.5497 | 217872.4418 | 79065.0323 | 3322.0036 | 4366.0434 | 1497475.5423
WeekDay | Monday | 2 | 5 | 525276.6571 | 729048.6063 | 227265.2277 | 79064.5871 | 3217.4484 | 4570.9808 | 1568443.5073
WeekDay | Monday | 2 | 6 | 557316.9452 | 792556.3843 | 237473.3985 | -134.0514 | 3607.1541 | 4995.2918 | 1595815.1226
WeekDay | Monday | 2 | 7 | 470413.8389 | 904725.2543 | 250465.97 | -127.8559 | 3421.8063 | 5071.0457 | 1633970.0592
WeekDay | Monday | 2 | 8 | 406791.0009 | 1072027.8632 | 261777.4313 | -110.4885 | 3074.8731 | 4787.9732 | 1748348.6533
WeekDay | Monday | 2 | 9 | 398136.9318 | 1163696.408 | 274268.7516 | -123.3072 | 2808.7326 | 4800.9214 | 1843588.4382
WeekDay | Monday | 2 | 10 | 399541.2502 | 1224313.2617 | 281658.3642 | -140.8535 | 2903.7828 | 4091.603 | 1912367.4085
WeekDay | Monday | 2 | 11 | 419174.9658 | 1251906.9181 | 276397.8148 | -142.3923 | 3573.8865 | 4764.6071 | 1955675.8001
WeekDay | Monday | 2 | 12 | 428221.1382 | 1246105.6647 | 282230.9224 | -141.5833 | 4975.8766 | 5058.6929 | 1966450.7116
WeekDay | Monday | 2 | 13 | 424985.7776 | 1256012.5708 | 284245.041 | -162.9119 | 5261.0271 | 4556.0979 | 1974897.6026
WeekDay | Monday | 2 | 14 | 427577.825 | 1247641.0105 | 286026.8509 | -157.256 | 5451.1275 | 4017.9327 | 1970557.4906
WeekDay | Monday | 2 | 15 | 474449.9474 | 1191953.0705 | 284670.6889 | -153.2613 | 4762.0137 | 4377.6521 | 1960060.1113
WeekDay | Monday | 2 | 16 | 522237.6737 | 1129008.8513 | 278569.5154 | -132.5309 | 4876.0739 | 4681.4118 | 1939240.9952
WeekDay | Monday | 2 | 17 | 569950.5658 | 1023383.7635 | 272280.9225 | 79068.5231 | 5626.9703 | 5290.2706 | 1955601.0158
WeekDay | Monday | 2 | 18 | 653140.3234 | 967427.4145 | 266436.1961 | 79059.7081 | 3554.8765 | 5157.6641 | 1974776.1828
WeekDay | Monday | 2 | 19 | 720447.555 | 956471.8979 | 261779.5059 | 79047.8916 | 2148.1339 | 4997.9708 | 2024892.9551
WeekDay | Monday | 2 | 20 | 760806.073 | 909254.7909 | 257764.9737 | 79014.9337 | 2043.5787 | 4777.1087 | 2013661.4589
WeekDay | Monday | 2 | 21 | 786092.8935 | 863713.1011 | 255958.9463 | 79018.9002 | 2200.4115 | 4510.8539 | 1991495.1066
WeekDay | Monday | 2 | 22 | 774958.7355 | 815275.4853 | 252757.7988 | 79023.735 | 1953.2811 | 4299.0704 | 1928268.1061
WeekDay | Monday | 2 | 23 | 709491.9179 | 782587.0899 | 249477.1415 | 79040.9952 | 2133.8764 | 4166.0174 | 1826897.0383
WeekDay | Tuesday | 2 | 0 | 639867.8682 | 767942.1089 | 246469.1715 | 79041.7943 | 3017.843 | 4098.1515 | 1740436.9374
WeekDay | Tuesday | 2 | 1 | 587701.8347 | 740803.3021 | 245082.9863 | 79040.9206 | 3711.7093 | 4041.7453 | 1660382.4984
WeekDay | Tuesday | 2 | 2 | 553315.7134 | 723620.2131 | 243970.3079 | 79041.0523 | 3873.2946 | 4060.6466 | 1607881.228
WeekDay | Tuesday | 2 | 3 | 532773.8463 | 710469.1131 | 242029.6821 | 79042.5591 | 3673.6892 | 4173.7565 | 1572162.6464
WeekDay | Tuesday | 2 | 4 | 517705.1341 | 711470.9228 | 243853.3794 | 79041.2121 | 4543.3983 | 4310.9768 | 1560925.0235
WeekDay | Tuesday | 2 | 5 | 544664.8745 | 744698.078 | 249251.1641 | 79042.709 | 5004.3917 | 4600.0024 | 1627261.2197
WeekDay | Tuesday | 2 | 6 | 578068.5566 | 812953.0312 | 257505.5939 | -155.5573 | 5693.5054 | 4991.1246 | 1659056.2544
WeekDay | Tuesday | 2 | 7 | 485196.1476 | 919429.3226 | 265981.2751 | -149.476 | 4652.706 | 5138.4652 | 1680248.4406
WeekDay | Tuesday | 2 | 8 | 413367.4901 | 1074903.1385 | 277232.9267 | -158.6015 | 4134.6826 | 4772.6439 | 1774252.2803
WeekDay | Tuesday | 2 | 9 | 399981.4729 | 1169633.0088 | 283174.4648 | -163.3754 | 2704.1775 | 4196.2297 | 1859525.9782
WeekDay | Tuesday | 2 | 10 | 400310.8678 | 1224975.8982 | 286632.2447 | -169.4553 | 2509.3246 | 3971.0516 | 1918229.9316
WeekDay | Tuesday | 2 | 11 | 415813.787 | 1255181.4185 | 287788.1592 | -164.9142 | 2870.5153 | 5152.9016 | 1966641.8673
WeekDay | Tuesday | 2 | 12 | 425991.9999 | 1258009.5685 | 292485.6427 | -157.5642 | 3925.5722 | 4753.1473 | 1985008.3664
WeekDay | Tuesday | 2 | 13 | 420437.0186 | 1266188.4368 | 291435.7251 | -163.0109 | 4823.7963 | 4872.508 | 1987594.474
WeekDay | Tuesday | 2 | 14 | 429561.1305 | 1260974.419 | 290431.3194 | -186.7344 | 4771.5187 | 4441.202 | 1989992.8553
WeekDay | Tuesday | 2 | 15 | 471418.8745 | 1210646.2521 | 286555.2413 | -170.924 | 5223.0071 | 4389.4096 | 1978061.8605
WeekDay | Tuesday | 2 | 16 | 521187.4116 | 1146255.1636 | 278785.742 | -122.0728 | 4495.8732 | 4746.5988 | 1955348.7164
WeekDay | Tuesday | 2 | 17 | 562635.2992 | 1031311.1836 | 270053.2072 | 78848.0279 | 5223.0071 | 5304.707 | 1953375.432
WeekDay | Tuesday | 2 | 18 | 646071.0997 | 990325.3433 | 263651.8661 | 78754.7494 | 4743.0037 | 5261.1002 | 1988807.1624
WeekDay | Tuesday | 2 | 19 | 736699.0526 | 963748.8524 | 259327.3935 | 78125.9561 | 3436.0638 | 5229.995 | 2046567.3133
WeekDay | Tuesday | 2 | 20 | 769901.2648 | 920139.5876 | 255122.1447 | 78112.5491 | 2784.9701 | 4910.6082 | 2030971.1244
WeekDay | Tuesday | 2 | 21 | 803125.864 | 866914.7105 | 249841.2277 | 78449.105 | 2043.5787 | 4718.4702 | 2005092.9561
WeekDay | Tuesday | 2 | 22 | 791262.0802 | 821623.6859 | 243351.4663 | 78926.8979 | 2019.8162 | 4464.717 | 1941648.6634
WeekDay | Tuesday | 2 | 23 | 723529.6488 | 787380.8802 | 241763.8274 | 79036.6801 | 2219.4216 | 4307.4049 | 1838237.8629
WeekDay | Wednesday | 2 | 0 | 648649.6162 | 755870.9711 | 240990.0689 | 79049.7348 | 3260.221 | 4254.8683 | 1732075.4803
WeekDay | Wednesday | 2 | 1 | 595438.2128 | 732085.1088 | 240350.8525 | 79052.9197 | 3930.3247 | 4210.0708 | 1655067.4893
WeekDay | Wednesday | 2 | 2 | 558809.8464 | 711392.1041 | 239290.3222 | 79055.5339 | 4006.3648 | 4110.9508 | 1596665.1221
WeekDay | Wednesday | 2 | 3 | 494344.5937 | 689628.4389 | 241248.7492 | 79055.0773 | 4158.4451 | 4219.5958 | 1512654.8999
WeekDay | Wednesday | 2 | 4 | 483390.6312 | 694531.4954 | 241360.2854 | 79055.5514 | 3564.3815 | 4285.6758 | 1506188.0208
WeekDay | Wednesday | 2 | 5 | 512622.6874 | 720890.5887 | 245100.1382 | 79055.0833 | 4719.2411 | 4619.9455 | 1567007.6842
WeekDay | Wednesday | 2 | 6 | 543436.6026 | 765218.0838 | 253764.7623 | -144.1115 | 5208.7495 | 5074.6176 | 1572558.7044
WeekDay | Wednesday | 2 | 7 | 450238.915 | 868666.6997 | 262032.1473 | -138.113 | 5294.2947 | 5147.9903 | 1591241.9339
WeekDay | Wednesday | 2 | 8 | 390440.7695 | 1026323.8714 | 266142.2874 | -122.1756 | 4163.1976 | 4371.5501 | 1691319.5005
WeekDay | Wednesday | 2 | 9 | 379467.6909 | 1119666.0653 | 276762.5268 | -138.8079 | 3298.241 | 4039.6617 | 1783095.3778
WeekDay | Wednesday | 2 | 10 | 384255.125 | 1168655.0378 | 282998.7665 | -147.4646 | 3003.5855 | 3886.8145 | 1842651.8647
WeekDay | Wednesday | 2 | 11 | 429399.5011 | 1231586.8202 | 285208.2572 | -139.0841 | 3949.3347 | 4840.361 | 1954845.1901
WeekDay | Wednesday | 2 | 12 | 431862.2578 | 1231360.0993 | 289571.0061 | -143.4349 | 4871.3214 | 4979.2183 | 1962500.4681
WeekDay | Wednesday | 2 | 13 | 427370.5523 | 1244319.3654 | 289808.0992 | -154.3823 | 5703.0104 | 4487.9343 | 1971534.5793
WeekDay | Wednesday | 2 | 14 | 434916.8634 | 1225284.4668 | 286548.8454 | -168.2878 | 6230.5389 | 3365.467 | 1956177.8937
WeekDay | Wednesday | 2 | 15 | 469816.6608 | 1176412.1323 | 282770.6385 | -154.3869 | 6534.6995 | 4397.744 | 1939777.4882
WeekDay | Wednesday | 2 | 16 | 525054.2883 | 1108249.9522 | 275998.0628 | -125.744 | 6026.181 | 4385.0935 | 1919587.8338
WeekDay | Wednesday | 2 | 17 | 567241.0513 | 1021060.7244 | 269947.5987 | 78757.7813 | 5674.4954 | 5106.1694 | 1947787.8204
WeekDay | Wednesday | 2 | 18 | 627098.4885 | 977290.5324 | 262301.0912 | 78676.2911 | 3531.114 | 5121.7964 | 1954019.3136
WeekDay | Wednesday | 2 | 19 | 704081.2137 | 960266.4703 | 258365.4785 | 78428.8144 | 2742.1975 | 5075.3618 | 2008959.5361
WeekDay | Wednesday | 2 | 20 | 743678.8506 | 908799.7831 | 254392.0299 | 78407.9843 | 2784.9701 | 4796.01 | 1992859.628
WeekDay | Wednesday | 2 | 21 | 782216.796 | 870796.5371 | 250152.0211 | 78622.4833 | 2390.5119 | 4530.2017 | 1988708.551
WeekDay | Wednesday | 2 | 22 | 783840.2924 | 818779.0008 | 246823.8562 | 78791.0162 | 2423.7794 | 4306.6607 | 1934964.6057
WeekDay | Wednesday | 2 | 23 | 729066.0931 | 786167.0341 | 245497.25 | 79124.9176 | 2822.9902 | 4176.5843 | 1846854.8692
WeekDay | Thursday | 2 | 0 | 666564.4066 | 707593.6551 | 242050.3543 | 79131.7098 | 3730.7193 | 4195.3367 | 1703266.1818
WeekDay | Thursday | 2 | 1 | 621781.1793 | 693939.9176 | 244608.392 | 79066.0551 | 4609.9334 | 4111.2484 | 1648116.7259
WeekDay | Thursday | 2 | 2 | 589756.9642 | 677352.522 | 245490.6993 | 79041.5591 | 4243.9903 | 4072.4041 | 1599958.139
WeekDay | Thursday | 2 | 3 | 547146.8037 | 670620.7213 | 247683.6615 | 79043.7965 | 3497.8464 | 4138.1864 | 1552131.0159
WeekDay | Thursday | 2 | 4 | 536561.1194 | 666461.0781 | 249124.3019 | 79046.3323 | 3878.0471 | 4295.4986 | 1539366.3773
WeekDay | Thursday | 2 | 5 | 563401.1584 | 691878.9536 | 252642.5717 | 79044.6656 | 4315.2779 | 4554.0143 | 1595836.6414
WeekDay | Thursday | 2 | 6 | 596167.7129 | 741218.5461 | 256990.9402 | -151.861 | 5028.1542 | 5042.9171 | 1604296.4095
WeekDay | Thursday | 2 | 7 | 499813.7416 | 869134.4404 | 266463.7204 | -144.8238 | 2884.7728 | 5120.9034 | 1643272.7548
WeekDay | Thursday | 2 | 8 | 429626.9555 | 1031459.7709 | 277571.8406 | -122.0766 | 1862.9834 | 5018.8068 | 1745418.2805
WeekDay | Thursday | 2 | 9 | 413429.6421 | 1113462.7796 | 284741.6084 | -136.7059 | 1506.5453 | 4718.3213 | 1817722.1908
WeekDay | Thursday | 2 | 10 | 415867.6558 | 1171349.9644 | 289323.4009 | -144.2743 | 1335.4549 | 3810.9118 | 1881543.1135
WeekDay | Thursday | 2 | 11 | 382005.4073 | 1165313.8964 | 293853.7064 | -156.0109 | 3840.027 | 3414.7294 | 1848271.7555
WeekDay | Thursday | 2 | 12 | 389528.3481 | 1166666.5335 | 301637.8597 | -146.9212 | 5099.4418 | 3866.2761 | 1866651.5381
WeekDay | Thursday | 2 | 13 | 386992.2787 | 1175774.1094 | 296433.6971 | -148.3854 | 4657.4585 | 4245.4921 | 1867954.6504
WeekDay | Thursday | 2 | 14 | 396132.8557 | 1171852.8557 | 292128.0395 | -166.9553 | 4895.084 | 4002.901 | 1868844.7806
WeekDay | Thursday | 2 | 15 | 427245.519 | 1126156.058 | 292755.0337 | -158.8077 | 6415.8867 | 4476.3256 | 1856890.0153
WeekDay | Thursday | 2 | 16 | 469800.3841 | 1071074.6082 | 289856.3067 | -182.7618 | 7299.8534 | 4564.1346 | 1842412.5251
WeekDay | Thursday | 2 | 17 | 509093.6994 | 982603.7436 | 282134.1943 | 78735.8675 | 6078.4586 | 5250.9798 | 1863896.9433
WeekDay | Thursday | 2 | 18 | 584897.799 | 930921.3584 | 274380.7207 | 78520.3959 | 3274.4785 | 5329.8591 | 1877324.6115
WeekDay | Thursday | 2 | 19 | 768558.8931 | 954924.5016 | 267973.2721 | 77814.6534 | 2908.5353 | 5288.7824 | 2077468.6379
WeekDay | Thursday | 2 | 20 | 828509.0327 | 905612.7919 | 263901.8337 | 77639.5863 | 2751.7025 | 5050.805 | 2083465.7522
WeekDay | Thursday | 2 | 21 | 867289.4563 | 870058.1359 | 257626.8494 | 78052.755 | 2476.057 | 4778.597 | 2080281.8507
WeekDay | Thursday | 2 | 22 | 874239.8621 | 816354.9207 | 253587.697 | 78663.0736 | 2457.047 | 4555.8002 | 2029858.4006
WeekDay | Thursday | 2 | 23 | 809334.6116 | 778333.0996 | 249557.2185 | 78845.8887 | 2851.5052 | 4405.3342 | 1923327.6579
WeekDay | Friday | 2 | 0 | 738486.449 | 750586.0004 | 246997.395 | 79047.5218 | 3393.2912 | 4344.6121 | 1822855.2695
WeekDay | Friday | 2 | 1 | 682610.7257 | 732965.3162 | 246879.9879 | 79046.8315 | 4205.9702 | 4271.3883 | 1749980.2198
WeekDay | Friday | 2 | 2 | 643598.605 | 712798.7617 | 244263.7585 | 79048.521 | 4367.5555 | 4220.6376 | 1688297.8394
WeekDay | Friday | 2 | 3 | 580038.8229 | 696838.2306 | 239513.0258 | 79046.0149 | 3916.0672 | 4336.4265 | 1603688.5879
WeekDay | Friday | 2 | 4 | 568656.9975 | 696677.7183 | 238799.3232 | 79045.5712 | 4899.8365 | 4468.8842 | 1592548.3309
WeekDay | Friday | 2 | 5 | 583727.4526 | 721492.0305 | 245597.3437 | 78824.089 | 5403.6024 | 4844.677 | 1639889.1952
WeekDay | Friday | 2 | 6 | 603912.9179 | 775156.4176 | 251201.2811 | -371.2078 | 6183.0138 | 5269.7323 | 1641352.1549
WeekDay | Friday | 2 | 7 | 524671.5598 | 884677.5414 | 261352.7028 | -376.3273 | 4723.9936 | 5338.9377 | 1680388.4081
WeekDay | Friday | 2 | 8 | 448559.6426 | 1057735.4426 | 272234.6711 | -356.5344 | 4025.3749 | 4923.1099 | 1787121.7067
WeekDay | Friday | 2 | 9 | 437185.3951 | 1136590.8624 | 279396.5197 | -344.2628 | 3573.8865 | 4278.0856 | 1860680.4865
WeekDay | Friday | 2 | 10 | 431636.0358 | 1171759.0747 | 281163.82 | -258.7673 | 3417.0538 | 3800.7914 | 1891518.0084
WeekDay | Friday | 2 | 11 | 438272.4562 | 1198435.8723 | 287246.4113 | -131.2212 | 4315.2779 | 3686.342 | 1931825.1386
WeekDay | Friday | 2 | 12 | 443953.2988 | 1203380.8799 | 292621.6226 | -144.0331 | 5845.5857 | 3571.1485 | 1949228.5023
WeekDay | Friday | 2 | 13 | 436486.9641 | 1206521.9871 | 293134.3019 | -149.0079 | 6183.0138 | 3862.1089 | 1946039.3679
WeekDay | Friday | 2 | 14 | 441259.9335 | 1205306.3035 | 289627.8132 | -152.966 | 5997.666 | 4394.7674 | 1946433.5175
WeekDay | Friday | 2 | 15 | 465595.9138 | 1154176.8489 | 285339.1505 | -147.457 | 6829.355 | 4342.8261 | 1916136.6374
WeekDay | Friday | 2 | 16 | 505645.0926 | 1091327.9396 | 276771.5357 | -133.4487 | 6187.7663 | 4826.2223 | 1884625.1078
WeekDay | Friday | 2 | 17 | 548100.9342 | 999146.3892 | 270367.9964 | 78829.2168 | 4415.0806 | 5316.6134 | 1906176.2306
WeekDay | Friday | 2 | 18 | 616956.1706 | 956531.3871 | 265704.2186 | 78485.7158 | 3483.5889 | 5450.857 | 1926611.9381
WeekDay | Friday | 2 | 19 | 657112.9474 | 934458.6002 | 262172.5961 | 78416.0626 | 1706.1506 | 5387.9024 | 1939254.2594
WeekDay | Friday | 2 | 20 | 660270.0443 | 894515.7578 | 258152.2052 | 78537.1507 | 1302.1874 | 5151.711 | 1897929.0564
WeekDay | Friday | 2 | 21 | 676380.4892 | 857208.8341 | 251627.8461 | 78688.7788 | 1554.0703 | 4918.3473 | 1870378.3659
WeekDay | Friday | 2 | 22 | 683972.7276 | 815991.0893 | 246418.7154 | 78699.4819 | 1459.0202 | 4680.6676 | 1831221.7021
WeekDay | Friday | 2 | 23 | 652523.6656 | 789727.3315 | 245527.581 | 78705.803 | 1539.8128 | 4535.7083 | 1772559.9022
Saturday | Saturday | 2 | 0 | 605613.6215 | 755324.9633 | 240133.4597 | 79017.0859 | 2205.164 | 4421.5566 | 1686715.8511
Saturday | Saturday | 2 | 1 | 557607.8441 | 724992.9654 | 236910.7749 | 79050.6237 | 2666.1574 | 4323.1807 | 1605551.5462
Saturday | Saturday | 2 | 2 | 525457.5181 | 710672.6176 | 233081.4546 | 79050.5666 | 2808.7326 | 4225.1025 | 1555295.9921
Saturday | Saturday | 2 | 3 | 469548.9176 | 686559.6948 | 229082.8947 | 79052.8954 | 2609.1273 | 4257.696 | 1471111.2258
Saturday | Saturday | 2 | 4 | 451732.7249 | 684742.1652 | 238714.7526 | 79051.5758 | 2271.6992 | 4266.9234 | 1460779.8409
Saturday | Saturday | 2 | 5 | 442101.9065 | 695730.5781 | 239726.0799 | 79051.8109 | 3526.3615 | 4534.6665 | 1464671.4034
Saturday | Saturday | 2 | 6 | 449575.4573 | 713785.5446 | 240642.6579 | -141.3467 | 3992.1073 | 4574.5527 | 1412428.9732
Saturday | Saturday | 2 | 7 | 476503.7472 | 726535.2329 | 240392.5347 | -132.607 | 3079.6256 | 4307.5537 | 1450686.0871
Saturday | Saturday | 2 | 8 | 488039.6611 | 793128.1199 | 242754.8515 | -102.9703 | 2680.4149 | 3732.1813 | 1530232.2585
Saturday | Saturday | 2 | 9 | 488833.6779 | 874826.6184 | 244849.0385 | -100.6415 | 2385.7594 | 3085.5199 | 1613879.9726
Saturday | Saturday | 2 | 10 | 482675.2562 | 909202.3593 | 244543.5626 | -90.6743 | 1653.873 | 2343.4592 | 1640327.8361
Saturday | Saturday | 2 | 11 | 488076.34 | 934542.4298 | 244505.2117 | -91.3349 | 2403.1357 | 2414.7482 | 1671850.5306
Saturday | Saturday | 2 | 12 | 492633.3043 | 934694.3609 | 248522.0118 | -93.8006 | 2846.7527 | 2338.5479 | 1680941.177
Saturday | Saturday | 2 | 13 | 488822.2528 | 924598.9704 | 249888.8024 | -96.5944 | 3407.5487 | 3597.4912 | 1670218.4712
Saturday | Saturday | 2 | 14 | 486556.7713 | 908470.8138 | 248260.3626 | -98.3356 | 3350.5186 | 2884.601 | 1649424.7317
Saturday | Saturday | 2 | 15 | 493835.5681 | 898589.321 | 245625.3794 | -98.073 | 3226.9534 | 4808.8093 | 1645987.9581
Saturday | Saturday | 2 | 16 | 503571.5315 | 883459.2727 | 242966.1053 | -200.175 | 4224.9802 | 4613.2482 | 1638634.9629
Saturday | Saturday | 2 | 17 | 519093.1351 | 851508.135 | 237686.2055 | 78773.403 | 4177.4551 | 4859.4111 | 1696097.7448
Saturday | Saturday | 2 | 18 | 574218.3902 | 861334.5811 | 235168.5807 | 78744.7936 | 3497.8464 | 5181.1791 | 1758145.3712
Saturday | Saturday | 2 | 19 | 586170.3236 | 851078.4816 | 230832.8013 | 78480.9274 | 2609.1273 | 5152.0086 | 1754323.6698
Saturday | Saturday | 2 | 20 | 589516.6555 | 828792.691 | 224853.628 | 78440.675 | 2067.3413 | 4864.1736 | 1728535.1644
Saturday | Saturday | 2 | 21 | 590593.3784 | 811328.9477 | 222473.3067 | 78441.4543 | 2005.5587 | 4717.8749 | 1709560.5207
Saturday | Saturday | 2 | 22 | 592305.2787 | 780320.5882 | 220274.0215 | 78665.4411 | 1896.251 | 4529.3087 | 1677990.8892
Saturday | Saturday | 2 | 23 | 575934.0338 | 756783.1713 | 218184.1147 | 78768.0811 | 2442.7895 | 4341.9332 | 1636454.1235
Sunday | Sunday | 2 | 0 | 540923.0527 | 732342.7849 | 217533.1377 | 78983.816 | 2761.2076 | 4257.9937 | 1576801.9925
Sunday | Sunday | 2 | 1 | 508840.8757 | 703622.0693 | 217627.599 | 79047.537 | 3098.6357 | 4132.5309 | 1516369.2476
Sunday | Sunday | 2 | 2 | 482420.3883 | 678331.5794 | 217089.154 | 79049.7744 | 3174.6758 | 4076.2736 | 1464141.8456
Sunday | Sunday | 2 | 3 | 455137.4125 | 674936.9552 | 215625.4194 | 79052.4213 | 2870.5153 | 4088.3288 | 1431711.0524
Sunday | Sunday | 2 | 4 | 437165.197 | 671285.0488 | 216320.3865 | 79051.2812 | 2842.0002 | 4077.9108 | 1410741.8245
Sunday | Sunday | 2 | 5 | 427545.1115 | 672992.8927 | 217546.0288 | 79052.5484 | 2770.7126 | 4231.0557 | 1404138.3495
Sunday | Sunday | 2 | 6 | 428173.3607 | 676622.686 | 218366.6527 | -141.801 | 3531.114 | 4220.0423 | 1330772.0547
Sunday | Sunday | 2 | 7 | 455143.3004 | 670593.7954 | 216978.033 | -122.1254 | 2575.8597 | 3969.5633 | 1349138.4265
Sunday | Sunday | 2 | 8 | 482815.9544 | 702783.4023 | 220714.433 | -86.9567 | 1977.0436 | 3401.7812 | 1411605.6579
Sunday | Sunday | 2 | 9 | 495302.4357 | 730757.1758 | 223487.9962 | -86.529 | 1525.5553 | 2976.8749 | 1453963.5089
Sunday | Sunday | 2 | 10 | 486303.9283 | 759591.2665 | 223689.9328 | -87.1439 | 1216.6422 | 3283.9088 | 1473998.5346
Sunday | Sunday | 2 | 11 | 486467.3687 | 780333.2924 | 224518.0424 | -91.7397 | 1767.9332 | 2434.5425 | 1495429.4395
Sunday | Sunday | 2 | 12 | 487796.0497 | 802495.9627 | 224789.5921 | -95.6294 | 2457.047 | 2685.7656 | 1520128.7877
Sunday | Sunday | 2 | 13 | 481972.9486 | 802264.7708 | 222333.9782 | -102.8622 | 3540.619 | 3040.2759 | 1513049.7303
Sunday | Sunday | 2 | 14 | 471636.8505 | 804300.0094 | 221424.0195 | -103.229 | 3569.134 | 2915.5574 | 1503742.3418
Sunday | Sunday | 2 | 15 | 471525.5579 | 802576.0643 | 220966.9614 | -102.1346 | 3821.017 | 3566.6836 | 1502354.1496
Sunday | Sunday | 2 | 16 | 478705.2413 | 798089.6645 | 222385.8987 | -184.0099 | 3469.3314 | 4352.5 | 1506818.6259
Sunday | Sunday | 2 | 17 | 501044.8163 | 796569.8642 | 221759.2394 | 78769.6267 | 3645.1742 | 4741.5386 | 1606530.2594
Sunday | Sunday | 2 | 18 | 558538.7216 | 818220.1383 | 222503.787 | 78763.7135 | 1744.1707 | 4794.2241 | 1684564.7551
Sunday | Sunday | 2 | 19 | 712895.86 | 852479.3703 | 220934.506 | 78731.7031 | 2314.4717 | 4808.6605 | 1872164.5715
Sunday | Sunday | 2 | 20 | 752271.5634 | 817040.4121 | 213722.6168 | 78706.0724 | 2029.3212 | 4553.8655 | 1868323.8515
Sunday | Sunday | 2 | 21 | 795721.7536 | 794210.0322 | 209458.55 | 78714.4773 | 1777.4383 | 4423.3425 | 1884305.5938
Sunday | Sunday | 2 | 22 | 788816.2801 | 774618.1771 | 207063.7474 | 78726.1058 | 1810.7058 | 4403.9948 | 1855439.0109
Sunday | Sunday | 2 | 23 | 732053.2342 | 755489.2138 | 207474.3678 | 79037.6329 | 2342.9868 | 4370.0618 | 1780767.4973
WeekDay | Monday | 2 | 0 | 671611.2455 | 736369.2864 | 208099.8773 | 79049.2371 | 3298.241 | 4248.0221 | 1702675.9096
WeekDay | Monday | 2 | 1 | 621346.9714 | 722681.978 | 207834.3369 | 79049.2927 | 3939.8297 | 4115.7133 | 1638968.122
WeekDay | Monday | 2 | 2 | 584059.9852 | 701995.7981 | 209179.3561 | 79052.1762 | 3659.4317 | 4053.8005 | 1582000.5477
WeekDay | Monday | 2 | 3 | 505038.0435 | 692964.4895 | 210676.5098 | 79050.11 | 2504.5721 | 4100.0863 | 1494333.8113
WeekDay | Monday | 2 | 4 | 496852.4715 | 694002.4219 | 210397.4064 | 79051.2691 | 3322.0036 | 4118.6899 | 1487744.2623
WeekDay | Monday | 2 | 5 | 525276.6571 | 725820.008 | 220091.2772 | 79050.1846 | 3217.4484 | 4287.1641 | 1557742.7394
WeekDay | Monday | 2 | 6 | 557316.9452 | 787760.7193 | 232327.8632 | -141.9159 | 3607.1541 | 4505.0496 | 1585375.8155
WeekDay | Monday | 2 | 7 | 470413.8389 | 896558.0123 | 246568.7865 | -219.4754 | 3421.8063 | 4386.2842 | 1621129.2526
WeekDay | Monday | 2 | 8 | 406791.0009 | 1061759.9113 | 259701.9548 | -98.1164 | 3074.8731 | 4005.8776 | 1735235.5013
WeekDay | Monday | 2 | 9 | 398136.9318 | 1152608.4732 | 264751.4985 | -99.8858 | 2808.7326 | 3776.0858 | 1821981.8361
WeekDay | Monday | 2 | 10 | 399541.2502 | 1212821.7577 | 264396.7785 | -59.7552 | 2903.7828 | 3131.9545 | 1882735.7686
WeekDay | Monday | 2 | 11 | 419174.9658 | 1240687.1008 | 270264.0002 | -49.8504 | 3573.8865 | 2516.1007 | 1936166.2037
WeekDay | Monday | 2 | 12 | 428221.1382 | 1236044.1763 | 273038.9256 | -49.8451 | 4975.8766 | 1909.6231 | 1944139.8947
WeekDay | Monday | 2 | 13 | 424985.7776 | 1242166.3396 | 272472.0138 | -50.7895 | 5261.0271 | 2545.8665 | 1947380.2352
WeekDay | Monday | 2 | 14 | 427577.825 | 1233937.8065 | 272017.9334 | -51.0293 | 5451.1275 | 2446.7465 | 1941380.4096
WeekDay | Monday | 2 | 15 | 474449.9474 | 1181251.6782 | 267945.0455 | -84.0579 | 4762.0137 | 3107.5466 | 1931432.1735
WeekDay | Monday | 2 | 16 | 522237.6737 | 1120151.8907 | 263606.6361 | -123.5196 | 4876.0739 | 3797.666 | 1914546.4209
WeekDay | Monday | 2 | 17 | 569950.5658 | 1016562.7457 | 255871.7952 | 78864.1009 | 5626.9703 | 4488.0831 | 1931364.261
WeekDay | Monday | 2 | 18 | 653140.3234 | 961427.9219 | 249127.2394 | 78689.9554 | 3554.8765 | 4721.1491 | 1950661.4657
WeekDay | Monday | 2 | 19 | 729298.8127 | 943392.0721 | 247226.8457 | 78449.812 | 2989.328 | 4688.8532 | 2006045.7237
WeekDay | Monday | 2 | 20 | 764335.837 | 899839.5333 | 242293.7566 | 78448.6712 | 2262.1941 | 4487.6366 | 1991667.6288
WeekDay | Monday | 2 | 21 | 791865.0067 | 860421.9296 | 237953.4545 | 78682.2819 | 2015.0637 | 4388.8142 | 1975326.5507
WeekDay | Monday | 2 | 22 | 786207.4154 | 807781.0661 | 235120.0547 | 78930.8986 | 1843.9734 | 4284.4852 | 1914167.8934
WeekDay | Monday | 2 | 23 | 721371.7932 | 777727.4772 | 234153.5218 | 79050.6351 | 2048.3312 | 4143.3955 | 1818495.154
WeekDay | Tuesday | 2 | 0 | 656201.1894 | 764385.3044 | 231020.8228 | 79052.7759 | 3521.6089 | 4157.683 | 1738339.3845
WeekDay | Tuesday | 2 | 1 | 605604.0637 | 735593.7907 | 228074.1211 | 79050.2645 | 4586.1709 | 4120.0293 | 1657028.4402
WeekDay | Tuesday | 2 | 2 | 571988.294 | 719755.1013 | 229184.575 | 79053.2736 | 3958.8397 | 4079.8455 | 1608019.9293
WeekDay | Tuesday | 2 | 3 | 569233.5898 | 712488.8395 | 228907.5485 | 79051.9593 | 3345.7661 | 4124.9407 | 1597152.6439
WeekDay | Tuesday | 2 | 4 | 558763.5459 | 714008.9132 | 226721.3673 | 79052.0339 | 2666.1574 | 4235.5205 | 1585447.5381
WeekDay | Tuesday | 2 | 5 | 583263.9725 | 745860.3326 | 229850.4405 | 79051.0019 | 3868.5421 | 4694.3599 | 1646588.6495
WeekDay | Tuesday | 2 | 6 | 604273.6423 | 815029.8318 | 238562.2543 | -149.584 | 4609.9334 | 5133.1074 | 1667459.1852
WeekDay | Tuesday | 2 | 7 | 502915.1281 | 928830.8367 | 246691.4211 | -332.2766 | 4115.6725 | 5187.7276 | 1687408.5094
WeekDay | Tuesday | 2 | 8 | 428803.4592 | 1099548.6772 | 258116.6912 | -260.6433 | 3821.017 | 5539.8566 | 1795569.058
WeekDay | Tuesday | 2 | 9 | 412314.8883 | 1196225.5167 | 268379.0248 | -152.8397 | 3174.6758 | 4843.7841 | 1884785.0499
WeekDay | Tuesday | 2 | 10 | 414481.5088 | 1245208.5873 | 273590.4428 | -159.7133 | 2713.6825 | 5065.2414 | 1940899.7494
WeekDay | Tuesday | 2 | 11 | 426863.8458 | 1259090.6771 | 274598.1529 | -160.7278 | 4263.0003 | 4167.2081 | 1968822.1564
WeekDay | Tuesday | 2 | 12 | 433927.8798 | 1254541.8275 | 278056.0235 | -156.6197 | 5550.9302 | 3873.1222 | 1975793.1635
WeekDay | Tuesday | 2 | 13 | 432993.5244 | 1263568.9101 | 279077.2836 | -168.4918 | 5883.6058 | 4011.3843 | 1985366.2163
WeekDay | Tuesday | 2 | 14 | 445137.8131 | 1261608.3781 | 282408.2187 | -163.7871 | 6073.7061 | 3915.5385 | 1998979.8674
WeekDay | Tuesday | 2 | 15 | 480373.0045 | 1209615.667 | 281993.7796 | -148.0057 | 6202.0239 | 4458.615 | 1982495.0844
WeekDay | Tuesday | 2 | 16 | 530977.1114 | 1138178.2071 | 274043.7779 | -122.512 | 7219.0607 | 5001.245 | 1955296.8902
WeekDay | Tuesday | 2 | 17 | 578874.8229 | 1040880.7634 | 266299.3155 | 79081.4499 | 6468.1643 | 5136.084 | 1976740.6
WeekDay | Tuesday | 2 | 18 | 652849.9097 | 998162.0589 | 258185.9482 | 79071.5718 | 4077.6525 | 5096.4955 | 1997443.6365
WeekDay | Tuesday | 2 | 19 | 748597.9121 | 971221.8969 | 256527.0134 | 78568.585 | 2799.2276 | 5042.4706 | 2062757.1056
WeekDay | Tuesday | 2 | 20 | 786657.9169 | 921738.5769 | 253248.7323 | 78197.2638 | 2927.5454 | 4804.4933 | 2047574.5284
WeekDay | Tuesday | 2 | 21 | 820434.8808 | 866902.053 | 249218.4095 | 78263.6217 | 2509.3246 | 4647.9253 | 2021976.2149
WeekDay | Tuesday | 2 | 22 | 813066.097 | 824316.7299 | 245683.7844 | 78784.4112 | 2808.7326 | 4470.5213 | 1969130.2765
WeekDay | Tuesday | 2 | 23 | 745970.6675 | 789971.145 | 243405.9476 | 79034.563 | 3127.1507 | 4331.664 | 1865841.1377
WeekDay | Wednesday | 2 | 0 | 674263.8085 | 756345.8057 | 240140.6907 | 79050.5834 | 4186.9602 | 4314.3998 | 1758302.2482
WeekDay | Wednesday | 2 | 1 | 625108.6432 | 731931.194 | 237829.4399 | 79058.1419 | 4804.7863 | 4284.1876 | 1683016.3929
WeekDay | Wednesday | 2 | 2 | 590182.028 | 712031.8793 | 237796.7663 | 79056.9775 | 4448.3481 | 4210.3684 | 1627726.3677
WeekDay | Wednesday | 2 | 3 | 555601.4991 | 704337.0913 | 237311.4284 | 79057.645 | 3977.8498 | 4251.7429 | 1584537.2564
WeekDay | Wednesday | 2 | 4 | 543872.7452 | 710132.1428 | 237635.2314 | 79056.8976 | 3778.2444 | 4393.2791 | 1578868.5406
WeekDay | Wednesday | 2 | 5 | 570095.2489 | 739184.4974 | 242302.9722 | 79057.6678 | 4975.8766 | 4649.4136 | 1640265.6765
WeekDay | Wednesday | 2 | 6 | 593864.1622 | 781711.9585 | 250509.1178 | -140.4692 | 6420.6393 | 5084.738 | 1637450.1466
WeekDay | Wednesday | 2 | 7 | 498245.746 | 884176.6356 | 261245.2532 | -132.5416 | 4315.2779 | 5168.5286 | 1653018.8999
WeekDay | Wednesday | 2 | 8 | 427434.8917 | 1066081.6341 | 271776.7387 | -113.1741 | 4087.1575 | 4134.3169 | 1773401.5647
WeekDay | Wednesday | 2 | 9 | 412382.4965 | 1170871.5756 | 281130.8115 | -120.6908 | 3226.9534 | 4226.1443 | 1871717.2904
WeekDay | Wednesday | 2 | 10 | 418271.516 | 1219087.7995 | 284975.7116 | -118.907 | 3906.5622 | 3204.7318 | 1929327.4142
WeekDay | Wednesday | 2 | 11 | 426226.0993 | 1244207.4386 | 286182.0045 | -119.875 | 4434.0906 | 3420.9802 | 1964350.7382
WeekDay | Wednesday | 2 | 12 | 430521.7228 | 1246737.1495 | 288929.8791 | -121.1421 | 4828.5488 | 2859.4489 | 1973755.6071
WeekDay | Wednesday | 2 | 13 | 428979.564 | 1259128.5225 | 289919.3396 | -123.0097 | 5855.0907 | 2719.2521 | 1986478.7593
WeekDay | Wednesday | 2 | 14 | 440004.5324 | 1250902.4304 | 288077.6742 | -147.8162 | 5883.6058 | 2944.7278 | 1987665.1544
WeekDay | Wednesday | 2 | 15 | 482246.9796 | 1203693.3758 | 284225.9582 | -142.5993 | 7276.0908 | 3618.6249 | 1980918.43
WeekDay | Wednesday | 2 | 16 | 531158.577 | 1125321.7425 | 277530.7307 | -134.7082 | 7276.0908 | 4411.4362 | 1945563.869
WeekDay | Wednesday | 2 | 17 | 572895.7426 | 1025615.4959 | 269844.6241 | 78796.6326 | 6701.0373 | 5024.9088 | 1958878.4412
WeekDay | Wednesday | 2 | 18 | 646085.8673 | 980701.6348 | 263725.7146 | 78590.3245 | 4191.7127 | 5301.7305 | 1978596.9843
WeekDay | Wednesday | 2 | 19 | 722627.4285 | 975043.5167 | 259400.5217 | 78303.1183 | 3478.8364 | 5309.6184 | 2044163.04
WeekDay | Wednesday | 2 | 20 | 766939.0938 | 918937.8549 | 255292.054 | 78258.4954 | 3098.6357 | 4986.8086 | 2027512.9424
WeekDay | Wednesday | 2 | 21 | 817034.4407 | 870280.1138 | 249673.955 | 78738.1201 | 2599.6223 | 4741.0922 | 2023067.344
WeekDay | Wednesday | 2 | 22 | 820843.0606 | 819929.3688 | 249384.3002 | 79021.2914 | 2618.6323 | 4582.7383 | 1976379.3916
WeekDay | Wednesday | 2 | 23 | 756955.775 | 788522.2092 | 247492.8903 | 79021.6628 | 3502.5989 | 4428.2539 | 1879923.3901
WeekDay | Thursday | 2 | 0 | 683242.0625 | 706906.9912 | 242790.0779 | 79047.0918 | 4391.318 | 4316.4834 | 1720694.0249
WeekDay | Thursday | 2 | 1 | 630929.6294 | 691388.5215 | 240529.5722 | 79055.5552 | 4638.4485 | 4254.273 | 1650795.9998
WeekDay | Thursday | 2 | 2 | 595745.8896 | 675630.4745 | 238811.6693 | 79055.2881 | 4453.1007 | 4137.2935 | 1597833.7156
WeekDay | Thursday | 2 | 3 | 570599.1695 | 671597.7428 | 238728.0421 | 79056.1853 | 2941.8029 | 4227.3349 | 1567150.2775
WeekDay | Thursday | 2 | 4 | 557632.2988 | 671531.2901 | 240443.0766 | 79057.594 | 2290.7092 | 4374.229 | 1555329.1977
WeekDay | Thursday | 2 | 5 | 578218.0377 | 698762.9937 | 244720.6298 | 79054.4707 | 2461.7995 | 4676.5004 | 1607894.4319
WeekDay | Thursday | 2 | 6 | 600591.1463 | 747525.9484 | 253971.9383 | -142.2614 | 3740.2243 | 5011.8119 | 1610698.8078
WeekDay | Thursday | 2 | 7 | 504512.4241 | 866314.3126 | 264934.7166 | -138.5514 | 3421.8063 | 5077.4454 | 1644122.1536
WeekDay | Thursday | 2 | 8 | 431901.0316 | 1039622.1919 | 276281.5094 | -121.9663 | 3545.3715 | 4932.7837 | 1756160.9219
WeekDay | Thursday | 2 | 9 | 415046.013 | 1125091.4138 | 279764.8552 | -133.623 | 3103.3882 | 4688.2579 | 1827560.3052
WeekDay | Thursday | 2 | 10 | 420789.8898 | 1176106.3133 | 283155.86 | -142.4014 | 3283.9835 | 4051.8657 | 1887245.511
WeekDay | Thursday | 2 | 11 | 432998.9284 | 1203065.5082 | 283117.5782 | -144.0354 | 4381.813 | 3612.0764 | 1927031.8688
WeekDay | Thursday | 2 | 12 | 441087.352 | 1206360.0078 | 288618.0942 | -151.1807 | 5004.3917 | 3474.7074 | 1944393.3723
WeekDay | Thursday | 2 | 13 | 435716.9773 | 1216592.2179 | 290548.9314 | -153.8603 | 5503.4051 | 3789.3316 | 1951997.003
WeekDay | Thursday | 2 | 14 | 445269.9604 | 1210161.7304 | 290146.6045 | -156.7468 | 5674.4954 | 3684.1096 | 1954780.1535
WeekDay | Thursday | 2 | 15 | 485097.5731 | 1155512.1487 | 287620.3422 | -152.5193 | 7827.3818 | 4492.548 | 1940397.4745
WeekDay | Thursday | 2 | 16 | 533388.9308 | 1089122.9579 | 281439.0154 | -138.5339 | 6496.6794 | 4602.8301 | 1914911.8798
WeekDay | Thursday | 2 | 17 | 588305.6773 | 994656.5552 | 273943.3442 | 78752.0066 | 3944.5822 | 5170.1658 | 1944772.3313
WeekDay | Thursday | 2 | 18 | 673620.5542 | 955934.3982 | 269013.8981 | 78669.6412 | 2623.3848 | 5298.9027 | 1985160.7793
WeekDay | Thursday | 2 | 19 | 768558.8931 | 952878.1197 | 262483.7749 | 78447.2541 | 2908.5353 | 5275.8343 | 2070552.4113
WeekDay | Thursday | 2 | 20 | 828509.0327 | 903865.7579 | 260723.6554 | 78620.8045 | 2751.7025 | 5013.7466 | 2079484.6996
WeekDay | Thursday | 2 | 21 | 867289.4563 | 867653.286 | 257024.0637 | 79012.7024 | 2476.057 | 4746.1523 | 2078201.7178
WeekDay | Thursday | 2 | 22 | 874239.8621 | 812323.5526 | 254074.5466 | 79017.5593 | 2457.047 | 4572.7667 | 2026685.3343
WeekDay | Thursday | 2 | 23 | 809334.6116 | 776138.0243 | 253956.2478 | 79038.8605 | 2851.5052 | 4425.1285 | 1925744.3779
WeekDay | Friday | 2 | 0 | 738486.449 | 748049.5405 | 251518.4762 | 79048.5354 | 3393.2912 | 4476.3256 | 1824972.618
WeekDay | Friday | 2 | 1 | 682610.7257 | 729878.0393 | 249285.0497 | 79040.7456 | 4205.9702 | 4263.9468 | 1749284.4773
WeekDay | Friday | 2 | 2 | 643598.605 | 709309.4943 | 245952.1234 | 79040.1109 | 4367.5555 | 4211.2614 | 1686479.1505
WeekDay | Friday | 2 | 3 | 606609.6111 | 696728.8146 | 241329.6479 | 79041.0979 | 2252.6891 | 4217.3634 | 1630179.224
WeekDay | Friday | 2 | 4 | 593265.867 | 697419.7979 | 244263.8365 | 79041.1908 | 3578.6391 | 4377.9497 | 1621947.2809
WeekDay | Friday | 2 | 5 | 612408.0011 | 722532.5301 | 252571.7965 | 79041.7273 | 5061.4218 | 4708.3498 | 1676323.8266
WeekDay | Friday | 2 | 6 | 625373.5956 | 772536.5568 | 259841.005 | -157.3678 | 4747.7562 | 5091.2865 | 1667432.8322
WeekDay | Friday | 2 | 7 | 533624.5192 | 889372.7789 | 270865.0046 | -144.5278 | 3616.6591 | 5056.7582 | 1702391.1923
WeekDay | Friday | 2 | 8 | 464840.1874 | 1056415.7537 | 281836.0239 | -129.4206 | 3602.4016 | 4599.5559 | 1811164.502
WeekDay | Friday | 2 | 9 | 444161.4558 | 1154591.7253 | 286431.0711 | -122.1033 | 3117.6457 | 4525.7368 | 1892705.5315
WeekDay | Friday | 2 | 10 | 442826.1548 | 1189852.0683 | 287782.1828 | -129.9518 | 3065.3681 | 4825.1805 | 1928221.0028
WeekDay | Friday | 2 | 11 | 422417.7724 | 1179739.9553 | 290179.0264 | -132.3049 | 1986.5486 | 4152.6228 | 1898343.6207
WeekDay | Friday | 2 | 12 | 424919.7024 | 1183148.6227 | 293923.2969 | -132.4129 | 3540.619 | 4016.8909 | 1909416.719
WeekDay | Friday | 2 | 13 | 418284.4964 | 1188125.5722 | 292089.211 | -158.9767 | 4129.9301 | 3966.4379 | 1906436.6711
WeekDay | Friday | 2 | 14 | 424273.8694 | 1180587.746 | 286999.7601 | -155.6251 | 3863.7896 | 3660.297 | 1899229.8369
WeekDay | Friday | 2 | 15 | 455583.0576 | 1142783.648 | 277050.1107 | -137.4601 | 4781.0238 | 4121.8153 | 1884182.1952
WeekDay | Friday | 2 | 16 | 495183.4231 | 1074134.9666 | 271814.9751 | -279.4734 | 4666.9635 | 4677.9887 | 1850198.8436
WeekDay | Friday | 2 | 17 | 528170.0601 | 984064.3248 | 265891.4383 | 78741.9306 | 4533.8933 | 4850.0349 | 1866251.682
WeekDay | Friday | 2 | 18 | 595611.2011 | 943500.2503 | 261249.1644 | 78733.6529 | 2314.4717 | 4833.5149 | 1886242.2552
WeekDay | Friday | 2 | 19 | 657112.9474 | 934282.4869 | 257881.4811 | 78677.5491 | 1706.1506 | 4816.5484 | 1934477.1635
WeekDay | Friday | 2 | 20 | 660270.0443 | 894824.4352 | 253379.8152 | 78682.3322 | 1302.1874 | 4659.8316 | 1893118.6458
WeekDay | Friday | 2 | 21 | 676380.4892 | 857407.2101 | 249339.812 | 78781.1868 | 1554.0703 | 4513.0863 | 1867975.8547
WeekDay | Friday | 2 | 22 | 683972.7276 | 816223.4831 | 244556.8706 | 79023.5357 | 1459.0202 | 4352.9465 | 1829588.5837
WeekDay | Friday | 2 | 23 | 652523.6656 | 789520.5839 | 241293.1492 | 79024.2777 | 1539.8128 | 4168.2499 | 1768069.7391
Saturday | Saturday | 2 | 0 | 605613.6215 | 755620.3649 | 241081.7858 | 79048.7797 | 2205.164 | 4094.7284 | 1687664.4443
Saturday | Saturday | 2 | 1 | 557607.8441 | 726599.414 | 236340.2121 | 79062.3755 | 2666.1574 | 4017.3374 | 1606293.3404
Saturday | Saturday | 2 | 2 | 525457.5181 | 712112.6761 | 233790.2104 | 79062.3938 | 2808.7326 | 3984.2974 | 1557215.8285
Saturday | Saturday | 2 | 3 | 469548.9176 | 687976.5373 | 230508.4532 | 79061.8961 | 2609.1273 | 3985.3392 | 1473690.2707
Saturday | Saturday | 2 | 4 | 451732.7249 | 686329.3528 | 230132.3947 | 79060.9098 | 2271.6992 | 4021.5046 | 1453548.5859
Saturday | Saturday | 2 | 5 | 442101.9065 | 696780.8159 | 230580.5455 | 79062.234 | 3526.3615 | 4125.2383 | 1456177.1017
Saturday | Saturday | 2 | 6 | 449575.4573 | 715551.2569 | 232048.8871 | -133.1481 | 3992.1073 | 4278.2344 | 1405312.7949
Saturday | Saturday | 2 | 7 | 476503.7472 | 726736.143 | 232931.1077 | -127.3163 | 3079.6256 | 4017.6351 | 1443140.9424
Saturday | Saturday | 2 | 8 | 488039.6611 | 793274.1181 | 233447.0287 | -99.8538 | 2680.4149 | 3735.3067 | 1521076.6757
Saturday | Saturday | 2 | 9 | 488833.6779 | 874333.5187 | 236546.5478 | -90.8083 | 2385.7594 | 3661.4876 | 1605670.1831
Saturday | Saturday | 2 | 10 | 482675.2562 | 908713.5576 | 239778.5321 | -100.9824 | 1653.873 | 3652.2602 | 1636372.4967
Saturday | Saturday | 2 | 11 | 488076.34 | 934845.6521 | 239921.0747 | -101.3949 | 2403.1357 | 3405.6508 | 1668550.4584
Saturday | Saturday | 2 | 12 | 492633.3043 | 936737.5949 | 235069.6456 | -106.2975 | 2846.7527 | 2583.669 | 1669764.6691
Saturday | Saturday | 2 | 13 | 488822.2528 | 926200.7277 | 231907.376 | -102.5251 | 3407.5487 | 3842.1658 | 1654077.5461
Saturday | Saturday | 2 | 14 | 486556.7713 | 907383.0272 | 228923.979 | -103.0273 | 3350.5186 | 3033.4298 | 1629144.6987
Saturday | Saturday | 2 | 15 | 493835.5681 | 896852.2053 | 224433.5166 | -111.235 | 3226.9534 | 4083.2686 | 1622320.2769
Saturday | Saturday | 2 | 16 | 503571.5315 | 881111.4678 | 220396.6254 | -220.6329 | 4224.9802 | 4255.7612 | 1613339.7332
Saturday | Saturday | 2 | 17 | 519093.1351 | 850586.8244 | 219572.488 | 78767.2318 | 4177.4551 | 4888.8792 | 1677086.0137
Saturday | Saturday | 2 | 18 | 574218.3902 | 859754.5147 | 220726.5782 | 79056.148 | 3497.8464 | 4855.988 | 1742109.4656
Saturday | Saturday | 2 | 19 | 586170.3236 | 849082.0385 | 220440.8493 | 79034.4009 | 2609.1273 | 4763.2677 | 1742100.0073
Saturday | Saturday | 2 | 20 | 589516.6555 | 827160.6128 | 217115 | 79014.7047 | 2067.3413 | 4626.3451 | 1719500.6593
Saturday | Saturday | 2 | 21 | 590593.3784 | 810271.1877 | 215020.0039 | 79007.968 | 2005.5587 | 4494.3339 | 1701392.4306
Saturday | Saturday | 2 | 22 | 592305.2787 | 781013.7045 | 212881.0744 | 79016.5867 | 1896.251 | 4351.7559 | 1671464.6511
Saturday | Saturday | 2 | 23 | 575934.0338 | 758086.6265 | 210091.7472 | 79044.5446 | 2442.7895 | 4201.2899 | 1629801.0314
Sunday | Sunday | 2 | 0 | 540923.0527 | 731058.3413 | 209613.8089 | 79052.8025 | 2761.2076 | 4166.4639 | 1567575.677
Sunday | Sunday | 2 | 1 | 508840.8757 | 702585.8023 | 207442.2508 | 79053.5156 | 3098.6357 | 4071.0646 | 1505092.1447
Sunday | Sunday | 2 | 2 | 482420.3883 | 677562.0067 | 205846.377 | 79052.728 | 3174.6758 | 4024.0347 | 1452080.2105
Sunday | Sunday | 2 | 3 | 455137.4125 | 674091.8523 | 206778.9973 | 79053.2249 | 2870.5153 | 4058.4142 | 1421990.4165
Sunday | Sunday | 2 | 4 | 437165.197 | 670582.9313 | 205958.641 | 79052.0377 | 2842.0002 | 4020.314 | 1399621.1212
Sunday | Sunday | 2 | 5 | 427545.1115 | 672785.597 | 203754.8481 | 79054.7843 | 2770.7126 | 4062.2837 | 1389973.3372
Sunday | Sunday | 2 | 6 | 428173.3607 | 675778.3879 | 203352.88 | -140.4342 | 3531.114 | 4078.3572 | 1314773.6656
Sunday | Sunday | 2 | 7 | 455143.3004 | 669954.7078 | 200830.9627 | -125.0378 | 2575.8597 | 3884.4332 | 1332264.226
Sunday | Sunday | 2 | 8 | 482815.9544 | 702109.1271 | 203749.9031 | -100.748 | 1977.0436 | 3321.5625 | 1393872.8427
Sunday | Sunday | 2 | 9 | 495302.4357 | 729877.5036 | 207272.5735 | -117.3035 | 1525.5553 | 2683.5332 | 1436544.2979
Sunday | Sunday | 2 | 10 | 486303.9283 | 758323.7407 | 209755.7643 | -134.6808 | 1216.6422 | 2344.9475 | 1457810.3422
Sunday | Sunday | 2 | 11 | 486467.3687 | 779074.2231 | 209016.6045 | -137.4548 | 1767.9332 | 1630.2713 | 1477818.9461
Sunday | Sunday | 2 | 12 | 487796.0497 | 801764.4338 | 210481.1609 | -137.3946 | 2457.047 | 1615.5373 | 1503976.8341
Sunday | Sunday | 2 | 13 | 481972.9486 | 801291.2833 | 210601.8236 | -127.6116 | 3540.619 | 1875.9878 | 1499155.0506
Sunday | Sunday | 2 | 14 | 471636.8505 | 803839.3691 | 211885.7777 | -118.308 | 3569.134 | 2260.1151 | 1493072.9384
Sunday | Sunday | 2 | 15 | 471525.5579 | 802729.6142 | 211463.7398 | -102.6019 | 3821.017 | 2975.6842 | 1492413.0112
Sunday | Sunday | 2 | 16 | 478705.2413 | 798072.6558 | 211146.375 | -98.0289 | 3469.3314 | 3633.0613 | 1494928.6359
Sunday | Sunday | 2 | 17 | 501044.8163 | 796982.3601 | 210325.5567 | 79093.7177 | 3645.1742 | 4402.953 | 1595494.578
Sunday | Sunday | 2 | 18 | 558538.7216 | 818849.2863 | 211769.7878 | 79064.7126 | 1744.1707 | 4485.4042 | 1674452.0831
Sunday | Sunday | 2 | 19 | 712895.86 | 854011.0742 | 210704.2067 | 79042.464 | 2314.4717 | 4442.2438 | 1863410.3204
Sunday | Sunday | 2 | 20 | 752271.5634 | 818204.1167 | 208977.8575 | 79027.681 | 2029.3212 | 4193.5508 | 1864704.0906
Sunday | Sunday | 2 | 21 | 795721.7536 | 795037.6666 | 211254.164 | 79027.0988 | 1777.4383 | 4126.2801 | 1886944.4013
Sunday | Sunday | 2 | 22 | 788816.2801 | 771844.5516 | 212697.2696 | 79027.3659 | 1810.7058 | 4056.7771 | 1858252.9501
Sunday | Sunday | 2 | 23 | 732053.2342 | 752931.8385 | 212970.3228 | 79032.9435 | 2342.9868 | 3972.8376 | 1783304.1634
WeekDay | Monday | 2 | 0 | 671611.2455 | 734893.1173 | 212860.369 | 79053.3817 | 3298.241 | 3977.6001 | 1705693.9547
WeekDay | Monday | 2 | 1 | 621346.9714 | 722184.1333 | 211876.031 | 79053.2219 | 3939.8297 | 3870.4433 | 1642270.6306
WeekDay | Monday | 2 | 2 | 584059.9852 | 701526.3183 | 210362.31 | 79055.7333 | 3659.4317 | 3855.8581 | 1582519.6366
WeekDay | Monday | 2 | 3 | 373425.6496 | 669803.4502 | 212154.5091 | 79058.2972 | 1283.1773 | 3884.2844 | 1339609.3678
WeekDay | Monday | 2 | 4 | 371953.9204 | 673658.5077 | 213013.1991 | 79056.7104 | 2095.8563 | 4009.1518 | 1343787.3458
WeekDay | Monday | 2 | 5 | 402289.3432 | 701675.0858 | 221771.0213 | 79054.2036 | 2547.3447 | 4281.9551 | 1411618.9537
WeekDay | Monday | 2 | 6 | 447209.6426 | 754576.8353 | 234353.0844 | -142.9608 | 3963.5923 | 4723.9768 | 1444684.1706
WeekDay | Monday | 2 | 7 | 386956.3243 | 863404.1826 | 248238.8238 | -132.5172 | 4548.1508 | 4910.9059 | 1507925.8703
WeekDay | Monday | 2 | 8 | 344137.7151 | 1015690.0228 | 261838.684 | -110.3484 | 3169.9233 | 4335.98 | 1629061.9767
WeekDay | Monday | 2 | 9 | 337672.7133 | 1102070.5597 | 272656.0833 | -123.1969 | 2699.4249 | 4190.5742 | 1719166.1586
WeekDay | Monday | 2 | 10 | 342385.3313 | 1150704.1797 | 278033.5402 | -124.7646 | 2499.8196 | 3582.013 | 1777080.1191
WeekDay | Monday | 2 | 11 | 405389.1752 | 1221581.9162 | 278709.8148 | -132.3483 | 2984.5755 | 3177.1985 | 1911710.3319
WeekDay | Monday | 2 | 12 | 411633.1629 | 1213932.9778 | 284136.4133 | -130.7904 | 3687.9468 | 3291.7967 | 1916551.5071
WeekDay | Monday | 2 | 13 | 405039.752 | 1216052.1072 | 285291.9683 | -136.3345 | 5066.1743 | 3261.138 | 1914574.8052
WeekDay | Monday | 2 | 14 | 410089.3614 | 1211762.388 | 282942.4634 | -137.8946 | 4757.2612 | 3482.4465 | 1912896.0258
WeekDay | Monday | 2 | 15 | 443840.5131 | 1163338.4372 | 280046.5755 | -128.8247 | 5322.8097 | 4070.0228 | 1896489.5337
WeekDay | Monday | 2 | 16 | 492095.7427 | 1095472.8529 | 271899.1609 | -111.6133 | 5451.1275 | 4390.0049 | 1869197.2756
WeekDay | Monday | 2 | 17 | 543166.4305 | 1003846.2726 | 263318.4809 | 79090.7368 | 3583.3916 | 4973.7117 | 1897979.0241
WeekDay | Monday | 2 | 18 | 608682.5165 | 962250.6049 | 256052.2553 | 79089.1805 | 2628.1373 | 5092.3283 | 1913795.0227
WeekDay | Monday | 2 | 19 | 720447.555 | 955944.532 | 251357.491 | 79026.7723 | 2148.1339 | 5056.014 | 2013980.4983
WeekDay | Monday | 2 | 20 | 760806.073 | 908447.2258 | 248903.3787 | 78815.4095 | 2043.5787 | 4856.1369 | 2003871.8027
WeekDay | Monday | 2 | 21 | 786092.8935 | 862889.9714 | 243549.4069 | 78818.7687 | 2200.4115 | 4593.0074 | 1978144.4595
WeekDay | Monday | 2 | 22 | 774958.7355 | 813910.6438 | 247188.6564 | 78821.7138 | 1953.2811 | 4398.637 | 1921231.6676
WeekDay | Monday | 2 | 23 | 709491.9179 | 781306.7253 | 250752.9605 | 78825.8964 | 2133.8764 | 4265.584 | 1826776.9605
WeekDay | Tuesday | 2 | 0 | 639867.8682 | 766872.5266 | 248103.2636 | 78876.2568 | 3017.843 | 4198.4621 | 1740936.2203
WeekDay | Tuesday | 2 | 1 | 587701.8347 | 740392.7079 | 238945.6433 | 79056.5506 | 3711.7093 | 4091.603 | 1653900.0488
WeekDay | Tuesday | 2 | 2 | 553315.7134 | 722657.0561 | 234640.4833 | 79055.3063 | 3873.2946 | 4028.3507 | 1597570.2046
WeekDay | Tuesday | 2 | 3 | 458764.4737 | 693542.6049 | 232798.5956 | 79056.8421 | 1672.8831 | 4071.8088 | 1469907.2082
WeekDay | Tuesday | 2 | 4 | 454075.8126 | 696461.7213 | 234485.3931 | 79056.4151 | 2556.8497 | 4233.2881 | 1470869.4798
WeekDay | Tuesday | 2 | 5 | 481769.6148 | 727562.6719 | 238731.9454 | 79055.1511 | 4082.405 | 4568.8972 | 1535770.6853
WeekDay | Tuesday | 2 | 6 | 516299.1883 | 791743.9945 | 245366.9852 | -141.1161 | 5351.3248 | 4915.9661 | 1563536.3429
WeekDay | Tuesday | 2 | 7 | 440209.0259 | 886067.8604 | 255861.1207 | -131.5225 | 4690.7261 | 4884.5632 | 1591581.7737
WeekDay | Tuesday | 2 | 8 | 381033.1194 | 1035076.433 | 267162.9617 | -107.5973 | 2965.5654 | 4377.8009 | 1690508.2832
WeekDay | Tuesday | 2 | 9 | 369532.1349 | 1121155.1442 | 276492.7653 | -113.2936 | 2342.9868 | 3935.0351 | 1773344.7727
WeekDay | Tuesday | 2 | 10 | 371300.9832 | 1168421.5452 | 280837.8237 | -128.0218 | 2181.4015 | 4293.4149 | 1826907.1468
WeekDay | Tuesday | 2 | 11 | 391092.042 | 1199022.391 | 282128.5942 | -122.3643 | 2803.9801 | 5240.1153 | 1880164.7584
WeekDay | Tuesday | 2 | 12 | 396652.5361 | 1188750.9103 | 286342.6849 | -120.0919 | 3854.2846 | 4654.7714 | 1880135.0954
WeekDay | Tuesday | 2 | 13 | 385206.001 | 1206317.9884 | 285896.9461 | -125.8338 | 4961.6191 | 5052.8886 | 1887309.6094
WeekDay | Tuesday | 2 | 14 | 393278.239 | 1191807.493 | 284943.5041 | -121.2022 | 4647.9535 | 5359.7737 | 1879915.7611
WeekDay | Tuesday | 2 | 15 | 419713.6606 | 1151278.5043 | 281336.3733 | -126.5743 | 3569.134 | 4754.3379 | 1860525.4358
WeekDay | Tuesday | 2 | 16 | 470603.5489 | 1099486.1722 | 274502.582 | -115.1361 | 3032.1006 | 4903.6133 | 1852412.8808
WeekDay | Tuesday | 2 | 17 | 516190.3833 | 1004124.4109 | 267114.5242 | 79087.6348 | 2623.3848 | 5100.5139 | 1874240.8519
WeekDay | Tuesday | 2 | 18 | 593212.1273 | 968148.1324 | 260494.0398 | 79047.11 | 2518.8296 | 5084.8868 | 1908505.126
WeekDay | Tuesday | 2 | 19 | 687416.0608 | 956278.3872 | 254958.9086 | 78420.1516 | 3089.1307 | 5105.2764 | 1985267.9152
WeekDay | Tuesday | 2 | 20 | 725568.1409 | 919730.6808 | 249808.5103 | 78198.6625 | 2842.0002 | 4673.5239 | 1980821.5185
WeekDay | Tuesday | 2 | 21 | 761420.7407 | 865409.8942 | 244278.4279 | 78420.4712 | 2357.2443 | 4422.7472 | 1956309.5256
WeekDay | Tuesday | 2 | 22 | 764309.5136 | 816894.1463 | 239119.4553 | 78473.6847 | 2438.037 | 4328.5386 | 1905563.3754
WeekDay | Tuesday | 2 | 23 | 709083.2439 | 781161.6694 | 235077.9252 | 78507.0748 | 2647.1473 | 4183.7281 | 1810660.7887
WeekDay | Wednesday | 2 | 0 | 644971.3564 | 749577.7415 | 236506.1162 | 79031.6467 | 3811.512 | 4144.2884 | 1718042.6612
WeekDay | Wednesday | 2 | 1 | 597637.3335 | 726359.5125 | 236946.8742 | 79054.5362 | 5028.1542 | 4043.0848 | 1649069.4953
WeekDay | Wednesday | 2 | 2 | 564920.4462 | 704024.3731 | 235091.1032 | 79057.39 | 4662.211 | 3962.866 | 1591718.3896
WeekDay | Wednesday | 2 | 3 | 557183.4758 | 694783.7788 | 232899.1052 | 79058.874 | 3412.3012 | 4013.319 | 1571350.8541
WeekDay | Wednesday | 2 | 4 | 546134.7328 | 704392.7704 | 230290.3178 | 79058.5772 | 3592.8966 | 4087.287 | 1567556.5818
WeekDay | Wednesday | 2 | 5 | 568778.2655 | 729618.7862 | 233793.5077 | 79058.5597 | 4762.0137 | 4414.5616 | 1620425.6944
WeekDay | Wednesday | 2 | 6 | 597963.3504 | 771922.9342 | 242979.8295 | -140.9859 | 6040.4386 | 4715.0471 | 1623480.6138
WeekDay | Wednesday | 2 | 7 | 503817.0692 | 881959.367 | 253429.1895 | -132.3977 | 5617.4653 | 4675.4586 | 1649366.152
WeekDay | Wednesday | 2 | 8 | 433516.7516 | 1060512.8827 | 264147.7798 | -133.8429 | 4234.4853 | 3886.8145 | 1766164.871
WeekDay | Wednesday | 2 | 9 | 419951.3557 | 1162606.8016 | 275353.1971 | -144.2903 | 3787.7494 | 3643.3305 | 1865198.144
WeekDay | Wednesday | 2 | 10 | 420434.1442 | 1201290.3218 | 275231.0519 | -157.4774 | 3621.4116 | 3225.8655 | 1903645.3177
WeekDay | Wednesday | 2 | 11 | 429399.5011 | 1233172.2598 | 279605.2825 | -154.9249 | 3949.3347 | 4017.4862 | 1949988.9395
WeekDay | Wednesday | 2 | 12 | 431862.2578 | 1230664.4718 | 284684.2453 | -144.0194 | 4871.3214 | 3271.2583 | 1955209.5353
WeekDay | Wednesday | 2 | 13 | 427370.5523 | 1243726.7197 | 286137.4416 | -134.0636 | 5703.0104 | 4399.5299 | 1967203.1903
WeekDay | Wednesday | 2 | 14 | 434916.8634 | 1226346.2104 | 286190.4881 | -141.6305 | 6230.5389 | 4145.0326 | 1957687.5029
WeekDay | Wednesday | 2 | 15 | 469816.6608 | 1177544.4367 | 283978.6177 | -135.5225 | 6534.6995 | 4444.3274 | 1942183.2195
WeekDay | Wednesday | 2 | 16 | 525054.2883 | 1110462.9811 | 277436.9245 | -132.212 | 6026.181 | 4360.8344 | 1923208.9974
WeekDay | Wednesday | 2 | 17 | 567241.0513 | 1022565.9594 | 269026.0994 | 79058.4943 | 5674.4954 | 5011.3654 | 1948577.465
WeekDay | Wednesday | 2 | 18 | 627098.4885 | 977629.4494 | 261016.0954 | 78969.3801 | 3531.114 | 5179.0955 | 1953423.6229
WeekDay | Wednesday | 2 | 19 | 704081.2137 | 959175.0864 | 255706.7175 | 78398.2089 | 2742.1975 | 5171.5052 | 2005274.9291
WeekDay | Wednesday | 2 | 20 | 743678.8506 | 906786.527 | 250028.6654 | 78260.4687 | 2784.9701 | 4840.361 | 1986379.8428
WeekDay | Wednesday | 2 | 21 | 782216.796 | 869482.2743 | 246029.7294 | 78414.3815 | 2390.5119 | 4605.6579 | 1983139.351
WeekDay | Wednesday | 2 | 22 | 783840.2924 | 816908.4769 | 241954.7718 | 78946.1253 | 2423.7794 | 4509.068 | 1928582.5138
WeekDay | Wednesday | 2 | 23 | 729066.0931 | 787654.3012 | 238088.679 | 79005.1089 | 2822.9902 | 4363.5133 | 1841000.6857
WeekDay | Thursday | 2 | 0 | 666564.4066 | 708561.2526 | 234641.7061 | 79038.1839 | 3730.7193 | 4269.4535 | 1696805.7221
WeekDay | Thursday | 2 | 1 | 621781.1793 | 693683.5708 | 231879.8694 | 79051.5301 | 4609.9334 | 4199.9504 | 1635206.0335
WeekDay | Thursday | 2 | 2 | 589756.9642 | 678139.9886 | 231623.3978 | 79051.3984 | 4243.9903 | 4116.1598 | 1586931.899
WeekDay | Thursday | 2 | 3 | 560547.9036 | 671357.1871 | 231682.9892 | 79051.7181 | 3716.4618 | 4164.0827 | 1550520.3424
WeekDay | Thursday | 2 | 4 | 554137.4372 | 668660.7191 | 232955.4415 | 79053.352 | 4011.1173 | 4296.838 | 1543114.9052
WeekDay | Thursday | 2 | 5 | 576753.3051 | 696354.0693 | 237406.8337 | 79051.7181 | 4914.094 | 4566.2182 | 1599046.2383
WeekDay | Thursday | 2 | 6 | 604263.2197 | 744166.2467 | 246270.1314 | -147.2652 | 5489.1475 | 5028.0342 | 1605069.5144
WeekDay | Thursday | 2 | 7 | 511088.0712 | 865946.6372 | 255776.0838 | -143.6328 | 4562.4084 | 5330.7521 | 1642560.3198
WeekDay | Thursday | 2 | 8 | 441046.472 | 1039547.8899 | 265915.0027 | -129.5286 | 2637.6423 | 5203.6523 | 1754221.1305
WeekDay | Thursday | 2 | 9 | 427225.2896 | 1124094.9687 | 277187.1282 | -144.6548 | 2799.2276 | 5065.9856 | 1836227.9448
WeekDay | Thursday | 2 | 10 | 429657.894 | 1177912.8349 | 282207.1574 | -156.3899 | 3046.3581 | 3928.9331 | 1896596.7876
WeekDay | Thursday | 2 | 11 | 439900.173 | 1195907.7927 | 281744.2632 | -146.6031 | 3901.8096 | 3507.0033 | 1924814.4387
WeekDay | Thursday | 2 | 12 | 448737.3237 | 1198433.826 | 286366.7939 | -142.785 | 5455.88 | 3504.7708 | 1942355.8095
WeekDay | Thursday | 2 | 13 | 444464.0376 | 1206969.0862 | 288144.1139 | -145.1137 | 6244.7964 | 3542.7222 | 1949219.6425
WeekDay | Thursday | 2 | 14 | 452629.5276 | 1204297.2935 | 283998.0138 | -172.6181 | 5779.0506 | 3781.2948 | 1950312.5622
WeekDay | Thursday | 2 | 15 | 492582.6206 | 1156042.4043 | 279888.6349 | -213.0729 | 5137.4619 | 4172.2683 | 1937610.3171
WeekDay | Thursday | 2 | 16 | 539699.291 | 1099939.8336 | 272933.6075 | -191.8242 | 5270.5321 | 4662.8082 | 1922314.2483
WeekDay | Thursday | 2 | 17 | 582827.9433 | 991994.5032 | 265049.7216 | 78900.8624 | 4809.5388 | 5111.8248 | 1928694.394
WeekDay | Thursday | 2 | 18 | 654801.5991 | 949137.7389 | 258574.1066 | 78683.4813 | 2837.2477 | 5285.657 | 1949319.8305
WeekDay | Thursday | 2 | 19 | 768558.8931 | 952873.4464 | 254912.0677 | 78185.5424 | 2908.5353 | 5194.8714 | 2062633.3561
WeekDay | Thursday | 2 | 20 | 828509.0327 | 904451.8337 | 251515.9988 | 78186.0614 | 2751.7025 | 4909.7153 | 2070324.3444
WeekDay | Thursday | 2 | 21 | 867289.4563 | 868687.8829 | 247623.7286 | 78296.0834 | 2476.057 | 4708.9451 | 2069082.1533
WeekDay | Thursday | 2 | 22 | 874239.8621 | 814790.5885 | 243609.203 | 78605.7612 | 2457.047 | 4538.8337 | 2018241.2955
WeekDay | Thursday | 2 | 23 | 809334.6116 | 777384.8729 | 243869.9339 | 78612.7193 | 2851.5052 | 4383.3076 | 1916436.9505
WeekDay | Friday | 2 | 0 | 738486.449 | 751118.8805 | 237931.0962 | 78655.0759 | 3393.2912 | 4270.4953 | 1813855.2881
WeekDay | Friday | 2 | 1 | 682610.7257 | 733243.6233 | 235960.9957 | 78655.4412 | 4205.9702 | 4203.82 | 1738880.5761
WeekDay | Friday | 2 | 2 | 643598.605 | 712435.4373 | 235610.1228 | 78654.0828 | 4367.5555 | 4136.2517 | 1678802.0551
WeekDay | Friday | 2 | 3 | 593853.5291 | 697868.4643 | 235772.3383 | 78654.4709 | 3977.8498 | 4230.1627 | 1614356.815
WeekDay | Friday | 2 | 4 | 583116.2931 | 696691.5087 | 236979.944 | 78655.7152 | 3079.6256 | 4297.8798 | 1602820.9664
WeekDay | Friday | 2 | 5 | 598189.9848 | 720174.822 | 242475.6814 | 78656.7768 | 4419.8331 | 4701.6525 | 1648618.7506
WeekDay | Friday | 2 | 6 | 619521.6628 | 765343.1441 | 250111.456 | -260.8632 | 6358.8566 | 5072.0875 | 1646146.3439
WeekDay | Friday | 2 | 7 | 532551.8796 | 885735.8749 | 258424.6811 | -170.6143 | 5612.7128 | 5185.0486 | 1687339.5828
WeekDay | Friday | 2 | 8 | 466562.0893 | 1060842.7634 | 269676.4112 | -167.6318 | 3445.5688 | 4622.7732 | 1804981.9741
WeekDay | Friday | 2 | 9 | 448482.3723 | 1157550.3566 | 274259.8573 | -174.9035 | 3341.0136 | 4125.536 | 1887584.2324
WeekDay | Friday | 2 | 10 | 444809.9587 | 1198353.5215 | 276612.5135 | -182.1911 | 3041.6056 | 4471.5631 | 1927106.9713
WeekDay | Friday | 2 | 11 | 422417.7724 | 1183777.6136 | 277280.9653 | -176.9331 | 1986.5486 | 4498.2035 | 1889784.1703
WeekDay | Friday | 2 | 12 | 424919.7024 | 1187433.9482 | 282509.7455 | -166.2536 | 3540.619 | 4368.7223 | 1902606.4838
WeekDay | Friday | 2 | 13 | 418284.4964 | 1192061.6379 | 282729.5659 | -179.6272 | 4129.9301 | 3581.5665 | 1900607.5697
WeekDay | Friday | 2 | 14 | 424273.8694 | 1183739.9544 | 281295.0375 | -179.5457 | 3863.7896 | 3840.5287 | 1896833.6339
WeekDay | Friday | 2 | 15 | 455583.0576 | 1144718.4407 | 277291.9292 | -176.612 | 4781.0238 | 4298.7728 | 1886496.612
WeekDay | Friday | 2 | 16 | 495183.4231 | 1075861.5114 | 269616.8681 | -157.8952 | 4666.9635 | 4682.0071 | 1849852.878
WeekDay | Friday | 2 | 17 | 528170.0601 | 987033.7817 | 265463.9366 | 79045.4411 | 4533.8933 | 5467.2282 | 1869714.3409
WeekDay | Friday | 2 | 18 | 595611.2011 | 946645.1467 | 259163.8877 | 79037.8156 | 2314.4717 | 5328.9662 | 1888101.489
WeekDay | Friday | 2 | 19 | 657112.9474 | 935238.1675 | 255514.3165 | 78983.2696 | 1706.1506 | 5318.3993 | 1933873.2509
WeekDay | Friday | 2 | 20 | 660270.0443 | 894408.4775 | 251121.6519 | 78789.845 | 1302.1874 | 5062.116 | 1890954.322
WeekDay | Friday | 2 | 21 | 676380.4892 | 856957.9035 | 243226.3125 | 78799.1676 | 1554.0703 | 4761.4817 | 1861679.4249
WeekDay | Friday | 2 | 22 | 683972.7276 | 815850.0216 | 239917.4873 | 78807.1668 | 1459.0202 | 4668.166 | 1824674.5894
WeekDay | Friday | 2 | 23 | 652523.6656 | 790051.76 | 236187.8056 | 78806.7429 | 1539.8128 | 4515.1699 | 1763624.9568
Saturday | Saturday | 2 | 0 | 605613.6215 | 755856.0192 | 231969.4925 | 78804.6828 | 2205.164 | 4305.9166 | 1678754.8965
Saturday | Saturday | 2 | 1 | 557607.8441 | 726605.6135 | 226285.507 | 78812.2626 | 2666.1574 | 4230.1627 | 1596207.5472
Saturday | Saturday | 2 | 2 | 525457.5181 | 712497.8454 | 221938.2749 | 78823.6392 | 2808.7326 | 4131.7868 | 1545657.7971
Saturday | Saturday | 2 | 3 | 469548.9176 | 689061.7744 | 220454.1678 | 78846.2578 | 2609.1273 | 4163.785 | 1464684.0299
Saturday | Saturday | 2 | 4 | 451732.7249 | 687388.4046 | 218834.7071 | 79020.1856 | 2271.6992 | 4133.8704 | 1443381.5917
Saturday | Saturday | 2 | 5 | 442101.9065 | 698018.8851 | 220046.4233 | 79020.9276 | 3526.3615 | 4391.1955 | 1447105.6995
Saturday | Saturday | 2 | 6 | 449575.4573 | 716946.1518 | 231629.9674 | -173.9963 | 3992.1073 | 4551.0377 | 1406520.7252
Saturday | Saturday | 2 | 7 | 476503.7472 | 729095.1864 | 231944.8503 | -162.571 | 3079.6256 | 4296.5404 | 1444757.379
Saturday | Saturday | 2 | 8 | 488039.6611 | 796143.7608 | 234274.5775 | -132.9335 | 2680.4149 | 4067.0463 | 1525072.5271
Saturday | Saturday | 2 | 9 | 488833.6779 | 877292.057 | 236896.6431 | -132.3741 | 2385.7594 | 3865.3831 | 1609141.1465
Saturday | Saturday | 2 | 10 | 482675.2562 | 911485.2698 | 239458.8861 | -131.6367 | 1653.873 | 3790.6711 | 1638932.3196
Saturday | Saturday | 2 | 11 | 488076.34 | 937216.2461 | 240509.8218 | -134.1793 | 2403.1357 | 3108.8861 | 1671180.2504
Saturday | Saturday | 2 | 12 | 492633.3043 | 939613.8331 | 242168.2994 | -142.2675 | 2846.7527 | 3109.0349 | 1680228.957
Saturday | Saturday | 2 | 13 | 488822.2528 | 929639.3072 | 241828.558 | -144.0369 | 3407.5487 | 3372.462 | 1666926.0919
Saturday | Saturday | 2 | 14 | 486556.7713 | 911798.9038 | 238959.4065 | -142.6952 | 3350.5186 | 3279.1463 | 1643802.0513
Saturday | Saturday | 2 | 15 | 493835.5681 | 901090.0108 | 235690.9194 | -148.5346 | 3226.9534 | 3705.0945 | 1637400.0116
Saturday | Saturday | 2 | 16 | 503571.5315 | 885963.2545 | 232954.3643 | -150.3565 | 4224.9802 | 4185.3652 | 1630749.1392
Saturday | Saturday | 2 | 17 | 519093.1351 | 854607.9861 | 231172.764 | 79047.5598 | 4177.4551 | 5103.9369 | 1693202.8371
Saturday | Saturday | 2 | 18 | 574218.3902 | 863659.133 | 230750.4148 | 79039.7631 | 3497.8464 | 5139.8047 | 1756305.3522
Saturday | Saturday | 2 | 19 | 586170.3236 | 852270.1409 | 228688.8211 | 79018.2952 | 2609.1273 | 5094.5607 | 1753851.2688
Saturday | Saturday | 2 | 20 | 589516.6555 | 830349.0811 | 226469.8222 | 78978.0786 | 2067.3413 | 4843.1888 | 1732224.1674
Saturday | Saturday | 2 | 21 | 590593.3784 | 813106.3377 | 223625.3494 | 78978.294 | 2005.5587 | 4671.7379 | 1712980.6562
Saturday | Saturday | 2 | 22 | 592305.2787 | 781524.0264 | 221625.2147 | 78980.6471 | 1896.251 | 4499.2453 | 1680830.6631
Saturday | Saturday | 2 | 23 | 575934.0338 | 759345.8185 | 219556.7636 | 78981.4119 | 2442.7895 | 4335.98 | 1640596.7973
Sunday | Sunday | 2 | 0 | 540923.0527 | 730103.0588 | 215437.7316 | 78982.8663 | 2761.2076 | 4243.7061 | 1572451.623
Sunday | Sunday | 2 | 1 | 508840.8757 | 700629.6342 | 212434.3628 | 78984.106 | 3098.6357 | 4158.8737 | 1508146.488
Sunday | Sunday | 2 | 2 | 482420.3883 | 675375.8949 | 211688.5215 | 78993.2269 | 3174.6758 | 4073.2971 | 1455726.0045
Sunday | Sunday | 2 | 3 | 455137.4125 | 672428.2264 | 210360.4661 | 79011.6841 | 2870.5153 | 4046.6567 | 1423854.961
Sunday | Sunday | 2 | 4 | 437165.197 | 669420.8486 | 208724.4743 | 79013.2656 | 2842.0002 | 4022.6953 | 1401188.4808
Sunday | Sunday | 2 | 5 | 427545.1115 | 671164.4946 | 206893.4536 | 79013.2382 | 2770.7126 | 4156.1947 | 1391543.2052
Sunday | Sunday | 2 | 6 | 428173.3607 | 673720.2007 | 204773.8298 | -179.9042 | 3531.114 | 4106.4859 | 1314125.0868
Sunday | Sunday | 2 | 7 | 455143.3004 | 667179.4778 | 203616.6029 | -164.3221 | 2575.8597 | 3751.5291 | 1332102.4477
Sunday | Sunday | 2 | 8 | 482815.9544 | 699381.4939 | 205491.1333 | -137.8779 | 1977.0436 | 3079.5668 | 1392607.3141
Sunday | Sunday | 2 | 9 | 495302.4357 | 726631.4086 | 207365.4269 | -139.8299 | 1525.5553 | 2575.4834 | 1433260.4801
Sunday | Sunday | 2 | 10 | 486303.9283 | 755609.0527 | 209509.7616 | -153.4668 | 1216.6422 | 2580.8413 | 1455066.7593
Sunday | Sunday | 2 | 11 | 486467.3687 | 776795.4489 | 211637.4232 | -159.7042 | 1767.9332 | 2093.5756 | 1478602.0454
Sunday | Sunday | 2 | 12 | 487796.0497 | 799849.1518 | 214013.3001 | -164.6471 | 2457.047 | 2007.5525 | 1505958.4541
Sunday | Sunday | 2 | 13 | 481972.9486 | 800326.3507 | 213839.7897 | -166.7886 | 3540.619 | 2180.3428 | 1501693.2621
Sunday | Sunday | 2 | 14 | 471636.8505 | 803143.6735 | 213698.583 | -169.3518 | 3569.134 | 2614.6254 | 1494493.5146
Sunday | Sunday | 2 | 15 | 471525.5579 | 800819.4137 | 213114.0647 | -162.5839 | 3821.017 | 3251.9106 | 1492369.3799
Sunday | Sunday | 2 | 16 | 478705.2413 | 795943.1867 | 211916.8028 | -161.0543 | 3469.3314 | 4202.3317 | 1494075.8396
Sunday | Sunday | 2 | 17 | 501044.8163 | 793558.108 | 210263.8103 | 79034.7974 | 3645.1742 | 4738.7109 | 1592285.4171
Sunday | Sunday | 2 | 18 | 558538.7216 | 814904.772 | 211076.7805 | 79025.1818 | 1744.1707 | 4969.098 | 1670258.7245
Sunday | Sunday | 2 | 19 | 712895.86 | 850035.8862 | 212312.9474 | 78998.3395 | 2314.4717 | 4897.5113 | 1861455.0161
Sunday | Sunday | 2 | 20 | 752271.5634 | 815014.0951 | 212135.1493 | 78962.3855 | 2029.3212 | 4664.5941 | 1865077.1086
Sunday | Sunday | 2 | 21 | 795721.7536 | 791987.7225 | 211766.0689 | 78970.4744 | 1777.4383 | 4550.74 | 1884774.1977
Sunday | Sunday | 2 | 22 | 788816.2801 | 771864.6907 | 210822.2455 | 78984.9081 | 1810.7058 | 4451.0247 | 1856749.8549
Sunday | Sunday | 2 | 23 | 732053.2342 | 752273.7629 | 211902.579 | 78985.9697 | 2342.9868 | 4325.1155 | 1781883.6481
WeekDay | Monday | 2 | 0 | 671611.2455 | 732520.4116 | 211562.6014 | 79015.2671 | 3298.241 | 4262.6074 | 1702270.374
WeekDay | Monday | 2 | 1 | 621346.9714 | 719766.4289 | 212389.2223 | 79017.7617 | 3939.8297 | 4212.452 | 1640672.6661
WeekDay | Monday | 2 | 2 | 584059.9852 | 699260.3663 | 213712.4543 | 79019.4512 | 3659.4317 | 4161.4037 | 1583873.0925
WeekDay | Monday | 2 | 3 | 571388.2792 | 688201.2636 | 208254.9668 | 79020.0106 | 2727.94 | 4207.3919 | 1553799.8521
WeekDay | Monday | 2 | 4 | 556447.6817 | 690785.8408 | 218636.5998 | 79019.127 | 2989.328 | 4438.0766 | 1552316.6539
WeekDay | Monday | 2 | 5 | 574447.1158 | 719333.8943 | 217024.3858 | 79018.745 | 4296.2679 | 4801.9632 | 1598922.3718
WeekDay | Monday | 2 | 6 | 591660.9442 | 787309.1653 | 228804.5211 | -178.1569 | 5018.6492 | 5183.2627 | 1617798.3856
WeekDay | Monday | 2 | 7 | 491876.842 | 911545.4129 | 240321.897 | -168.7467 | 4030.1274 | 5354.5647 | 1652960.0972
WeekDay | Monday | 2 | 8 | 424561.6485 | 1087466.3407 | 255423.7898 | -162.0215 | 2637.6423 | 5114.3549 | 1775041.7548
WeekDay | Monday | 2 | 9 | 414762.9818 | 1162704.3562 | 261333.2586 | -175.3814 | 2162.3915 | 4111.8437 | 1844899.4504
WeekDay | Monday | 2 | 10 | 420097.7269 | 1218094.8684 | 266346.167 | -190.3767 | 2428.5319 | 3772.3651 | 1910549.2826
WeekDay | Monday | 2 | 11 | 432138.2139 | 1268752.3744 | 268744.6322 | -193.3379 | 2889.5253 | 3480.9582 | 1975812.3662
WeekDay | Monday | 2 | 12 | 442723.0573 | 1254721.5176 | 273486.871 | -200.6711 | 3108.1407 | 3515.1888 | 1977354.1043
WeekDay | Monday | 2 | 13 | 442548.932 | 1272907.3011 | 274883.3761 | -196.0121 | 3122.3982 | 3376.0339 | 1996642.0292
WeekDay | Monday | 2 | 14 | 451156.2279 | 1273663.0039 | 274042.0876 | -188.1157 | 3835.2745 | 4147.5627 | 2006656.0408
WeekDay | Monday | 2 | 15 | 488782.2941 | 1208248.4564 | 270597.0373 | -188.5913 | 5313.3047 | 3735.6044 | 1976488.1056
WeekDay | Monday | 2 | 16 | 538542.796 | 1134196.4856 | 264558.3749 | -181.8829 | 6259.054 | 4265.7328 | 1947640.5604
WeekDay | Monday | 2 | 17 | 592392.6182 | 1024875.0697 | 256046.7142 | 79024.1011 | 5218.2546 | 4807.1722 | 1962363.9299
WeekDay | Monday | 2 | 18 | 661846.5953 | 976201.9636 | 248841.5371 | 79029.6726 | 3526.3615 | 5111.5272 | 1974557.6572
WeekDay | Monday | 2 | 19 | 767336.6916 | 956269.836 | 243875.1904 | 79018.9223 | 2181.4015 | 5061.223 | 2053743.2649
WeekDay | Monday | 2 | 20 | 811187.5025 | 903633.7051 | 240541.0987 | 78995.4841 | 1767.9332 | 4844.5282 | 2040970.2518
WeekDay | Monday | 2 | 21 | 841701.5485 | 860454.4816 | 234319.637 | 78985.0436 | 1687.1406 | 4609.8251 | 2021757.6764
WeekDay | Monday | 2 | 22 | 833241.2843 | 818113.2498 | 243365.7429 | 78986.4888 | 1862.9834 | 4359.1973 | 1979928.9465
WeekDay | Monday | 2 | 23 | 768959.1751 | 785411.8925 | 243367.1073 | 78988.7764 | 1877.2409 | 4284.7829 | 1882888.9751
WeekDay | Tuesday | 2 | 0 | 695395.2866 | 771001.3602 | 241247.0443 | 78999.9521 | 2842.0002 | 4127.9173 | 1793613.5607
WeekDay | Tuesday | 2 | 1 | 645240.4973 | 746134.1961 | 239107.1279 | 79009.7367 | 3336.2611 | 4056.1817 | 1716884.0008
WeekDay | Tuesday | 2 | 2 | 608272.1886 | 728036.3317 | 238739.7702 | 79015.4269 | 3554.8765 | 3970.0098 | 1661588.6037
WeekDay | Tuesday | 2 | 3 | 576184.1365 | 708953.1676 | 236184.7132 | 79015.4725 | 3740.2243 | 4038.4711 | 1608116.1853
WeekDay | Tuesday | 2 | 4 | 563133.1976 | 714227.7397 | 230870.6747 | 79016.5814 | 3222.2009 | 4184.9187 | 1594655.313
WeekDay | Tuesday | 2 | 5 | 582665.0714 | 744130.3137 | 230091.8393 | 79015.3942 | 4058.6424 | 4468.14 | 1644429.4011
WeekDay | Tuesday | 2 | 6 | 597778.4363 | 814658.6677 | 237347.0314 | -180.8456 | 6216.2814 | 4870.1268 | 1660689.6981
WeekDay | Tuesday | 2 | 7 | 498569.9657 | 927525.4335 | 245126.094 | -171.6645 | 5427.3649 | 4807.9163 | 1681285.1099
WeekDay | Tuesday | 2 | 8 | 428157.1365 | 1091378.6715 | 255376.323 | -163.8876 | 3336.2611 | 4345.8027 | 1782430.3072
WeekDay | Tuesday | 2 | 9 | 415247.7287 | 1185518.694 | 264668.6559 | -180.2444 | 3264.9735 | 4223.3166 | 1872743.1243
WeekDay | Tuesday | 2 | 10 | 419572.7135 | 1239321.0566 | 268871.6119 | -187.2359 | 3393.2912 | 3621.0062 | 1934592.4434
WeekDay | Tuesday | 2 | 11 | 418582.6145 | 1241928.5354 | 271140.8043 | -184.4224 | 3773.4919 | 3464.1405 | 1938705.1643
WeekDay | Tuesday | 2 | 12 | 421662.7795 | 1247290.2816 | 275758.4418 | -184.1873 | 5056.6693 | 3544.3593 | 1953128.3443
WeekDay | Tuesday | 2 | 13 | 419629.6126 | 1261036.0852 | 275510.007 | -186.911 | 5669.7429 | 3486.7625 | 1965145.2992
WeekDay | Tuesday | 2 | 14 | 425990.4287 | 1253143.5201 | 273233.6924 | -197.8614 | 6106.9737 | 3695.8671 | 1961972.6205
WeekDay | Tuesday | 2 | 15 | 464095.5193 | 1195071.5679 | 266924.2813 | -174.8251 | 6221.0339 | 4030.5832 | 1936168.1605
WeekDay | Tuesday | 2 | 16 | 520742.1478 | 1126223.1062 | 262497.3148 | -131.7493 | 6791.3349 | 4395.3627 | 1920517.5171
WeekDay | Tuesday | 2 | 17 | 559141.5498 | 1033253.1854 | 258528.9228 | 79063.6244 | 7128.7631 | 5064.0508 | 1942180.0962
WeekDay | Tuesday | 2 | 18 | 626283.1896 | 990145.5303 | 250476.7538 | 79077.9355 | 4723.9936 | 5252.4681 | 1955959.871
WeekDay | Tuesday | 2 | 19 | 749434.8349 | 968834.1505 | 246131.4904 | 78878.9531 | 2781.5542 | 5107.8065 | 2051168.7896
WeekDay | Tuesday | 2 | 20 | 794982.0758 | 914207.8237 | 242084.7792 | 78293.7295 | 2480.8095 | 4836.7891 | 2036886.0069
WeekDay | Tuesday | 2 | 21 | 827657.6861 | 861918.183 | 237282.1883 | 78551.5866 | 2295.4617 | 4634.9772 | 2012340.083
WeekDay | Tuesday | 2 | 22 | 831146.9815 | 819819.9528 | 234773.8487 | 78840.9854 | 2171.8965 | 4417.5382 | 1971171.203
WeekDay | Tuesday | 2 | 23 | 768500.9878 | 785610.9509 | 235594.4202 | 79028.0212 | 2224.1741 | 4247.278 | 1875205.832
WeekDay | Wednesday | 3 | 0 | 739254.5465 | 837117.7315 | 263143.9922 | 63410.3995 | 2749.4325 | 4297.7269 | 1909973.8292
WeekDay | Wednesday | 3 | 1 | 688383.74 | 811750.4974 | 257698.3422 | 63399.5897 | 3465.9513 | 4275.6072 | 1828973.7277
WeekDay | Wednesday | 3 | 2 | 650778.9598 | 789365.6821 | 260249.7176 | 63403.1103 | 3236.8319 | 4183.7955 | 1771218.0972
WeekDay | Wednesday | 3 | 3 | 619637.9478 | 781637.9059 | 260818.1192 | 63399.9831 | 3774.221 | 4228.6408 | 1733496.8178
WeekDay | Wednesday | 3 | 4 | 604599.5099 | 791484.863 | 261077.992 | 63400.1863 | 4294.9468 | 4378.0242 | 1729235.5222
WeekDay | Wednesday | 3 | 5 | 622837.5279 | 820716.4137 | 267013.1793 | 63400.3062 | 4436.5843 | 4550.5878 | 1782954.5992
WeekDay | Wednesday | 3 | 6 | 641071.5469 | 878747.5914 | 276367.7342 | 179.0134 | 5190.5953 | 4882.2311 | 1806438.7123
WeekDay | Wednesday | 3 | 7 | 531509.0685 | 1004453.9431 | 286059.9206 | 170.3652 | 4599.0507 | 5034.796 | 1831827.1441
WeekDay | Wednesday | 3 | 8 | 457722.3182 | 1211784.8077 | 295471.9639 | 177.0344 | 3665.91 | 4099.862 | 1972921.8962
WeekDay | Wednesday | 3 | 9 | 437968.5714 | 1308375.2711 | 302384.3818 | 179.5894 | 2986.8835 | 3820.9423 | 2055715.6395
WeekDay | Wednesday | 3 | 10 | 439501.2168 | 1359403.6423 | 307545.3147 | 184.1776 | 3116.0235 | 4533.7708 | 2114284.1457
WeekDay | Wednesday | 3 | 11 | 449373.0776 | 1390906.0345 | 308969.6902 | 180.2974 | 3507.6093 | 4394.9927 | 2157331.7018
WeekDay | Wednesday | 3 | 12 | 453437.2293 | 1397452.6162 | 314950.2198 | 187.7572 | 3845.0397 | 4997.6774 | 2174870.5397
WeekDay | Wednesday | 3 | 13 | 449326.6926 | 1415023.1386 | 313025.3848 | 186.5893 | 4361.5997 | 5392.9526 | 2187316.3577
WeekDay | Wednesday | 3 | 14 | 456893.917 | 1406360.7675 | 316247.6743 | 187.185 | 5473.8702 | 5447.0397 | 2190610.4537
WeekDay | Wednesday | 3 | 15 | 501747.1506 | 1354925.8785 | 309808.6829 | 174.4954 | 5382.2224 | 5190.2396 | 2177228.6694
WeekDay | Wednesday | 3 | 16 | 555259.7873 | 1262263.4666 | 301062.7771 | 165.6121 | 5407.2173 | 5256.5986 | 2129415.4589
WeekDay | Wednesday | 3 | 17 | 600430.5408 | 1153695.2636 | 291702.864 | 63386.7025 | 5395.8915 | 5363.1062 | 2119974.3687
WeekDay | Wednesday | 3 | 18 | 680193.121 | 1088982.2387 | 285198.9724 | 63406.111 | 3520.1068 | 5189.0276 | 2126489.5774
WeekDay | Wednesday | 3 | 19 | 793004.1837 | 1066509.896 | 279766.9836 | 63753.239 | 2511.9815 | 5099.6399 | 2210645.9239
WeekDay | Wednesday | 3 | 20 | 846361.4299 | 1008728.1634 | 273629.1134 | 63785.9355 | 2745.2667 | 4842.8399 | 2200092.7487
WeekDay | Wednesday | 3 | 21 | 891351.8573 | 969471.3358 | 267784.0123 | 63781.0045 | 2324.5202 | 4599.2207 | 2199311.9508
WeekDay | Wednesday | 3 | 22 | 892452.95 | 906831.355 | 266464.1351 | 63451.615 | 1762.1363 | 4382.2664 | 2135344.4577
WeekDay | Wednesday | 3 | 23 | 829453.5183 | 875669.2821 | 265975.2761 | 63443.4912 | 2178.717 | 4272.2741 | 2040992.5589
WeekDay | Thursday | 3 | 0 | 756830.7349 | 786518.1471 | 262718.5159 | 63412.9536 | 3028.5416 | 4232.1254 | 1876741.0184
WeekDay | Thursday | 3 | 1 | 702245.9285 | 768190.5841 | 258723.2047 | 63404.7801 | 4115.8171 | 4173.7962 | 1800854.1109
WeekDay | Thursday | 3 | 2 | 661666.4851 | 752008.2782 | 256553.6843 | 63403.7462 | 3870.0345 | 4128.7994 | 1741631.0277
WeekDay | Thursday | 3 | 3 | 609401.6743 | 740525.7186 | 256101.6568 | 63404.4627 | 3682.5732 | 4198.7945 | 1677314.8801
WeekDay | Thursday | 3 | 4 | 593416.456 | 748434.0465 | 256768.4306 | 63402.3816 | 3157.6816 | 4345.7538 | 1669524.7501
WeekDay | Thursday | 3 | 5 | 609195.0354 | 768148.5984 | 261893.2537 | 63402.0585 | 3678.4074 | 4628.0066 | 1710945.3599
WeekDay | Thursday | 3 | 6 | 625109.4637 | 820628.7356 | 272929.3102 | 192.2911 | 3911.6926 | 4981.7695 | 1727753.2627
WeekDay | Thursday | 3 | 7 | 517693.7006 | 952448.1627 | 282839.7267 | 185.8569 | 3365.9719 | 4951.4686 | 1761484.8874
WeekDay | Thursday | 3 | 8 | 443753.9001 | 1141583.5388 | 293794.8969 | 182.4853 | 3557.599 | 4540.2855 | 1887412.7055
WeekDay | Thursday | 3 | 9 | 427079.6748 | 1241317.3028 | 300775.5564 | 183.4911 | 3020.21 | 3805.6404 | 1976181.8754
WeekDay | Thursday | 3 | 10 | 429120.7985 | 1298034.1766 | 305802.5645 | 188.5683 | 3071.3713 | 3721.1009 | 2039938.58
WeekDay | Thursday | 3 | 11 | 444107.7214 | 1324390.656 | 308065.1748 | 199.1271 | 3499.2777 | 4181.3714 | 2084443.3285
WeekDay | Thursday | 3 | 12 | 450008.9359 | 1328815.4388 | 311740.0938 | 215.6191 | 3974.1797 | 4075.7728 | 2098830.0402
WeekDay | Thursday | 3 | 13 | 445005.4957 | 1343398.4542 | 310612.9914 | 215.0469 | 5640.5024 | 4214.2479 | 2109086.7385
WeekDay | Thursday | 3 | 14 | 454158.585 | 1328844.2099 | 307780.3524 | 215.2417 | 5998.7618 | 4294.0908 | 2101291.2416
WeekDay | Thursday | 3 | 15 | 495729.0641 | 1283560.3865 | 303320.0349 | 196.6415 | 5415.5489 | 3992.8999 | 2092214.5758
WeekDay | Thursday | 3 | 16 | 548804.1541 | 1216573.2877 | 294933.6356 | 158.6927 | 5303.0721 | 4412.4157 | 2070185.258
WeekDay | Thursday | 3 | 17 | 599439.7892 | 1113106.2294 | 283468.6754 | 63577.1449 | 4840.6675 | 5143.8792 | 2069576.3857
WeekDay | Thursday | 3 | 18 | 680904.4837 | 1052658.7487 | 276973.1679 | 63806.2262 | 2941.0596 | 5287.96 | 2082571.646
WeekDay | Thursday | 3 | 19 | 763510.0656 | 1021377.4331 | 272653.4745 | 64196.7706 | 1953.7634 | 5172.3621 | 2128863.8693
WeekDay | Thursday | 3 | 20 | 816794.5762 | 974147.8552 | 268288.7566 | 64237.8999 | 1503.8563 | 4869.0502 | 2129841.9944
WeekDay | Thursday | 3 | 21 | 863581.6101 | 938376.335 | 263172.403 | 63801.2661 | 1333.0582 | 4598.7662 | 2134863.4386
WeekDay | Thursday | 3 | 22 | 866761.9342 | 901229.0154 | 258343.324 | 63453.299 | 1270.5711 | 4397.7198 | 2095455.8635
WeekDay | Thursday | 3 | 23 | 808068.4684 | 846654.2434 | 258582.4865 | 63442.6165 | 1483.0272 | 4215.763 | 1982446.6049
WeekDay | Friday | 3 | 0 | 739543.418 | 816213.8566 | 260891.4792 | 63419.8017 | 2553.6396 | 4108.9523 | 1886731.1475
WeekDay | Friday | 3 | 1 | 687324.8709 | 796443.547 | 257253.0806 | 63395.953 | 3236.8319 | 4077.1364 | 1811731.4198
WeekDay | Friday | 3 | 2 | 650578.2058 | 776713.6105 | 252581.7728 | 63398.4255 | 2874.4067 | 4037.5937 | 1750184.0151
WeekDay | Friday | 3 | 3 | 626250.0734 | 767629.9489 | 255866.4078 | 63398.8835 | 3257.6609 | 3953.5087 | 1720356.4833
WeekDay | Friday | 3 | 4 | 610998.5829 | 769051.0677 | 256077.4746 | 63401.7195 | 3736.7287 | 4137.2836 | 1707402.857
WeekDay | Friday | 3 | 5 | 622262.6274 | 794698.0099 | 262245.8044 | 63401.4244 | 3799.2158 | 4479.5322 | 1750886.6142
WeekDay | Friday | 3 | 6 | 634793.167 | 844338.9862 | 272283.1075 | 248.7117 | 4044.9984 | 4818.1447 | 1760527.1155
WeekDay | Friday | 3 | 7 | 532700.7638 | 963697.1558 | 281198.9137 | 218.2284 | 3345.1429 | 5051.4615 | 1786211.6661
WeekDay | Friday | 3 | 8 | 463631.9665 | 1156373.5768 | 290242.2456 | 145.0516 | 2536.9764 | 4666.1857 | 1917596.0027
WeekDay | Friday | 3 | 9 | 450066.9416 | 1251715.2702 | 296705.0247 | 155.9008 | 2399.5047 | 4541.1945 | 2005583.8366
WeekDay | Friday | 3 | 10 | 450039.2236 | 1306196.9311 | 300259.2164 | 184.0044 | 2045.4112 | 3648.8333 | 2062373.6199
WeekDay | Friday | 3 | 11 | 469200.4749 | 1342535.2709 | 303247.0815 | 188.0588 | 2382.8415 | 4147.1314 | 2121700.859
WeekDay | Friday | 3 | 12 | 476111.5682 | 1336592.8754 | 309102.8319 | 180.2815 | 3253.4951 | 4565.7382 | 2129806.7904
WeekDay | Friday | 3 | 13 | 467915.0552 | 1338202.36 | 308114.6842 | 175.6352 | 4724.0249 | 4523.014 | 2123654.7736
WeekDay | Friday | 3 | 14 | 475349.2633 | 1328195.0099 | 304906.2849 | 194.2551 | 4074.1591 | 4587.1004 | 2117306.0726
WeekDay | Friday | 3 | 15 | 508693.1873 | 1276687.406 | 300145.924 | 181.6779 | 4128.3146 | 4127.4359 | 2093963.9457
WeekDay | Friday | 3 | 16 | 552680.5139 | 1206525.1573 | 293499.9906 | 172.1287 | 4961.4759 | 4587.1004 | 2062426.3669
WeekDay | Friday | 3 | 17 | 596591.9887 | 1099327.8414 | 283882.8445 | 63371.9835 | 4394.9262 | 5041.9167 | 2052611.5011
WeekDay | Friday | 3 | 18 | 656166.7625 | 1057610.1187 | 275639.6127 | 63368.5669 | 3086.8629 | 5195.2393 | 2061067.1628
WeekDay | Friday | 3 | 19 | 700060.7703 | 1031282.9821 | 271070.6558 | 63387.1746 | 2137.0589 | 5169.029 | 2073107.6706
WeekDay | Friday | 3 | 20 | 723504.0267 | 983536.1333 | 266326.9218 | 63428.0641 | 1816.2918 | 4856.9298 | 2043468.3675
WeekDay | Friday | 3 | 21 | 741209.4639 | 944111.0834 | 259747.7899 | 63435.7121 | 1832.955 | 4642.854 | 2014979.8583
WeekDay | Friday | 3 | 22 | 750548.8043 | 898496.1162 | 257777.4898 | 63422.8325 | 1445.535 | 4472.4115 | 1976163.1891
WeekDay | Friday | 3 | 23 | 735330.0929 | 874620.8339 | 254231.1706 | 63430.9141 | 1716.3124 | 4352.117 | 1933681.4409
Saturday | Saturday | 3 | 0 | 695298.4463 | 837267.073 | 249180.4705 | 63425.5972 | 3024.3758 | 4245.0033 | 1852440.9661
Saturday | Saturday | 3 | 1 | 653467.8729 | 806513.1965 | 246056.5875 | 63399.8885 | 3574.2623 | 4219.2476 | 1777231.0552
Saturday | Saturday | 3 | 2 | 623034.5206 | 788494.3971 | 243205.1142 | 63398.2654 | 3157.6816 | 4138.0412 | 1725428.02
Saturday | Saturday | 3 | 3 | 608416.3348 | 778017.3662 | 245391.8617 | 63400.1198 | 2616.1267 | 4158.3428 | 1702000.1519
Saturday | Saturday | 3 | 4 | 588031.7189 | 772203.1119 | 243694.2087 | 63401.0049 | 1991.2557 | 4086.5297 | 1673407.8298
Saturday | Saturday | 3 | 5 | 578917.368 | 786346.1323 | 244109.3453 | 63401.0329 | 2391.1731 | 4242.8823 | 1679407.9339
Saturday | Saturday | 3 | 6 | 583234.1115 | 809140.6336 | 242962.938 | 173.66 | 3807.5474 | 4249.0939 | 1643567.9845
Saturday | Saturday | 3 | 7 | 595466.3211 | 826966.8692 | 239320.1988 | 162.0906 | 4028.3352 | 4201.067 | 1670144.8819
Saturday | Saturday | 3 | 8 | 591165.576 | 899304.7018 | 241141.9311 | 127.3121 | 2499.4841 | 3652.1664 | 1737891.1716
Saturday | Saturday | 3 | 9 | 577009.5515 | 970528.8703 | 241713.1493 | 125.6544 | 1978.7582 | 3320.9776 | 1794676.9615
Saturday | Saturday | 3 | 10 | 569090.4119 | 1004533.6351 | 244480.892 | 131.8517 | 1649.6595 | 3773.0669 | 1823659.5171
Saturday | Saturday | 3 | 11 | 546925.2116 | 1010300.4632 | 243379.9518 | 143.9296 | 1483.0272 | 3119.7797 | 1805352.3632
Saturday | Saturday | 3 | 12 | 542524.0933 | 1009082.5813 | 244931.5956 | 133.1263 | 2120.3957 | 3371.1256 | 1802162.9179
Saturday | Saturday | 3 | 13 | 527455.6142 | 989807.9983 | 242478.3966 | 127.3327 | 3199.3396 | 3595.5037 | 1766664.1852
Saturday | Saturday | 3 | 14 | 521112.0012 | 967242.893 | 239589.2633 | 124.1035 | 3149.35 | 3677.9221 | 1734895.5331
Saturday | Saturday | 3 | 15 | 531822.387 | 955339.3074 | 235350.1012 | 130.5779 | 3278.49 | 4339.8451 | 1730260.7087
Saturday | Saturday | 3 | 16 | 546793.1495 | 950517.6718 | 231270.7041 | 137.3175 | 3357.6403 | 4576.0405 | 1736652.5237
Saturday | Saturday | 3 | 17 | 569319.0094 | 921931.3524 | 226466.9494 | 63550.0088 | 2941.0596 | 4818.7507 | 1789027.1303
Saturday | Saturday | 3 | 18 | 599015.5026 | 929367.8316 | 227645.4346 | 63581.838 | 1991.2557 | 5042.6743 | 1826644.5368
Saturday | Saturday | 3 | 19 | 588568.0769 | 917477.9182 | 232055.1291 | 63612.2146 | 1749.6389 | 4990.8597 | 1808453.8374
Saturday | Saturday | 3 | 20 | 580335.7744 | 908804.0092 | 227180.7827 | 63643.3086 | 1737.1414 | 4747.3921 | 1786448.4085
Saturday | Saturday | 3 | 21 | 572598.9177 | 880655.4236 | 225905.024 | 63643.3264 | 1403.8769 | 4611.3411 | 1748817.9096
Saturday | Saturday | 3 | 22 | 567927.8312 | 856362.9966 | 226051.9782 | 63643.1054 | 1199.7524 | 4398.6288 | 1719584.2925
Saturday | Saturday | 3 | 23 | 536890.6434 | 833208.0944 | 224107.5757 | 63590.0826 | 1333.0582 | 4260.3053 | 1663389.7596
Sunday | Sunday | 3 | 0 | 500235.5381 | 802314.2841 | 222455.9529 | 63441.3409 | 2245.3699 | 4153.0401 | 1594845.5259
Sunday | Sunday | 3 | 1 | 466776.0233 | 764063.2097 | 221073.1462 | 63428.2046 | 3578.4281 | 4047.4415 | 1522966.4533
Sunday | Sunday | 3 | 2 | 443946.7463 | 735762.5789 | 221511.5335 | 63423.3438 | 3336.8113 | 4004.2627 | 1471985.2766
Sunday | Sunday | 3 | 3 | 443730.2776 | 751707.2565 | 220309.4085 | 63424.2626 | 2841.0803 | 4042.1389 | 1486054.4243
Sunday | Sunday | 3 | 4 | 429590.1207 | 752235.0986 | 217920.5171 | 63423.0488 | 3895.0294 | 3993.2029 | 1471057.0176
Sunday | Sunday | 3 | 5 | 424104.1188 | 752233.5526 | 217935.4403 | 63423.1191 | 3949.1849 | 4102.7406 | 1465748.1562
Sunday | Sunday | 3 | 6 | 432644.5529 | 756090.2074 | 215828.2426 | 203.4775 | 4644.8746 | 4068.3491 | 1413479.7041
Sunday | Sunday | 3 | 7 | 466541.6785 | 750717.241 | 219410.9793 | 178.4281 | 3817.0507 | 3660.3476 | 1444325.7252
Sunday | Sunday | 3 | 8 | 506882.1692 | 776160.5622 | 221749.7457 | 147.8342 | 2020.4163 | 3067.0562 | 1510027.7838
Sunday | Sunday | 3 | 9 | 535920.1879 | 808254.3182 | 224223.256 | 122.3231 | 1978.7582 | 2673.5991 | 1573172.4425
Sunday | Sunday | 3 | 10 | 549571.698 | 834856.4054 | 226313.8178 | 119.5939 | 1874.6131 | 2529.9729 | 1615266.1011
Sunday | Sunday | 3 | 11 | 530501.5081 | 840602.5664 | 227871.1271 | 117.8032 | 2199.546 | 2518.6101 | 1603811.1609
Sunday | Sunday | 3 | 12 | 526846.2147 | 864156.276 | 229511.7348 | 119.8486 | 2441.1628 | 2199.5417 | 1625274.7787
Sunday | Sunday | 3 | 13 | 521480.3534 | 862398.6897 | 228754.1743 | 117.8313 | 3490.9461 | 2336.6532 | 1618578.648
Sunday | Sunday | 3 | 14 | 511677.6853 | 864539.4459 | 230261.9697 | 121.5064 | 3807.5474 | 2690.1131 | 1613098.2678
Sunday | Sunday | 3 | 15 | 512091.9693 | 863875.1008 | 228974.4858 | 119.519 | 3545.1016 | 3529.5993 | 1612135.7758
Sunday | Sunday | 3 | 16 | 518181.4146 | 859940.1771 | 227276.6969 | 126.1864 | 3111.8577 | 4333.9364 | 1612970.2691
Sunday | Sunday | 3 | 17 | 542060.0093 | 862418.9123 | 225229.0102 | 63350.7253 | 3124.3551 | 4744.362 | 1700927.3742
Sunday | Sunday | 3 | 18 | 566587.6553 | 892814.05 | 224786.3823 | 63400.0655 | 1828.7892 | 4905.1082 | 1754322.0506
Sunday | Sunday | 3 | 19 | 782752.6948 | 939783.1807 | 228057.7508 | 63422.662 | 2149.5563 | 4921.1677 | 2021087.0123
Sunday | Sunday | 3 | 20 | 847711.791 | 921560.1305 | 227698.516 | 63442.7233 | 2182.8828 | 4664.5192 | 2067260.5627
Sunday | Sunday | 3 | 21 | 885687.1913 | 897006.7153 | 227675.8471 | 63446.5585 | 1566.3434 | 4522.2565 | 2079904.912
Sunday | Sunday | 3 | 22 | 881062.4043 | 870234.9345 | 226929.0846 | 63436.7077 | 1616.333 | 4483.7743 | 2047763.2385
Sunday | Sunday | 3 | 23 | 827283.2547 | 846244.6252 | 227581.4741 | 63434.4543 | 2091.235 | 4410.5977 | 1971045.6409
WeekDay | Monday | 3 | 0 | 752335.5476 | 824641.1926 | 224575.8801 | 63407.1862 | 2657.7848 | 4366.5099 | 1871984.1011
WeekDay | Monday | 3 | 1 | 699866.4627 | 809399.5825 | 225404.9347 | 63400.3923 | 3828.3765 | 4409.8402 | 1806309.5888
WeekDay | Monday | 3 | 2 | 657715.2604 | 788231.6985 | 227246.8667 | 63400.19 | 3332.6455 | 4331.0578 | 1744257.7189
WeekDay | Monday | 3 | 3 | 354857.0756 | 748535.4416 | 227100.9712 | 63401.8253 | 3120.1893 | 4315.6044 | 1401331.1074
WeekDay | Monday | 3 | 4 | 365838.3036 | 752728.5009 | 234054.486 | 63399.0924 | 2674.448 | 4500.5913 | 1423195.4221
WeekDay | Monday | 3 | 5 | 424391.8102 | 789223.1606 | 243245.9209 | 63401.8534 | 3303.4848 | 4807.3879 | 1528373.6178
WeekDay | Monday | 3 | 6 | 504444.2708 | 855367.9605 | 256261.9483 | 182.873 | 3924.19 | 5097.3674 | 1625278.61
WeekDay | Monday | 3 | 7 | 450426.4162 | 962336.4592 | 273352.2465 | 168.0247 | 4482.4081 | 5081.6109 | 1695847.1657
WeekDay | Monday | 3 | 8 | 396393.9527 | 1114005.3013 | 288125.5744 | 155.8952 | 3636.7494 | 4957.6803 | 1807275.1532
WeekDay | Monday | 3 | 9 | 392841.2016 | 1189449.1469 | 301911.4608 | 177.4877 | 2607.7951 | 4440.8986 | 1891427.9907
WeekDay | Monday | 3 | 10 | 398173.7216 | 1231767.9114 | 308801.6276 | 188.1328 | 2303.6912 | 4226.0653 | 1945461.1499
WeekDay | Monday | 3 | 11 | 414552.5728 | 1269087.8612 | 311657.0205 | 171.1594 | 3203.5055 | 3800.4892 | 2002472.6085
WeekDay | Monday | 3 | 12 | 417653.1595 | 1262157.3045 | 318242.5065 | 166.5093 | 3207.6713 | 3417.486 | 2004844.637
WeekDay | Monday | 3 | 13 | 401890.5425 | 1284551.3129 | 319837.3633 | 182.4263 | 4315.7759 | 3394.1543 | 2014171.5751
WeekDay | Monday | 3 | 14 | 407096.2297 | 1269883.6706 | 316188.8332 | 183.0725 | 4415.7552 | 3682.4673 | 2001450.0284
WeekDay | Monday | 3 | 15 | 449183.1787 | 1233696.7953 | 312795.459 | 179.3478 | 4086.6565 | 4025.9279 | 2003967.3651
WeekDay | Monday | 3 | 16 | 499501.7045 | 1159417.153 | 305249.1787 | 298.0341 | 3961.6823 | 5105.7001 | 1973533.4528
WeekDay | Monday | 3 | 17 | 548863.5197 | 1073841.9721 | 299574.1159 | 63776.6457 | 4694.8643 | 4986.3146 | 1995737.4322
WeekDay | Monday | 3 | 18 | 622410.7888 | 1031338.0363 | 290978.1171 | 63791.6542 | 3565.9306 | 5009.4948 | 2017094.0217
WeekDay | Monday | 3 | 19 | 836328.1177 | 1065042.5233 | 287809.8795 | 63512.7091 | 2166.2196 | 4997.6774 | 2259857.1266
WeekDay | Monday | 3 | 20 | 915930.8038 | 1013918.6954 | 282529.0553 | 63413.538 | 2278.6963 | 4882.0795 | 2282952.8684
WeekDay | Monday | 3 | 21 | 962790.6683 | 967234.4368 | 276763.2503 | 63419.886 | 1803.7944 | 4620.1283 | 2276632.1642
WeekDay | Monday | 3 | 22 | 966168.9162 | 911949.2578 | 275030.3185 | 63425.1477 | 1778.7995 | 4507.106 | 2222859.5457
WeekDay | Monday | 3 | 23 | 884363.152 | 874879.6824 | 275398.4458 | 63413.243 | 1920.4369 | 4336.512 | 2104311.4722
WeekDay | Tuesday | 3 | 0 | 804973.5223 | 858075.7221 | 276366.7833 | 63404.8054 | 2595.2977 | 4295.4543 | 2009711.5851
WeekDay | Tuesday | 3 | 1 | 741388.3147 | 830186.3489 | 271697.0968 | 63407.7079 | 2995.2151 | 4221.2171 | 1913895.9005
WeekDay | Tuesday | 3 | 2 | 699749.759 | 809575.7532 | 272300.1848 | 63405.3955 | 2961.8887 | 4125.7693 | 1852118.7505
WeekDay | Tuesday | 3 | 3 | 387677.1177 | 771652.7917 | 270814.2205 | 63406.3433 | 2370.3441 | 4181.6745 | 1500102.4918
WeekDay | Tuesday | 3 | 4 | 395114.4221 | 777967.5551 | 273201.4769 | 63404.0955 | 2957.7228 | 4340.7541 | 1516986.0265
WeekDay | Tuesday | 3 | 5 | 450582.4119 | 815254.8712 | 276325.0141 | 63405.6605 | 3857.5371 | 4565.5867 | 1613991.0816
WeekDay | Tuesday | 3 | 6 | 533110.8094 | 882855.4095 | 281372.4434 | 180.2188 | 5407.2173 | 4921.7737 | 1707847.8721
WeekDay | Tuesday | 3 | 7 | 468324.5721 | 986839.0132 | 292745.9776 | 162.3369 | 5232.2534 | 5049.0375 | 1758353.1907
WeekDay | Tuesday | 3 | 8 | 406091.6804 | 1132137.944 | 302659.9394 | 139.7835 | 2886.9041 | 5226.7522 | 1849143.0036
WeekDay | Tuesday | 3 | 9 | 394816.5636 | 1210495.7342 | 308099.2263 | 143.7854 | 2132.8931 | 4764.5121 | 1920452.7147
WeekDay | Tuesday | 3 | 10 | 401616.8171 | 1263020.7468 | 313564.1173 | 149.8562 | 2129.8989 | 3975.0224 | 1984456.4587
WeekDay | Tuesday | 3 | 11 | 420277.6326 | 1298507.7841 | 315418.4931 | 158.6665 | 2674.448 | 3521.115 | 2040558.1394
WeekDay | Tuesday | 3 | 12 | 429003.8423 | 1305380.5554 | 322021.3288 | 160.2905 | 4286.6152 | 3549.2949 | 2064401.927
WeekDay | Tuesday | 3 | 13 | 419588.4986 | 1312189.8129 | 322395.7677 | 149.3767 | 4299.1126 | 3636.1069 | 2062258.6756
WeekDay | Tuesday | 3 | 14 | 424614.0485 | 1302379.3019 | 314274.0868 | 153.1033 | 5048.9579 | 3886.8468 | 2050356.3451
WeekDay | Tuesday | 3 | 15 | 461612.1224 | 1259389.6923 | 309183.5321 | 141.9104 | 5744.6476 | 4462.5637 | 2040534.4685
WeekDay | Tuesday | 3 | 16 | 509702.9771 | 1200867.6088 | 304700.1251 | 139.1485 | 4236.6255 | 4790.1163 | 2024436.6014
WeekDay | Tuesday | 3 | 17 | 572845.5474 | 1109870.822 | 296276.4898 | 63373.7845 | 4586.5533 | 5237.0545 | 2052190.2514
WeekDay | Tuesday | 3 | 18 | 647915.667 | 1073179.7312 | 285959.5223 | 63550.2542 | 3074.3654 | 5334.4718 | 2079014.012
WeekDay | Tuesday | 3 | 19 | 692466.5348 | 1049569.2462 | 281471.4769 | 63794.7701 | 1628.8305 | 5263.4163 | 2094194.2747
WeekDay | Tuesday | 3 | 20 | 706608.7261 | 1001446.4653 | 278313.3222 | 64055.7565 | 1395.5453 | 4950.4081 | 2056770.2235
WeekDay | Tuesday | 3 | 21 | 716964.0828 | 948674.4754 | 274218.6198 | 63885.5655 | 1283.0685 | 4708.0009 | 2009733.8129
WeekDay | Tuesday | 3 | 22 | 698207.7487 | 900756.6366 | 272696.7628 | 63482.1967 | 1224.7472 | 4489.683 | 1940857.775
WeekDay | Tuesday | 3 | 23 | 629502.3883 | 860037.5172 | 269840.1135 | 63446.0584 | 1541.3485 | 4323.3311 | 1828690.7571
WeekDay | Wednesday | 3 | 0 | 558530.0848 | 825852.9168 | 267736.9929 | 63434.9301 | 2553.6396 | 4261.5173 | 1722370.0814
WeekDay | Wednesday | 3 | 1 | 511612.3911 | 799557.6554 | 264958.1307 | 63413.9716 | 3224.3345 | 4158.6458 | 1646925.1291
WeekDay | Wednesday | 3 | 2 | 486368.7621 | 777999.0039 | 264129.1566 | 63411.6658 | 2616.1267 | 4004.2627 | 1598528.9778
WeekDay | Wednesday | 3 | 3 | 484059.3381 | 772884.4766 | 264623.6675 | 63414.2086 | 2622.9612 | 4054.1077 | 1591658.7597
WeekDay | Wednesday | 3 | 4 | 481749.9141 | 781596.0616 | 264526.5416 | 63412.6773 | 2629.7957 | 4148.798 | 1598063.7884
WeekDay | Wednesday | 3 | 5 | 527319.9605 | 811844.4526 | 270712.8594 | 63415.7333 | 2807.7538 | 4484.6834 | 1680585.4429
WeekDay | Wednesday | 3 | 6 | 590279.6954 | 855109.1798 | 279888.7101 | 198.9922 | 3707.5681 | 4844.8095 | 1734028.955
WeekDay | Wednesday | 3 | 7 | 512697.7091 | 967072.7238 | 288889.6647 | 183.5174 | 3745.0603 | 4886.6247 | 1777475.3001
WeekDay | Wednesday | 3 | 8 | 436951.2787 | 1140566.5129 | 299155.3408 | 165.8181 | 2695.277 | 4144.4044 | 1883678.6319
WeekDay | Wednesday | 3 | 9 | 425140.0692 | 1226355.3698 | 309768.5299 | 174.2126 | 2012.0847 | 3808.519 | 1967258.7851
WeekDay | Wednesday | 3 | 10 | 428134.6461 | 1268843.2789 | 314155.3315 | 178.2445 | 1837.1208 | 3983.0521 | 2017131.6739
WeekDay | Wednesday | 3 | 11 | 440916.0911 | 1301934.7363 | 312903.5757 | 178.9366 | 2116.2299 | 4725.8785 | 2062775.448
WeekDay | Wednesday | 3 | 12 | 429936.9307 | 1314157.9155 | 321161.8248 | 181.7473 | 3032.7074 | 4542.8611 | 2073013.9867
WeekDay | Wednesday | 3 | 13 | 426112.6483 | 1335540.6154 | 321329.4873 | 184.5017 | 3695.0707 | 3214.773 | 2090077.0963
WeekDay | Wednesday | 3 | 14 | 432203.2579 | 1320504.8395 | 319150.3017 | 175.2035 | 3745.0603 | 3397.1844 | 2079175.8473
WeekDay | Wednesday | 3 | 15 | 470652.0227 | 1275182.3254 | 311214.4722 | 165.9596 | 3615.9203 | 3960.781 | 2064791.4811
WeekDay | Wednesday | 3 | 16 | 520109.4717 | 1215987.5762 | 302952.9035 | 150.1428 | 4536.5636 | 4651.1868 | 2048387.8446
WeekDay | Wednesday | 3 | 17 | 565037.8986 | 1118500.8302 | 294984.2313 | 63367.1292 | 4694.8643 | 5349.6223 | 2051934.5759
WeekDay | Wednesday | 3 | 18 | 638812.5749 | 1070333.9524 | 286321.9954 | 63420.4395 | 2878.5725 | 5475.977 | 2067243.5119
WeekDay | Wednesday | 3 | 19 | 719924.9762 | 1054808.9846 | 281559.1901 | 63743.4847 | 2678.6138 | 5341.8956 | 2128057.1448
WeekDay | Wednesday | 3 | 20 | 678540.7869 | 944068.6834 | 276677.8696 | 63784.9221 | 962.3014 | 5006.7677 | 1969041.331
WeekDay | Wednesday | 3 | 21 | 604410.9142 | 912265.2999 | 271472.7416 | 63725.3284 | 1624.6647 | 4754.0583 | 1858253.0071
WeekDay | Wednesday | 3 | 22 | 556503.1238 | 880387.9404 | 268023.2076 | 63454.9651 | 2196.5518 | 4496.6522 | 1775062.441
WeekDay | Wednesday | 3 | 23 | 524416.4428 | 850915.647 | 268597.4907 | 63444.7032 | 2041.2453 | 4351.814 | 1713767.3429
WeekDay | Thursday | 3 | 0 | 506878.4653 | 768211.0014 | 267455.1788 | 63426.0112 | 1416.3743 | 4256.6692 | 1611643.7001
WeekDay | Thursday | 3 | 1 | 502168.8065 | 758690.3362 | 264520.8838 | 63407.3969 | 820.6639 | 4132.89 | 1593740.9773
WeekDay | Thursday | 3 | 2 | 546062.1076 | 757352.7103 | 263152.7556 | 63408.2417 | 1412.2085 | 4127.8904 | 1635515.9141
WeekDay | Thursday | 3 | 3 | 597843.7937 | 776619.7395 | 259062.3057 | 63406.5475 | 2087.0692 | 4118.9516 | 1703138.4072
WeekDay | Thursday | 3 | 4 | 509691.721 | 743016.9576 | 263285.3956 | 63407.4672 | 1832.955 | 4253.4876 | 1585487.9839
WeekDay | Thursday | 3 | 5 | 554220.4381 | 776801.2647 | 271119.017 | 63407.7837 | 2449.4944 | 4591.494 | 1672589.492
WeekDay | Thursday | 3 | 6 | 606962.9505 | 826507.5788 | 281384.0488 | 191.643 | 3066.0338 | 4989.4962 | 1723101.7511
WeekDay | Thursday | 3 | 7 | 521680.6875 | 948789.7495 | 292735.8604 | 177.6245 | 2528.6447 | 5004.0406 | 1770916.6073
WeekDay | Thursday | 3 | 8 | 448736.423 | 1119496.0272 | 304942.4888 | 157.8704 | 1787.1311 | 4772.5418 | 1879892.4824
WeekDay | Thursday | 3 | 9 | 433240.223 | 1202013.1451 | 305647.0669 | 156.4038 | 1907.9395 | 4477.5627 | 1947442.3409
WeekDay | Thursday | 3 | 10 | 443803.4687 | 1253679.2668 | 308995.2093 | 174.0299 | 2345.3492 | 4208.4907 | 2013205.8147
WeekDay | Thursday | 3 | 11 | 456350.0748 | 1282498.2602 | 311763.7116 | 170.4195 | 3078.5312 | 4293.4847 | 2058154.482
WeekDay | Thursday | 3 | 12 | 454979.6231 | 1284985.0055 | 318802.034 | 169.7892 | 3307.6506 | 5417.9508 | 2067662.0532
WeekDay | Thursday | 3 | 13 | 445417.4436 | 1276913.3661 | 317434.0088 | 160.8983 | 4069.9933 | 4606.4929 | 2048602.2031
WeekDay | Thursday | 3 | 14 | 452994.9463 | 1271875.1568 | 315360.5026 | 153.9003 | 4369.9314 | 5342.9561 | 2050097.3935
WeekDay | Thursday | 3 | 15 | 488494.0199 | 1216120.5946 | 312068.801 | 161.243 | 4878.1598 | 5666.2666 | 2027389.0849
WeekDay | Thursday | 3 | 16 | 538178.7693 | 1158226.1369 | 304600.1391 | 202.3892 | 4315.7759 | 5310.9887 | 2010834.1989
WeekDay | Thursday | 3 | 17 | 584524.87 | 1061379.2636 | 299884.9011 | 63759.794 | 4396.0978 | 5515.2167 | 2019460.1433
WeekDay | Thursday | 3 | 18 | 647311.6123 | 1021109.3334 | 292336.9254 | 63813.2364 | 2916.0648 | 5546.4266 | 2033033.5988
WeekDay | Thursday | 3 | 19 | 714936.0561 | 1008223.4954 | 288078.7997 | 63996.4728 | 1978.7582 | 5450.5243 | 2082664.1065
WeekDay | Thursday | 3 | 20 | 741323.2615 | 965875.9944 | 283545.3597 | 63784.3077 | 1812.126 | 5083.5805 | 2061424.6298
WeekDay | Thursday | 3 | 21 | 746323.2478 | 930282.7642 | 277821.0027 | 63515.1086 | 1258.0737 | 4766.6332 | 2023966.8301
WeekDay | Thursday | 3 | 22 | 740498.2047 | 882598.8411 | 273082.9221 | 63454.9895 | 1224.7472 | 4497.7127 | 1965357.4173
WeekDay | Thursday | 3 | 23 | 667483.7211 | 841102.7472 | 273340.5748 | 63449.0385 | 1366.3846 | 4281.2129 | 1851023.6792
WeekDay | Friday | 3 | 0 | 595944.3681 | 814750.5047 | 268511.1408 | 63449.1312 | 2187.0486 | 4224.8532 | 1749067.0467
WeekDay | Friday | 3 | 1 | 547777.8052 | 794130.0395 | 264951.5918 | 63427.6061 | 2761.9299 | 4226.6713 | 1677275.6438
WeekDay | Friday | 3 | 2 | 518542.0546 | 772380.9671 | 263112.2866 | 63412.6333 | 2699.4428 | 4071.5307 | 1624218.9151
WeekDay | Friday | 3 | 3 | 501640.8905 | 759905.2771 | 262845.5264 | 63411.0739 | 2503.6499 | 4099.7105 | 1594406.1283
WeekDay | Friday | 3 | 4 | 498856.8152 | 762191.7685 | 263325.8757 | 63411.3043 | 2407.8363 | 4210.7633 | 1594404.3633
WeekDay | Friday | 3 | 5 | 540299.8326 | 791069.443 | 268432.5681 | 63424.7187 | 3303.4848 | 4655.8834 | 1671185.9306
WeekDay | Friday | 3 | 6 | 594336.9276 | 835597.2125 | 275029.4809 | 305.8994 | 4011.672 | 4899.3511 | 1714180.5434
WeekDay | Friday | 3 | 7 | 530272.7745 | 960779.6565 | 284463.4587 | 194.936 | 2745.2667 | 4943.2873 | 1783399.3797
WeekDay | Friday | 3 | 8 | 468519.3898 | 1133860.1031 | 297943.6793 | 161.9445 | 2828.5828 | 4540.5885 | 1907854.288
WeekDay | Friday | 3 | 9 | 452511.9905 | 1230531.69 | 308140.8866 | 165.0211 | 2795.2564 | 4263.4869 | 1998408.3314
WeekDay | Friday | 3 | 10 | 460013.9856 | 1278398.4378 | 310711.9457 | 181.249 | 2382.8415 | 4761.785 | 2056450.2446
WeekDay | Friday | 3 | 11 | 467232.2353 | 1306728.2611 | 311304.566 | 173.7724 | 3217.1745 | 4268.638 | 2092924.6474
WeekDay | Friday | 3 | 12 | 454660.4388 | 1308867.9545 | 314580.6271 | 174.0983 | 4140.812 | 3928.8135 | 2086352.7443
WeekDay | Friday | 3 | 13 | 447928.1913 | 1324454.9117 | 316078.7885 | 201.9537 | 5107.2792 | 3977.901 | 2097749.0252
WeekDay | Friday | 3 | 14 | 447545.3346 | 1314098.7701 | 316696.5298 | 190.5163 | 5072.1302 | 4210.7633 | 2087814.0443
WeekDay | Friday | 3 | 15 | 474934.5213 | 1277564.5118 | 311799.3376 | 183.2092 | 6102.907 | 4516.8023 | 2075101.2892
WeekDay | Friday | 3 | 16 | 515719.88 | 1204839.415 | 303879.0326 | 193.2633 | 5748.8134 | 4939.0452 | 2035319.4495
WeekDay | Friday | 3 | 17 | 556632.6635 | 1111582.5334 | 295126.189 | 63421.7976 | 5232.2534 | 5399.4673 | 2037394.904
WeekDay | Friday | 3 | 18 | 611120.4211 | 1058246.3235 | 289371.6156 | 63569.3461 | 2916.0648 | 5397.1947 | 2030620.9657
WeekDay | Friday | 3 | 19 | 681226.498 | 1054622.3877 | 283822.1619 | 63996.0485 | 1949.5976 | 5330.9872 | 2090947.6809
WeekDay | Friday | 3 | 20 | 687905.2628 | 1005767.1302 | 277205.6821 | 64442.7129 | 1695.4834 | 5022.0697 | 2042038.341
WeekDay | Friday | 3 | 21 | 706789.2653 | 962231.6017 | 271813.1498 | 64214.5307 | 1578.8408 | 4786.1772 | 2011413.5654
WeekDay | Friday | 3 | 22 | 724670.1762 | 914046.0556 | 265091.9558 | 63858.5484 | 1549.6801 | 4603.0083 | 1973819.4245
WeekDay | Friday | 3 | 23 | 696395.5811 | 881863.127 | 258286.3966 | 63848.5318 | 1608.0014 | 4462.2607 | 1906463.8986
Saturday | Saturday | 3 | 0 | 649423.3579 | 845934.9686 | 256323.5086 | 63831.9359 | 2753.5983 | 4340.4511 | 1822607.8204
Saturday | Saturday | 3 | 1 | 606838.0985 | 813623.5542 | 258909.6661 | 63497.2108 | 3411.7958 | 4121.9817 | 1750402.3071
Saturday | Saturday | 3 | 2 | 576057.5096 | 797448.08 | 258184.58 | 63411.382 | 3186.8422 | 4123.9513 | 1702412.3451
Saturday | Saturday | 3 | 3 | 552573.113 | 782933.0197 | 256256.7407 | 63402.1802 | 2778.5932 | 4088.9537 | 1662032.6006
Saturday | Saturday | 3 | 4 | 526325.7894 | 776591.7628 | 273338.4008 | 63402.1222 | 2882.7383 | 4046.8355 | 1646587.6491
Saturday | Saturday | 3 | 5 | 519937.4898 | 789473.5252 | 270671.9346 | 63400.9824 | 4265.7862 | 4258.6387 | 1652008.3568
Saturday | Saturday | 3 | 6 | 535880.5863 | 793117.1026 | 269474.9768 | 175.4161 | 4928.1495 | 4279.3948 | 1607855.6261
Saturday | Saturday | 3 | 7 | 564192.2638 | 822359.3571 | 270871.6639 | 147.0906 | 3765.8894 | 3932.4496 | 1665268.7143
Saturday | Saturday | 3 | 8 | 577092.2471 | 906952.9777 | 275437.7072 | 136.4727 | 2786.9248 | 3487.481 | 1765893.8106
Saturday | Saturday | 3 | 9 | 568262.4356 | 993134.0115 | 279782.6328 | 133.0823 | 2466.1576 | 3348.5515 | 1847126.8713
Saturday | Saturday | 3 | 10 | 559486.9404 | 1034935.6097 | 281840.2624 | 126.4992 | 2453.6602 | 3168.1097 | 1882011.0816
Saturday | Saturday | 3 | 11 | 561535.79 | 1066016.0202 | 280327.5065 | 147.0522 | 2657.7848 | 2845.4052 | 1913529.5588
Saturday | Saturday | 3 | 12 | 566262.0802 | 1064972.949 | 279561.451 | 155.1441 | 3332.6455 | 2682.9924 | 1916967.2622
Saturday | Saturday | 3 | 13 | 562240.397 | 1050539.6427 | 277983.3133 | 157.3703 | 4186.6359 | 2805.8625 | 1897913.2216
Saturday | Saturday | 3 | 14 | 565628.6386 | 1031087.2254 | 274869.429 | 171.5893 | 4586.5533 | 3168.5642 | 1879511.9998
Saturday | Saturday | 3 | 15 | 572564.4019 | 1015913.441 | 267746.8734 | 186.5097 | 5398.8856 | 3558.5366 | 1865368.6482
Saturday | Saturday | 3 | 16 | 587940.1905 | 1004596.9078 | 263493.9661 | 191.1747 | 5640.5024 | 4281.0614 | 1866143.803
Saturday | Saturday | 3 | 17 | 601256.0215 | 963417.3079 | 259339.9862 | 63471.2164 | 5940.4405 | 4933.2881 | 1898358.2606
Saturday | Saturday | 3 | 18 | 648473.9298 | 970418.8138 | 256399.1352 | 63724.0322 | 4599.0507 | 5179.4828 | 1948794.4444
Saturday | Saturday | 3 | 19 | 735375.8203 | 987415.5222 | 255966.7424 | 64079.9845 | 2245.3699 | 5169.332 | 2050252.7713
Saturday | Saturday | 3 | 20 | 756736.7265 | 959589.6953 | 252595.9032 | 64446.624 | 1616.333 | 4926.3188 | 2039911.6009
Saturday | Saturday | 3 | 21 | 769451.4448 | 929389.2254 | 250095.7036 | 64222.3922 | 1637.1621 | 4738.7563 | 2019534.6844
Saturday | Saturday | 3 | 22 | 769549.6142 | 901409.6384 | 247819.0131 | 63836.4539 | 1537.1827 | 4559.3751 | 1988711.2773
Saturday | Saturday | 3 | 23 | 749630.0536 | 871026.735 | 245942.1228 | 63727.5396 | 1770.4679 | 4432.5658 | 1936529.4847
Sunday | Sunday | 3 | 0 | 710563.6466 | 840060.6218 | 244998.9797 | 63526.7136 | 2770.2615 | 4336.0575 | 1866256.2808
Sunday | Sunday | 3 | 1 | 670892.2904 | 804839.8322 | 243499.4039 | 63431.684 | 3561.7648 | 4300.4539 | 1790525.4292
Sunday | Sunday | 3 | 2 | 659403.4788 | 779367.5038 | 243718.7959 | 63418.7097 | 3057.7022 | 4208.6422 | 1753174.8327
Sunday | Sunday | 3 | 3 | 630200.1857 | 778331.3802 | 243109.7387 | 63428.8246 | 3091.0287 | 4224.5502 | 1722385.7081
Sunday | Sunday | 3 | 4 | 589597.8009 | 771954.7573 | 241415.7679 | 63426.6995 | 4107.4855 | 4196.6734 | 1674699.1846
Sunday | Sunday | 3 | 5 | 573645.2909 | 774429.5775 | 241572.4616 | 63417.6055 | 5248.9166 | 4328.4823 | 1662642.3344
Sunday | Sunday | 3 | 6 | 569779.2204 | 770674.4511 | 240738.2902 | 187.922 | 5936.2747 | 4333.4819 | 1591649.6404
Sunday | Sunday | 3 | 7 | 591949.2263 | 769132.7059 | 237788.6918 | 159.1573 | 4532.3978 | 3920.3293 | 1607482.5083
Sunday | Sunday | 3 | 8 | 623668.488 | 807875.2822 | 240305.3194 | 132.866 | 3586.7597 | 3842.456 | 1679411.1712
Sunday | Sunday | 3 | 9 | 626975.183 | 847385.0023 | 243665.0563 | 123.2025 | 2716.1061 | 3021.4533 | 1723886.0034
Sunday | Sunday | 3 | 10 | 620460.483 | 878100.1873 | 246695.4533 | 134.5593 | 2303.6912 | 2828.2852 | 1750522.6592
Sunday | Sunday | 3 | 11 | 602985.4675 | 896843.208 | 247680.0427 | 137.7202 | 2824.417 | 2568.6065 | 1753039.4619
Sunday | Sunday | 3 | 12 | 597710.984 | 930721.5229 | 249350.8406 | 128.0267 | 3715.8997 | 2582.0904 | 1784209.3643
Sunday | Sunday | 3 | 13 | 596034.5898 | 923172.2202 | 249922.2389 | 134.7326 | 4303.2785 | 2650.8734 | 1776217.9333
Sunday | Sunday | 3 | 14 | 585519.7501 | 928859.6078 | 250316.0697 | 133.265 | 4965.6417 | 3747.1597 | 1773541.494
Sunday | Sunday | 3 | 15 | 587614.5222 | 924481.7119 | 248670.093 | 129.9739 | 5711.3212 | 3685.6489 | 1770293.271
Sunday | Sunday | 3 | 16 | 598436.8719 | 917990.079 | 250180.2636 | 126.4046 | 6069.5805 | 4367.2674 | 1777170.467
Sunday | Sunday | 3 | 17 | 616255.7142 | 908483.1127 | 250374.2281 | 63349.6548 | 5957.1038 | 4894.6544 | 1849314.4679
Sunday | Sunday | 3 | 18 | 663278.427 | 928595.2433 | 250407.4998 | 63362.5279 | 3520.1068 | 5043.7348 | 1914207.5395
Sunday | Sunday | 3 | 19 | 782752.6948 | 941739.0214 | 251753.1755 | 63472.6194 | 2149.5563 | 5021.3121 | 2046888.3795
Sunday | Sunday | 3 | 20 | 847711.791 | 923710.9249 | 245003.52 | 63619.4205 | 2182.8828 | 4708.7585 | 2086937.2977
Sunday | Sunday | 3 | 21 | 885687.1913 | 900139.0517 | 249958.6632 | 63467.9553 | 1566.3434 | 4575.586 | 2105394.7909
Sunday | Sunday | 3 | 22 | 881062.4043 | 873644.6841 | 247346.2699 | 63432.9006 | 1616.333 | 4511.0451 | 2071613.6371
Sunday | Sunday | 3 | 23 | 827283.2547 | 850663.7396 | 240102.9498 | 63433.7837 | 2091.235 | 4394.6897 | 1987969.6525
WeekDay | Monday | 3 | 0 | 752335.5476 | 827136.8519 | 237494.3913 | 63409.0247 | 2657.7848 | 4220.1566 | 1887253.7568
WeekDay | Monday | 3 | 1 | 699866.4627 | 812382.8843 | 234776.9704 | 63403.144 | 3828.3765 | 4245.3063 | 1818503.1441
WeekDay | Monday | 3 | 2 | 657715.2604 | 791332.1686 | 236000.1714 | 63401.8094 | 3332.6455 | 4086.3782 | 1755868.4334
WeekDay | Monday | 3 | 3 | 625429.2753 | 783532.558 | 239669.7038 | 63403.5598 | 2891.0699 | 4130.769 | 1719056.9358
WeekDay | Monday | 3 | 4 | 622383.0959 | 779862.9195 | 243046.135 | 63403.9869 | 2661.9506 | 4305.9081 | 1715663.9959
WeekDay | Monday | 3 | 5 | 635373.1243 | 816343.6924 | 251538.6752 | 63404.7137 | 4294.9468 | 4696.6381 | 1775651.7905
WeekDay | Monday | 3 | 6 | 651232.4279 | 882225.3229 | 266736.9119 | 179.8132 | 5748.8134 | 4907.8353 | 1811031.1247
WeekDay | Monday | 3 | 7 | 536698.3264 | 1024846.6159 | 285126.7033 | 171.5396 | 4399.092 | 4990.5567 | 1856232.834
WeekDay | Monday | 3 | 8 | 468573.0781 | 1217908.9257 | 302285.2652 | 187.8443 | 3495.1119 | 4772.8448 | 1997223.0701
WeekDay | Monday | 3 | 9 | 455521.1754 | 1316446.4963 | 309917.5724 | 201.1979 | 3016.0441 | 4760.573 | 2089863.0591
WeekDay | Monday | 3 | 10 | 458365.0413 | 1368532.3084 | 315474.1208 | 217.0745 | 3645.081 | 4353.329 | 2150586.955
WeekDay | Monday | 3 | 11 | 476204.5024 | 1393200.5951 | 317850.9021 | 222.0458 | 4240.7914 | 4264.8504 | 2195983.6872
WeekDay | Monday | 3 | 12 | 478403.3 | 1408822.3141 | 322425.3578 | 226.931 | 4857.3308 | 3885.1802 | 2218620.4138
WeekDay | Monday | 3 | 13 | 477565.9001 | 1426758.8078 | 323703.1586 | 221.6422 | 5411.3831 | 4053.1987 | 2237714.0905
WeekDay | Monday | 3 | 14 | 490575.8741 | 1420318.9014 | 322931.5812 | 213.0819 | 5140.6056 | 4154.1006 | 2243334.145
WeekDay | Monday | 3 | 15 | 531607.2897 | 1370102.5641 | 319142.9071 | 208.2952 | 5473.8702 | 4817.8417 | 2231352.7678
WeekDay | Monday | 3 | 16 | 589540.4897 | 1278131.6548 | 311791.2039 | 177.2339 | 5412.5547 | 5487.1883 | 2190540.3253
WeekDay | Monday | 3 | 17 | 630448.0759 | 1156649.5854 | 305250.3053 | 63394.5257 | 5544.6889 | 5279.9302 | 2166567.1114
WeekDay | Monday | 3 | 18 | 706590.4393 | 1086527.5486 | 295911.1202 | 63416.4769 | 3432.6248 | 5338.5625 | 2161216.7723
WeekDay | Monday | 3 | 19 | 836328.1177 | 1071320.7743 | 290209.4304 | 63792.7069 | 2166.2196 | 5177.8162 | 2268995.0651
WeekDay | Monday | 3 | 20 | 915930.8038 | 1017716.4076 | 286413.251 | 63863.3989 | 2278.6963 | 5022.3727 | 2291224.9302
WeekDay | Monday | 3 | 21 | 962790.6683 | 969442.4375 | 280165.6406 | 63659.3267 | 1803.7944 | 4823.1443 | 2282685.0117
WeekDay | Monday | 3 | 22 | 966168.9162 | 913433.0775 | 274108.144 | 63443.4126 | 1778.7995 | 4582.5552 | 2223514.905
WeekDay | Monday | 3 | 23 | 884363.152 | 876290.9373 | 275542.0557 | 63456.4159 | 1920.4369 | 4564.2232 | 2106137.2211
WeekDay | Tuesday | 3 | 0 | 804973.5223 | 859383.9548 | 273783.3966 | 63423.135 | 2595.2977 | 4417.7184 | 2008577.0247
WeekDay | Tuesday | 3 | 1 | 741388.3147 | 833445.8326 | 273154.2589 | 63416.5603 | 2995.2151 | 4336.9665 | 1918737.148
WeekDay | Tuesday | 3 | 2 | 699749.759 | 813151.2528 | 271849.7978 | 63415.3943 | 2961.8887 | 4295.7573 | 1855423.8499
WeekDay | Tuesday | 3 | 3 | 665144.4255 | 791162.0059 | 270414.2553 | 63414.3181 | 2882.7383 | 4225.7622 | 1797243.5055
WeekDay | Tuesday | 3 | 4 | 645382.6394 | 796658.8781 | 273204.7895 | 63420.6624 | 3615.9203 | 4483.0168 | 1786765.9066
WeekDay | Tuesday | 3 | 5 | 658185.5162 | 832944.4303 | 281245.0083 | 63416.4132 | 5066.7927 | 4613.9167 | 1845472.0775
WeekDay | Tuesday | 3 | 6 | 663739.3542 | 902789.3546 | 287693.9752 | 197.5246 | 5198.9269 | 5000.253 | 1864619.3885
WeekDay | Tuesday | 3 | 7 | 544623.2433 | 1038197.8516 | 299756.5491 | 186.2606 | 3515.941 | 5020.5546 | 1891300.4001
WeekDay | Tuesday | 3 | 8 | 469662.816 | 1229334.0062 | 308108.9434 | 166.7069 | 3615.9203 | 4832.2346 | 2015720.6275
WeekDay | Tuesday | 3 | 9 | 448304.8734 | 1333491.1376 | 316671.4365 | 173.9766 | 2920.2306 | 4328.9368 | 2105890.5914
WeekDay | Tuesday | 3 | 10 | 457989.8139 | 1393592.2837 | 322042.9836 | 167.1143 | 3170.179 | 4673.3064 | 2181635.681
WeekDay | Tuesday | 3 | 11 | 473950.0217 | 1411792.8935 | 323115.9341 | 74.2126 | 3124.3551 | 5393.5586 | 2217450.9756
WeekDay | Tuesday | 3 | 12 | 466792.3953 | 1425969.7394 | 329266.0729 | 74.6181 | 4086.6565 | 4909.9564 | 2231099.4386
WeekDay | Tuesday | 3 | 13 | 467837.6659 | 1434138.8874 | 326535.6803 | 73.7331 | 4469.9107 | 5014.3429 | 2238070.2203
WeekDay | Tuesday | 3 | 14 | 478784.6046 | 1431863.568 | 324487.9363 | 148.694 | 4686.5327 | 4235.7615 | 2244207.097
WeekDay | Tuesday | 3 | 15 | 522320.1464 | 1366984.6158 | 319892.9692 | 177.2499 | 4915.6521 | 4750.5737 | 2219041.2071
WeekDay | Tuesday | 3 | 16 | 577618.9747 | 1286519.4911 | 312341.7203 | 156.5948 | 4632.3772 | 4856.3238 | 2186125.4819
WeekDay | Tuesday | 3 | 17 | 630058.7453 | 1167827.9435 | 300763.2547 | 63372.4311 | 4678.2011 | 5524.3069 | 2172224.8827
WeekDay | Tuesday | 3 | 18 | 701158.5643 | 1105472.3676 | 290142.728 | 63385.3623 | 2103.7324 | 5650.6616 | 2167913.4163
WeekDay | Tuesday | 3 | 19 | 821536.4702 | 1090648.2735 | 286073.194 | 63792.2208 | 1678.8202 | 5509.1565 | 2269238.1351
WeekDay | Tuesday | 3 | 20 | 891492.8783 | 1035127.3601 | 281009.6961 | 64076.36 | 1778.7995 | 5121.6081 | 2278606.702
WeekDay | Tuesday | 3 | 21 | 942679.5521 | 988858.9652 | 275095.4812 | 63995.657 | 1462.1982 | 4838.1433 | 2276929.997
WeekDay | Tuesday | 3 | 22 | 959090.2327 | 929064.1558 | 269947.6215 | 63614.6122 | 1537.1827 | 4606.0384 | 2227859.8434
WeekDay | Tuesday | 3 | 23 | 894668.4192 | 885481.6609 | 268149.6436 | 63599.3696 | 1737.1414 | 4416.8094 | 2118053.044
WeekDay | Wednesday | 3 | 0 | 820693.989 | 848079.4988 | 269360.1363 | 63481.0813 | 2482.8209 | 4329.8458 | 2008427.3721
WeekDay | Wednesday | 3 | 1 | 764971.5167 | 821370.1401 | 266978.1012 | 63410.3967 | 2982.7177 | 4221.3686 | 1923934.241
WeekDay | Wednesday | 3 | 2 | 724649.2525 | 798880.9945 | 265206.3231 | 63409.8133 | 2761.9299 | 4077.2879 | 1858985.601
WeekDay | Wednesday | 3 | 3 | 689086.4734 | 788900.9276 | 265545.9069 | 63409.5117 | 2528.6447 | 4061.6829 | 1813533.1473
WeekDay | Wednesday | 3 | 4 | 666746.8449 | 796428.5737 | 265683.6914 | 63411.3726 | 2878.5725 | 4270.6076 | 1799419.6627
WeekDay | Wednesday | 3 | 5 | 679196.3176 | 828549.1823 | 271502.5394 | 63412.6763 | 3828.3765 | 4689.9719 | 1851179.064
WeekDay | Wednesday | 3 | 6 | 681027.6175 | 879268.0874 | 279008.0683 | 196.8129 | 5761.3108 | 5143.4247 | 1850405.3216
WeekDay | Wednesday | 3 | 7 | 558911.6572 | 1013248.4359 | 290191.5281 | 183.8358 | 5248.9166 | 5146.9093 | 1872931.2828
WeekDay | Wednesday | 3 | 8 | 480508.7726 | 1215905.8255 | 301879.6216 | 179.1923 | 3174.3448 | 4460.1396 | 2006107.8965
WeekDay | Wednesday | 3 | 9 | 459774.9215 | 1325755.4493 | 310036.3133 | 188.528 | 2632.7899 | 3841.85 | 2102229.852
WeekDay | Wednesday | 3 | 10 | 465573.9863 | 1363477.9119 | 310222.9848 | 198.6289 | 3278.49 | 4052.7442 | 2146804.7459
WeekDay | Wednesday | 3 | 11 | 474113.1726 | 1383123.1895 | 312958.3713 | 196.2125 | 3515.941 | 4824.5079 | 2178731.3947
WeekDay | Wednesday | 3 | 12 | 453554.8644 | 1371823.1312 | 318838.9806 | 195.2151 | 3365.9719 | 4226.3683 | 2152004.5315
WeekDay | Wednesday | 3 | 13 | 454387.0848 | 1396604.1093 | 319671.6648 | 168.6213 | 3653.4126 | 4135.7686 | 2178620.6614
WeekDay | Wednesday | 3 | 14 | 463364.2692 | 1384213.8134 | 324356.0319 | 176.1766 | 4953.1443 | 5264.9313 | 2182328.3668
WeekDay | Wednesday | 3 | 15 | 503317.4444 | 1328076.1606 | 321147.2004 | 220.7206 | 5802.9689 | 5511.2775 | 2164075.7725
WeekDay | Wednesday | 3 | 16 | 556521.8036 | 1246043.6075 | 313194.4078 | 225.0456 | 4507.403 | 5437.0404 | 2125929.3079
WeekDay | Wednesday | 3 | 17 | 598480.8595 | 1147570.7692 | 302244.3949 | 63442.9368 | 3665.91 | 5237.812 | 2120642.6824
WeekDay | Wednesday | 3 | 18 | 668275.9034 | 1086783.4055 | 292384.04 | 63553.7335 | 2112.0641 | 5339.1685 | 2118448.3149
WeekDay | Wednesday | 3 | 19 | 772751.5356 | 1071502.7134 | 286652.3007 | 63850.7131 | 2037.0795 | 5422.3444 | 2202216.6868
WeekDay | Wednesday | 3 | 20 | 841021.7472 | 1016834.5443 | 281305.3522 | 64039.5745 | 2482.8209 | 5075.0962 | 2210759.1353
WeekDay | Wednesday | 3 | 21 | 890024.0519 | 965765.1616 | 275467.5997 | 64020.0115 | 1924.6028 | 4779.6625 | 2201981.09
WeekDay | Wednesday | 3 | 22 | 902671.2109 | 910913.8583 | 269835.1624 | 64022.4775 | 1678.8202 | 4505.7425 | 2153627.2717
WeekDay | Wednesday | 3 | 23 | 838877.9836 | 876299.1175 | 266168.5706 | 63865.4921 | 1928.7686 | 4323.0281 | 2051462.9606
WeekDay | Thursday | 3 | 0 | 771437.149 | 787673.5552 | 265434.8376 | 63438.5237 | 2774.4273 | 4229.5499 | 1894988.0427
WeekDay | Thursday | 3 | 1 | 720531.0103 | 769415.6262 | 262406.3358 | 63425.704 | 3457.6197 | 4145.3134 | 1823381.6094
WeekDay | Thursday | 3 | 2 | 682539.1613 | 751876.2096 | 264962.6589 | 63425.3125 | 3191.008 | 4094.4079 | 1770088.7582
WeekDay | Thursday | 3 | 3 | 653706.7636 | 746498.1236 | 263792.2944 | 63422.2256 | 3074.3654 | 4171.3722 | 1734665.1447
WeekDay | Thursday | 3 | 4 | 640736.9073 | 746375.1841 | 265232.8036 | 63426.3924 | 3220.1687 | 4363.7828 | 1723355.2389
WeekDay | Thursday | 3 | 5 | 656399.626 | 776737.4294 | 271844.0367 | 63426.1713 | 4303.2785 | 4838.4463 | 1777548.9882
WeekDay | Thursday | 3 | 6 | 662807.9264 | 832112.6851 | 280492.9318 | 208.9845 | 5248.9166 | 5161.1508 | 1786032.5951
WeekDay | Thursday | 3 | 7 | 544038.0381 | 975409.8022 | 289998.2711 | 188.631 | 4557.3927 | 5149.1819 | 1819341.317
WeekDay | Thursday | 3 | 8 | 468966.9703 | 1158372.9753 | 302102.0798 | 186.1201 | 4020.0036 | 5071.6116 | 1938719.7607
WeekDay | Thursday | 3 | 9 | 452676.1375 | 1259679.264 | 310907.0737 | 203.1693 | 3408.1507 | 4954.8017 | 2031828.597
WeekDay | Thursday | 3 | 10 | 456603.9607 | 1317921.9341 | 316548.782 | 205.4948 | 3857.5371 | 4987.5266 | 2100125.2354
WeekDay | Thursday | 3 | 11 | 468690.965 | 1334298.7317 | 319370.9287 | 200.0356 | 3945.0191 | 4801.9337 | 2131307.6138
WeekDay | Thursday | 3 | 12 | 477406.9822 | 1342327.847 | 323979.6442 | 200.9188 | 4749.0198 | 5382.1958 | 2154046.6077
WeekDay | Thursday | 3 | 13 | 473500.4092 | 1355851.633 | 324261.3647 | 209.3273 | 5323.9011 | 4926.0158 | 2164072.6511
WeekDay | Thursday | 3 | 14 | 480845.9377 | 1353777.8874 | 319127.4399 | 207.5375 | 5969.6012 | 4655.2774 | 2164583.6811
WeekDay | Thursday | 3 | 15 | 519871.7419 | 1296062.5616 | 314261.6181 | 191.3836 | 6136.2335 | 5555.0623 | 2142078.601
WeekDay | Thursday | 3 | 16 | 576819.122 | 1225535.7724 | 307337.7671 | 179.2373 | 5378.0566 | 5350.5313 | 2120600.4867
WeekDay | Thursday | 3 | 17 | 619545.8633 | 1109818.9009 | 300256.7281 | 63460.4618 | 5857.1244 | 5322.0485 | 2104261.127
WeekDay | Thursday | 3 | 18 | 681941.9452 | 1053607.5852 | 291485.7874 | 63857.2307 | 4790.6779 | 5372.4995 | 2101055.7257
WeekDay | Thursday | 3 | 19 | 800854.4481 | 1038781.4639 | 286334.8034 | 64441.7885 | 3486.7803 | 5338.5625 | 2199237.8468
WeekDay | Thursday | 3 | 20 | 872936.8281 | 985646.7608 | 281045.0432 | 64119.3887 | 2749.4325 | 5023.2817 | 2211520.7349
WeekDay | Thursday | 3 | 21 | 923141.8598 | 941417.0582 | 274666.2832 | 63765.4893 | 2720.2719 | 4712.5461 | 2210423.5085
WeekDay | Thursday | 3 | 22 | 938397.1453 | 888304.6692 | 269296.6218 | 63764.8009 | 2241.2041 | 4517.2568 | 2166521.6981
WeekDay | Thursday | 3 | 23 | 880461.8999 | 851942.3067 | 268579.9256 | 63746.9209 | 2366.1783 | 4330.1488 | 2071427.3803
WeekDay | Friday | 3 | 0 | 813482.5886 | 825407.3676 | 267431.1969 | 63487.8405 | 3186.8422 | 4251.9725 | 1977247.8083
WeekDay | Friday | 3 | 1 | 759169.7794 | 805534.058 | 263766.3967 | 63434.105 | 4074.1591 | 4192.8858 | 1900171.3839
WeekDay | Friday | 3 | 2 | 719243.7246 | 785189.9485 | 263744.0201 | 63429.025 | 3753.392 | 4074.4093 | 1839434.5195
WeekDay | Friday | 3 | 3 | 688055.9663 | 770977.2342 | 263388.0847 | 63425.6815 | 3353.4745 | 4056.6833 | 1793257.1245
WeekDay | Friday | 3 | 4 | 672767.5699 | 772077.5343 | 263966.2061 | 63425.4146 | 3640.9152 | 4147.1314 | 1780024.7714
WeekDay | Friday | 3 | 5 | 677057.5558 | 800945.4962 | 266432.2148 | 63423.7391 | 4199.1333 | 4548.0122 | 1816606.1513
WeekDay | Friday | 3 | 6 | 682574.6989 | 846216.8692 | 274602.0369 | 197.9826 | 4832.3359 | 4738.4533 | 1813162.3769
WeekDay | Friday | 3 | 7 | 576039.0111 | 987229.9885 | 286588.3315 | 182.3804 | 3724.2313 | 4521.3474 | 1858285.2903
WeekDay | Friday | 3 | 8 | 505260.0066 | 1188469.7157 | 297057.8437 | 184.8332 | 3349.3087 | 4424.5361 | 1998746.2439
WeekDay | Friday | 3 | 9 | 485782.1403 | 1289029.3037 | 309465.6534 | 186.4647 | 3124.3551 | 4364.8433 | 2091952.7606
WeekDay | Friday | 3 | 10 | 481521.7941 | 1328986.0128 | 317226.7702 | 189.8139 | 3430.1514 | 4034.1091 | 2135388.6515
WeekDay | Friday | 3 | 11 | 494887.7776 | 1358207.6438 | 320068.8915 | 199.3247 | 3603.4229 | 4245.1548 | 2181212.2153
WeekDay | Friday | 3 | 12 | 494072.6784 | 1364567.4554 | 324869.5254 | 197.1116 | 4186.6359 | 4162.7364 | 2192056.1431
WeekDay | Friday | 3 | 13 | 489486.3411 | 1374006.5228 | 324876.1458 | 195.2769 | 5053.1237 | 5472.9469 | 2199090.3571
WeekDay | Friday | 3 | 14 | 501919.7143 | 1362986.1738 | 321019.2375 | 204.2333 | 5802.9689 | 4998.8895 | 2196931.2172
WeekDay | Friday | 3 | 15 | 531290.7249 | 1320162.8014 | 317766.3898 | 203.6076 | 6481.9954 | 5251.2959 | 2181156.8151
WeekDay | Friday | 3 | 16 | 575927.5822 | 1236400.661 | 311981.0973 | 237.9422 | 6236.2128 | 6050.6334 | 2136834.1289
WeekDay | Friday | 3 | 17 | 616462.4385 | 1130212.0639 | 301714.2096 | 63470.3913 | 5444.7095 | 5812.6199 | 2123116.4327
WeekDay | Friday | 3 | 18 | 672032.1291 | 1076865.4018 | 298500.0071 | 63503.9335 | 3390.9668 | 5571.4248 | 2119863.8631
WeekDay | Friday | 3 | 19 | 768153.4477 | 1065093.2175 | 293569.1426 | 63803.9756 | 3124.3551 | 5477.3405 | 2199221.4791
WeekDay | Friday | 3 | 20 | 798717.3804 | 1014622.1445 | 287761.7945 | 64070.3126 | 3257.6609 | 4877.6859 | 2173306.9788
WeekDay | Friday | 3 | 21 | 843899.0342 | 971384.4514 | 278443.2251 | 64059.4559 | 2436.997 | 4410.9007 | 2164634.0643
WeekDay | Friday | 3 | 22 | 876413.7098 | 922968.8196 | 270166.2441 | 64046.4667 | 1899.6079 | 4314.0893 | 2139808.9375
WeekDay | Friday | 3 | 23 | 855817.43 | 888362.5996 | 266329.2076 | 63921.628 | 1862.1157 | 4156.8277 | 2080449.8086
Saturday | Saturday | 3 | 0 | 812489.1369 | 848676.9198 | 265482.1703 | 63496.0972 | 3411.7958 | 4061.5314 | 1997617.6515
Saturday | Saturday | 3 | 1 | 767534.2086 | 819742.6058 | 268711.6539 | 63435.0959 | 3765.8894 | 3931.9951 | 1927121.4486
Saturday | Saturday | 3 | 2 | 730893.3089 | 805204.6375 | 268268.1123 | 63430.5442 | 3374.3035 | 3878.817 | 1875049.7234
Saturday | Saturday | 3 | 3 | 697968.7397 | 787259.8016 | 266754.1098 | 63428.8227 | 2520.3131 | 3786.3993 | 1821718.1863
Saturday | Saturday | 3 | 4 | 660066.1756 | 787064.725 | 262397.6638 | 63427.5865 | 2745.2667 | 3814.5792 | 1779515.9968
Saturday | Saturday | 3 | 5 | 641813.6389 | 801900.5952 | 275468.512 | 63428.5333 | 4424.0869 | 3961.2355 | 1790996.6017
Saturday | Saturday | 3 | 6 | 639322.5527 | 804105.6465 | 274778.8908 | 197.1247 | 5365.5592 | 3958.5084 | 1727728.2823
Saturday | Saturday | 3 | 7 | 638670.2616 | 842804.4458 | 274134.6587 | 161.0922 | 4490.7398 | 3746.2507 | 1764007.4487
Saturday | Saturday | 3 | 8 | 633962.1784 | 937490.1517 | 281150.5541 | 146.109 | 3290.9874 | 3283.7076 | 1859323.6881
Saturday | Saturday | 3 | 9 | 608135.8967 | 1018301.7107 | 284275.4197 | 154.1626 | 2572.3857 | 2972.8204 | 1916412.3957
Saturday | Saturday | 3 | 10 | 591255.2131 | 1055704.8628 | 285270.224 | 152.9329 | 2907.8633 | 2927.3691 | 1938218.4651
Saturday | Saturday | 3 | 11 | 594671.467 | 1079535.7012 | 283693.2574 | 150.9979 | 2584.753 | 2774.0466 | 1963410.223
Saturday | Saturday | 3 | 12 | 587118.6395 | 1081069.5868 | 281910.5656 | 166.4381 | 3657.5784 | 2781.0158 | 1956703.8242
Saturday | Saturday | 3 | 13 | 577457.2178 | 1062836.1774 | 284083.6881 | 173.8632 | 4488.006 | 3059.9355 | 1932098.888
Saturday | Saturday | 3 | 14 | 585625.6163 | 1037628.6918 | 281093.6546 | 173.719 | 4983.737 | 3329.1589 | 1912834.5775
Saturday | Saturday | 3 | 15 | 593986.9977 | 1024318.9542 | 278705.7512 | 191.0895 | 5044.7921 | 3783.0662 | 1906030.6508
Saturday | Saturday | 3 | 16 | 603762.6554 | 1008684.9857 | 271497.3274 | 217.791 | 5094.7818 | 4329.0883 | 1893586.6296
Saturday | Saturday | 3 | 17 | 619646.0154 | 977352.555 | 266732.5948 | 63442.6849 | 4386.5946 | 4769.5117 | 1936329.9564
Saturday | Saturday | 3 | 18 | 654934.8401 | 973603.5391 | 268673.212 | 63576.4874 | 2661.9506 | 4891.7758 | 1968341.8051
Saturday | Saturday | 3 | 19 | 748348.4476 | 990593.1629 | 267207.3614 | 63779.6305 | 2070.406 | 4774.8144 | 2076773.8228
Saturday | Saturday | 3 | 20 | 771754.2773 | 966012.862 | 256766.6231 | 63864.5958 | 1778.7995 | 4475.2901 | 2064652.4478
Saturday | Saturday | 3 | 21 | 795895.5348 | 937618.9705 | 248379.5598 | 63828.1456 | 1887.1105 | 4350.2989 | 2051959.6202
Saturday | Saturday | 3 | 22 | 819793.9758 | 904211.1294 | 247646.8133 | 63831.3992 | 1516.3537 | 4203.0366 | 2041202.7079
Saturday | Saturday | 3 | 23 | 805855.6137 | 874112.267 | 246964.8361 | 63831.7701 | 1678.8202 | 4119.8606 | 1996563.1677
Sunday | Sunday | 3 | 0 | 772307.3097 | 843898.2182 | 244764.0575 | 63814.9625 | 2574.4686 | 3993.2029 | 1931352.2195
Sunday | Sunday | 3 | 1 | 730227.8122 | 810240.6984 | 244657.362 | 63514.0353 | 3145.1842 | 3886.6953 | 1855671.7873
Sunday | Sunday | 3 | 2 | 693593.5435 | 781408.0704 | 243549.4334 | 63439.7253 | 3166.0132 | 3810.64 | 1788967.4259
Sunday | Sunday | 3 | 3 | 661711.7076 | 778506.273 | 242185.8384 | 63433.2986 | 2374.5099 | 3838.2139 | 1752049.8414
Sunday | Sunday | 3 | 4 | 625387.8272 | 770241.1735 | 240240.3998 | 63426.8222 | 1605.0073 | 3820.1848 | 1704721.4149
Sunday | Sunday | 3 | 5 | 608987.4302 | 772065.4666 | 240731.0051 | 63424.2898 | 3740.8945 | 3962.7505 | 1692911.8367
Sunday | Sunday | 3 | 6 | 603803.768 | 766102.9223 | 237309.0304 | 196.648 | 4982.305 | 3844.577 | 1616239.2508
Sunday | Sunday | 3 | 7 | 617408.8772 | 766392.0652 | 227063.8516 | 165.3143 | 3695.0707 | 3678.6797 | 1618403.8585
Sunday | Sunday | 3 | 8 | 636564.747 | 806547.4916 | 224769.9629 | 138.8609 | 2699.4428 | 3145.081 | 1673865.5863
Sunday | Sunday | 3 | 9 | 631416.463 | 837145.2667 | 229970.426 | 147.6188 | 2116.2299 | 2906.0069 | 1703702.0113
Sunday | Sunday | 3 | 10 | 612631.1836 | 874280.8815 | 233122.7359 | 165.1391 | 2049.577 | 2769.0469 | 1725018.564
Sunday | Sunday | 3 | 11 | 591632.8038 | 898712.593 | 233888.289 | 159.5478 | 2461.9918 | 2418.7686 | 1729273.994
Sunday | Sunday | 3 | 12 | 581939.0805 | 929685.4553 | 235198.1112 | 158.3116 | 3007.7125 | 2540.5782 | 1752529.2492
Sunday | Sunday | 3 | 13 | 573245.3596 | 926674.9301 | 231764.7036 | 155.9795 | 3665.91 | 2758.4416 | 1738265.3244
Sunday | Sunday | 3 | 14 | 563406.4681 | 928093.0756 | 228681.6854 | 175.9424 | 4740.6882 | 3184.7751 | 1728282.6348
Sunday | Sunday | 3 | 15 | 559384.7701 | 926912.9065 | 229878.6724 | 234.932 | 5273.9114 | 3740.948 | 1725426.1405
Sunday | Sunday | 3 | 16 | 564246.477 | 913588.5087 | 228595.7653 | 260.5284 | 4769.8488 | 4350.7534 | 1715811.8816
Sunday | Sunday | 3 | 17 | 578729.0858 | 908954.1936 | 229496.1367 | 63482.7043 | 5827.9638 | 4935.4091 | 1791425.4933
Sunday | Sunday | 3 | 18 | 619551.7268 | 929451.4134 | 233646.138 | 63493.3718 | 3895.0294 | 5145.5458 | 1855183.2251
Sunday | Sunday | 3 | 19 | 722615.1554 | 941268.5258 | 238667.7922 | 63850.4612 | 2449.4944 | 5070.0966 | 1973921.5256
Sunday | Sunday | 3 | 20 | 777585.79 | 914530.5267 | 239339.8221 | 63839.1175 | 1699.6492 | 4719.6668 | 2001714.5723
Sunday | Sunday | 3 | 21 | 825120.6194 | 886907.7763 | 236379.5538 | 63490.328 | 1566.3434 | 4508.015 | 2017972.6358
Sunday | Sunday | 3 | 22 | 839470.9678 | 866168.0953 | 235926.0098 | 63468.3936 | 1324.7266 | 4406.0526 | 2010764.2457
Sunday | Sunday | 3 | 23 | 811941.0958 | 844224.79 | 238931.8175 | 63465.9894 | 1528.8511 | 4329.8458 | 1964422.3896
WeekDay | Monday | 3 | 0 | 756503.2199 | 826608.1711 | 240772.837 | 63453.5987 | 1799.6285 | 4213.6419 | 1893351.0971
WeekDay | Monday | 3 | 1 | 705285.6076 | 812106.1582 | 237071.4987 | 63430.5957 | 1687.1518 | 4148.192 | 1823729.2039
WeekDay | Monday | 3 | 2 | 662560.0539 | 788094.7288 | 238984.7297 | 63430.9871 | 1387.2137 | 4079.1059 | 1758536.8192
WeekDay | Monday | 3 | 3 | 632511.576 | 780555.2882 | 239414.435 | 63431.0574 | 1192.5924 | 4134.1021 | 1721239.0511
WeekDay | Monday | 3 | 4 | 604455.4681 | 781395.9166 | 240883.6592 | 63429.5261 | 1608.0014 | 4190.4617 | 1695963.0331
WeekDay | Monday | 3 | 5 | 592257.6226 | 813208.3564 | 250695.5281 | 63425.9597 | 2649.4531 | 4632.5517 | 1726869.4716
WeekDay | Monday | 3 | 6 | 587609.1857 | 853650.9301 | 263405.2367 | 195.3134 | 2966.0545 | 4932.2275 | 1712758.948
WeekDay | Monday | 3 | 7 | 576328.3688 | 945250.4015 | 279387.5336 | 170.0626 | 2991.0493 | 5042.2198 | 1809169.6356
WeekDay | Monday | 3 | 8 | 571612.9915 | 1072420.657 | 293641.4748 | 148.191 | 2566.137 | 5151.303 | 1945540.7543
WeekDay | Monday | 3 | 9 | 565958.0287 | 1157037.6842 | 302400.3571 | 146.2542 | 2316.1886 | 4362.7223 | 2032221.2351
WeekDay | Monday | 3 | 10 | 564027.1045 | 1216287.486 | 312209.8996 | 148.339 | 2324.5202 | 4008.3534 | 2099005.7026
WeekDay | Monday | 3 | 11 | 580292.6959 | 1235456.3486 | 319144.3635 | 151.4578 | 2791.0906 | 3964.8716 | 2141800.828
WeekDay | Monday | 3 | 12 | 569319.1429 | 1235121.023 | 324049.0832 | 151.4943 | 3811.7132 | 3819.8818 | 2136272.3385
WeekDay | Monday | 3 | 13 | 556637.0277 | 1233200.1209 | 327564.7055 | 157.611 | 4178.3042 | 3957.5994 | 2125695.3687
WeekDay | Monday | 3 | 14 | 558031.455 | 1226513.5458 | 324167.4803 | 161.7497 | 5248.9166 | 4256.2146 | 2118379.362
WeekDay | Monday | 3 | 15 | 569675.3772 | 1205455.6362 | 319932.8548 | 157.9987 | 4494.7754 | 4626.946 | 2104343.5884
WeekDay | Monday | 3 | 16 | 594129.3915 | 1169442.9059 | 314371.1158 | 164.8619 | 4305.101 | 5059.3398 | 2087472.7158
WeekDay | Monday | 3 | 17 | 620433.7566 | 1096048.8563 | 307114.8407 | 63382.3185 | 3967.5405 | 5411.1331 | 2096358.4457
WeekDay | Monday | 3 | 18 | 672116.5614 | 1050853.8932 | 301066.8143 | 63400.9796 | 2732.7693 | 5435.0708 | 2095606.0885
WeekDay | Monday | 3 | 19 | 791574.1409 | 1059098.1358 | 297507.0327 | 63810.6964 | 1608.0014 | 5389.3165 | 2218987.3237
WeekDay | Monday | 3 | 20 | 826475.2964 | 1006984.0615 | 293761.8681 | 63863.161 | 1549.6801 | 5180.5433 | 2197814.6103
WeekDay | Monday | 3 | 21 | 878218.8252 | 952987.9972 | 289370.0824 | 63351.8239 | 1757.9705 | 5009.6463 | 2190696.3453
WeekDay | Monday | 3 | 22 | 876096.0083 | 899916.0298 | 285606.823 | 63374.0065 | 1712.1466 | 4802.9942 | 2131508.0084
WeekDay | Monday | 3 | 23 | 815972.0669 | 864050.014 | 282166.7356 | 63421.7208 | 2020.4163 | 4652.5503 | 2032283.504
WeekDay | Tuesday | 3 | 0 | 744087.0725 | 847511.5052 | 278325.6922 | 63423.5695 | 2982.7177 | 4518.4689 | 1940849.026
WeekDay | Tuesday | 3 | 1 | 691335.6748 | 818591.9023 | 274794.4173 | 63421.097 | 3782.5526 | 4467.2604 | 1856392.9044
WeekDay | Tuesday | 3 | 2 | 654215.9357 | 798270.2154 | 274260.8081 | 63419.0178 | 3824.2107 | 4358.9347 | 1798349.1224
WeekDay | Tuesday | 3 | 3 | 625425.9352 | 780245.194 | 273135.1287 | 63418.5598 | 3240.9977 | 4373.6306 | 1749839.4461
WeekDay | Tuesday | 3 | 4 | 621177.1804 | 791530.659 | 270710.7782 | 63421.9793 | 2561.9712 | 4506.197 | 1753908.7649
WeekDay | Tuesday | 3 | 5 | 637430.767 | 830960.7146 | 275336.5733 | 63422.6096 | 3565.9306 | 4788.7528 | 1815505.3479
WeekDay | Tuesday | 3 | 6 | 642580.391 | 897658.6655 | 283448.5847 | 198.6673 | 3974.1797 | 5032.5235 | 1832893.0117
WeekDay | Tuesday | 3 | 7 | 524205.023 | 1042533.8173 | 294618.5353 | 173.3275 | 3349.3087 | 5200.3904 | 1870080.4022
WeekDay | Tuesday | 3 | 8 | 455582.4101 | 1242933.2086 | 306651.955 | 178.4075 | 2395.3389 | 5090.3982 | 2012831.7183
WeekDay | Tuesday | 3 | 9 | 436971.6704 | 1351110.7036 | 318471.2916 | 206.2319 | 2457.826 | 4822.0838 | 2114039.8073
WeekDay | Tuesday | 3 | 10 | 438462.3827 | 1412929.4793 | 327498.0119 | 210.0025 | 2870.2409 | 5014.1914 | 2186984.3087
WeekDay | Tuesday | 3 | 11 | 452852.1047 | 1424602.0783 | 326265.0129 | 207.9505 | 3128.5209 | 4881.1705 | 2211936.8378
WeekDay | Tuesday | 3 | 12 | 459219.1985 | 1391898.9033 | 330780.6351 | 208.4019 | 3620.0861 | 4869.6562 | 2190596.8812
WeekDay | Tuesday | 3 | 13 | 461736.2288 | 1396566.0121 | 331473.4793 | 209.7768 | 4349.1023 | 4733.7567 | 2199068.356
WeekDay | Tuesday | 3 | 14 | 469034.0898 | 1388439.8594 | 329328.5195 | 213.9127 | 5255.4257 | 4883.5946 | 2197155.4017
WeekDay | Tuesday | 3 | 15 | 506116.0472 | 1329583.2688 | 324298.4346 | 208.031 | 6327.2097 | 5297.2018 | 2171830.1931
WeekDay | Tuesday | 3 | 16 | 560011.4372 | 1244944.7846 | 315273.031 | 177.7603 | 6056.302 | 5409.4666 | 2131872.7817
WeekDay | Tuesday | 3 | 17 | 600160.9985 | 1134353.8877 | 302554.769 | 63397.8552 | 5894.6167 | 5776.5618 | 2112138.6889
WeekDay | Tuesday | 3 | 18 | 669967.3387 | 1076421.9961 | 293077.4256 | 63431.9303 | 3990.8429 | 5878.9789 | 2112768.5124
WeekDay | Tuesday | 3 | 19 | 790369.8647 | 1066817.7191 | 289082.4306 | 64031.5416 | 2170.3854 | 5668.6907 | 2218140.6319
WeekDay | Tuesday | 3 | 20 | 852866.3873 | 965621.4558 | 283551.4419 | 64490.4076 | 1978.7582 | 5184.3309 | 2173692.7818
WeekDay | Tuesday | 3 | 21 | 784363.1505 | 926177.6854 | 276830.0934 | 64375.0273 | 2766.0957 | 4924.9553 | 2059437.0077
WeekDay | Tuesday | 3 | 22 | 733735.6454 | 893480.5148 | 274563.7275 | 63555.1009 | 3478.4487 | 4689.0629 | 1973502.5001
WeekDay | Tuesday | 3 | 23 | 693637.6862 | 858815.2118 | 275181.8705 | 63453.7466 | 3703.4023 | 4535.1343 | 1899327.0517
WeekDay | Wednesday | 3 | 0 | 659698.0267 | 825101.1127 | 274015.2113 | 63441.9965 | 3795.05 | 4474.2296 | 1830525.6268
WeekDay | Wednesday | 3 | 1 | 640401.3627 | 806411.8997 | 270984.7723 | 63419.0609 | 3632.5836 | 4419.0819 | 1789268.7611
WeekDay | Wednesday | 3 | 2 | 651213.4065 | 796737.6727 | 271017.9486 | 63410.57 | 4361.5997 | 4382.8724 | 1791124.0699
WeekDay | Wednesday | 3 | 3 | 651651.0738 | 805278.0684 | 270998.7543 | 63398.9013 | 5715.487 | 4392.2656 | 1801434.5504
WeekDay | Wednesday | 3 | 4 | 636052.417 | 785522.7262 | 272275.6474 | 63405.3074 | 4124.1488 | 4636.4908 | 1766016.7377
WeekDay | Wednesday | 3 | 5 | 648241.2638 | 817968.2606 | 276953.6652 | 63412.0685 | 4503.2372 | 4924.5008 | 1816002.9961
WeekDay | Wednesday | 3 | 6 | 649538.1008 | 862286.1912 | 287931.8204 | 198.2917 | 4998.9682 | 5231.4488 | 1810184.8212
WeekDay | Wednesday | 3 | 7 | 531570.0991 | 997026.9845 | 303428.5864 | 170.0786 | 4565.7243 | 5187.058 | 1841948.531
WeekDay | Wednesday | 3 | 8 | 457434.6231 | 1202542.2155 | 313718.6064 | 177.8277 | 2566.137 | 4531.9528 | 1980971.3625
WeekDay | Wednesday | 3 | 9 | 439685.0252 | 1316083.489 | 313901.3201 | 201.3327 | 2466.1576 | 3993.6574 | 2076330.982
WeekDay | Wednesday | 3 | 10 | 446605.6797 | 1367435.5184 | 320706.4993 | 210.8997 | 2974.3861 | 3886.5438 | 2141819.527
WeekDay | Wednesday | 3 | 11 | 459634.8442 | 1391133.9547 | 324503.0251 | 213.9623 | 3511.7752 | 4104.2557 | 2183101.8172
WeekDay | Wednesday | 3 | 12 | 467426.9766 | 1386230.8778 | 330330.2618 | 208.0498 | 4211.6307 | 3702.4659 | 2192110.2625
WeekDay | Wednesday | 3 | 13 | 466795.7669 | 1408813.4609 | 330738.5576 | 202.3236 | 4149.1436 | 3976.6889 | 2214675.9416
WeekDay | Wednesday | 3 | 14 | 472656.3243 | 1399387.8818 | 328313.3719 | 212.3514 | 5012.8976 | 4184.0985 | 2209766.9256
WeekDay | Wednesday | 3 | 15 | 514828.3026 | 1337136.6659 | 325450.2657 | 219.504 | 6492.6703 | 4706.6374 | 2188834.0459
WeekDay | Wednesday | 3 | 16 | 568622.4199 | 1250715.4073 | 318258.57 | 182.0348 | 6329.1624 | 5250.5384 | 2149358.1328
WeekDay | Wednesday | 3 | 17 | 611812.5188 | 1145197.7834 | 307493.9098 | 63390.7082 | 4990.7668 | 5594.4535 | 2138480.1405
WeekDay | Wednesday | 3 | 18 | 678500.1962 | 1082538.3049 | 297698.4897 | 63419.5592 | 3540.8056 | 5608.5434 | 2131305.8991
WeekDay | Wednesday | 3 | 19 | 795991.2434 | 1068709.0662 | 290364.6238 | 63433.5168 | 2062.0744 | 5532.4882 | 2226093.0127
WeekDay | Wednesday | 3 | 20 | 863976.0842 | 1020789.8347 | 284552.7701 | 63515.0327 | 2007.9189 | 5317.8064 | 2240159.447
WeekDay | Wednesday | 3 | 21 | 914606.5224 | 961878.5016 | 280622.6317 | 63807.6179 | 1978.7582 | 4970.4066 | 2227864.4385
WeekDay | Wednesday | 3 | 22 | 919933.9784 | 902538.1459 | 276425.7993 | 63872.1989 | 1945.4318 | 4754.0583 | 2169469.6126
WeekDay | Wednesday | 3 | 23 | 865717.195 | 870727.3905 | 275724.486 | 63745.1864 | 2141.2247 | 4631.9457 | 2082687.4283
WeekDay | Thursday | 3 | 0 | 794975.5027 | 785146.0602 | 277359.2722 | 63449.2567 | 2986.8835 | 4552.8604 | 1928469.8357
WeekDay | Thursday | 3 | 1 | 734692.9564 | 764658.4976 | 274144.8467 | 63449.4937 | 3665.91 | 4511.1966 | 1845122.901
WeekDay | Thursday | 3 | 2 | 690198.8985 | 745573.6915 | 272795.7722 | 63452.1629 | 3928.3558 | 4410.9007 | 1780359.7817
WeekDay | Thursday | 3 | 3 | 655563.9099 | 740584.9505 | 273034.978 | 63448.4888 | 3511.7752 | 4542.4066 | 1740686.5089
WeekDay | Thursday | 3 | 4 | 623822.1947 | 739287.9064 | 273682.2608 | 63449.6969 | 3016.0441 | 4669.3673 | 1707927.4703
WeekDay | Thursday | 3 | 5 | 631316.0257 | 769432.469 | 279948.2581 | 63447.718 | 3945.0191 | 4992.2233 | 1753081.7131
WeekDay | Thursday | 3 | 6 | 643505.6823 | 814442.2417 | 289473.1583 | 235.5249 | 4869.8282 | 5269.7794 | 1757796.2148
WeekDay | Thursday | 3 | 7 | 521757.2417 | 952707.1866 | 301590.2721 | 191.3742 | 3824.2107 | 5584.6057 | 1785654.891
WeekDay | Thursday | 3 | 8 | 457253.845 | 1146794.7112 | 311762.2852 | 182.799 | 2974.3861 | 5757.3208 | 1924725.3472
WeekDay | Thursday | 3 | 9 | 442078.5563 | 1246304.4464 | 317138.2107 | 191.5812 | 2639.8197 | 4733.4537 | 2013086.068
WeekDay | Thursday | 3 | 10 | 444171.6453 | 1301355.3364 | 321749.9311 | 244.6845 | 2528.7749 | 4350.2989 | 2074400.6711
WeekDay | Thursday | 3 | 11 | 456502.207 | 1320716.6171 | 323437.8942 | 250.4519 | 3285.3896 | 5312.2007 | 2109504.7604
WeekDay | Thursday | 3 | 12 | 459471.7929 | 1338387.1344 | 326842.8829 | 247.0559 | 3778.3868 | 5765.0475 | 2134492.3004
WeekDay | Thursday | 3 | 13 | 458954.9142 | 1345989.0554 | 324714.3275 | 239.9267 | 4328.2733 | 5994.7283 | 2140221.2253
WeekDay | Thursday | 3 | 14 | 466179.2628 | 1341204.3767 | 324594.4706 | 241.2173 | 5194.7611 | 6109.4171 | 2143523.5056
WeekDay | Thursday | 3 | 15 | 500450.5682 | 1282741.0167 | 319571.1475 | 265.9183 | 6344.5238 | 6024.8776 | 2115398.0523
WeekDay | Thursday | 3 | 16 | 555529.6221 | 1216690.8371 | 313144.3995 | 231.4274 | 6298.6999 | 5974.8812 | 2097869.8672
WeekDay | Thursday | 3 | 17 | 596795.736 | 1113615.1106 | 303040.3206 | 63580.6963 | 6311.4577 | 5905.0376 | 2089248.3589
WeekDay | Thursday | 3 | 18 | 652078.7766 | 1057797.2111 | 294145.1086 | 63980.8893 | 4542.9425 | 5727.3229 | 2078272.251
WeekDay | Thursday | 3 | 19 | 769517.4168 | 1044908.1416 | 290185.263 | 64749.0525 | 2949.3912 | 5530.5186 | 2177839.7837
WeekDay | Thursday | 3 | 20 | 844388.9674 | 994107.5289 | 283340.8445 | 64892.7368 | 2849.4119 | 5232.6609 | 2194812.1504
WeekDay | Thursday | 3 | 21 | 906667.9252 | 948401.5332 | 277375.8265 | 64644.4896 | 2328.686 | 4936.6212 | 2204355.0816
WeekDay | Thursday | 3 | 22 | 927408.0805 | 891767.1785 | 272074.9241 | 64333.0401 | 2237.0383 | 4723.9089 | 2162544.1703
WeekDay | Thursday | 3 | 23 | 871164.5775 | 850553.8058 | 270064.5319 | 63756.0965 | 2582.8002 | 4533.9223 | 2062655.7343
WeekDay | Friday | 3 | 0 | 803622.0634 | 825691.3375 | 267276.9573 | 63521.1073 | 3832.5423 | 4490.1375 | 1968434.1452
WeekDay | Friday | 3 | 1 | 750622.993 | 805319.9967 | 263908.1229 | 63484.1457 | 4640.7088 | 4437.2625 | 1892413.2295
WeekDay | Friday | 3 | 2 | 709132.6682 | 783000.7773 | 266558.5042 | 63471.3897 | 4219.9623 | 4403.174 | 1830786.4756
WeekDay | Friday | 3 | 3 | 675281.3577 | 768755.0949 | 267212.9809 | 63469.8359 | 4686.5327 | 4468.6239 | 1783874.426
WeekDay | Friday | 3 | 4 | 657843.9252 | 774954.9095 | 267090.4917 | 63471.9151 | 1853.784 | 4624.825 | 1769839.8505
WeekDay | Friday | 3 | 5 | 664275.5876 | 798878.663 | 271280.8581 | 63470.5749 | 2212.0434 | 5199.7844 | 1805317.5113
WeekDay | Friday | 3 | 6 | 670992.7668 | 839456.8475 | 275706.9424 | 250.0744 | 2603.6293 | 5469.0078 | 1794479.2681
WeekDay | Friday | 3 | 7 | 563086.7461 | 984555.8014 | 284951.2165 | 226.0178 | 2982.7177 | 5717.3236 | 1841519.8231
WeekDay | Friday | 3 | 8 | 494698.4581 | 1184592.4265 | 298081.6819 | 227.2503 | 2778.5932 | 5560.5165 | 1985938.9265
WeekDay | Friday | 3 | 9 | 474963.2977 | 1282969.6201 | 306606.7521 | 235.7188 | 2950.5629 | 5233.8729 | 2072959.8244
WeekDay | Friday | 3 | 10 | 476176.191 | 1331544.1689 | 309203.473 | 239.2534 | 3514.8995 | 4842.6884 | 2125520.6742
WeekDay | Friday | 3 | 11 | 483931.0613 | 1352592.0402 | 314443.7919 | 241.1555 | 3566.9721 | 4844.8095 | 2159619.8305
WeekDay | Friday | 3 | 12 | 482062.9216 | 1348407.2823 | 320006.8305 | 247.6319 | 4749.0198 | 5134.3345 | 2160608.0205
WeekDay | Friday | 3 | 13 | 480107.9837 | 1359870.668 | 320567.5753 | 272.9473 | 5578.0153 | 5032.069 | 2171429.2586
WeekDay | Friday | 3 | 14 | 492087.6189 | 1358530.1446 | 314715.2597 | 256.8449 | 6227.8812 | 5019.1911 | 2176836.9403
WeekDay | Friday | 3 | 15 | 524985.2986 | 1308960.6436 | 307030.1249 | 263.7052 | 6394.5135 | 5150.5454 | 2152784.8313
WeekDay | Friday | 3 | 16 | 560827.5163 | 1230240.4002 | 301414.2045 | 224.0763 | 5032.2946 | 5332.6538 | 2103071.1457
WeekDay | Friday | 3 | 17 | 598325.0135 | 1124033.578 | 290185.5152 | 63426.5263 | 5232.2534 | 5289.9295 | 2086492.816
WeekDay | Friday | 3 | 18 | 649817.096 | 1060593.3265 | 284389.2369 | 63432.2487 | 3865.8687 | 5270.9915 | 2067368.7683
WeekDay | Friday | 3 | 19 | 739553.5586 | 1062167.4583 | 278843.5593 | 63512.489 | 2911.899 | 5304.9285 | 2152293.8927
WeekDay | Friday | 3 | 20 | 777344.2199 | 1019826.0026 | 272062.1159 | 63637.0776 | 3041.039 | 5050.8555 | 2140961.3105
WeekDay | Friday | 3 | 21 | 820028.2422 | 976496.7486 | 264659.0232 | 63600.6077 | 3336.8113 | 4851.6272 | 2132973.0602
WeekDay | Friday | 3 | 22 | 852039.4217 | 926130.2336 | 260826.5964 | 63506.097 | 3245.1635 | 4570.4349 | 2110317.9471
WeekDay | Friday | 3 | 23 | 829341.5085 | 886969.8736 | 259706.7489 | 63509.286 | 2870.2409 | 4443.9287 | 2046841.5865
Saturday | Saturday | 3 | 0 | 783167.9938 | 852108.5002 | 256414.2471 | 63489.7586 | 3624.2519 | 4269.244 | 1963073.9956
Saturday | Saturday | 3 | 1 | 734760.9231 | 821668.5744 | 254662.0519 | 63473.4904 | 4628.2114 | 4236.5191 | 1883429.7702
Saturday | Saturday | 3 | 2 | 691683.3602 | 801907.5805 | 255624.7779 | 63472.1558 | 4724.0249 | 4150.7675 | 1821562.6669
Saturday | Saturday | 3 | 3 | 656388.0359 | 782427.163 | 251973.8267 | 63470.0064 | 4382.4288 | 4146.6769 | 1762788.1377
Saturday | Saturday | 3 | 4 | 616710.0984 | 776807.2765 | 249056.2389 | 63469.3948 | 3870.0345 | 4195.4614 | 1714108.5046
Saturday | Saturday | 3 | 5 | 598384.6739 | 790123.004 | 249062.2109 | 63468.1445 | 4028.3352 | 4241.2157 | 1709307.5841
Saturday | Saturday | 3 | 6 | 595959.482 | 790732.0446 | 246424.4831 | 675.3636 | 4328.2733 | 4200.3095 | 1642319.9562
Saturday | Saturday | 3 | 7 | 604972.35 | 827315.2587 | 252628.9312 | 327.3842 | 3854.5429 | 3977.1434 | 1693075.6106
Saturday | Saturday | 3 | 8 | 602612.708 | 917812.0043 | 256464.7619 | 195.2366 | 3036.8732 | 3380.9734 | 1783502.5574
Saturday | Saturday | 3 | 9 | 581302.2227 | 1013443.335 | 258846.8651 | 196.3071 | 3011.8783 | 2998.7277 | 1859799.3359
Saturday | Saturday | 3 | 10 | 571255.1342 | 1048399.8064 | 261804.3045 | 189.7418 | 2974.3861 | 3932.4496 | 1888555.8226
Saturday | Saturday | 3 | 11 | 576672.2099 | 1079096.1739 | 263519.1325 | 204.4065 | 3345.1429 | 3375.0647 | 1926212.1304
Saturday | Saturday | 3 | 12 | 563068.0621 | 1086189.8317 | 267367.2516 | 212.0995 | 3453.4539 | 3329.0074 | 1923619.7061
Saturday | Saturday | 3 | 13 | 561050.1145 | 1063542.3798 | 262885.6447 | 217.9146 | 4644.8746 | 3296.2824 | 1895637.2107
Saturday | Saturday | 3 | 14 | 566098.4893 | 1035382.3172 | 257632.9693 | 220.2973 | 4953.1443 | 3401.4265 | 1867688.6438
Saturday | Saturday | 3 | 15 | 575817.0071 | 1023743.1964 | 256250.7483 | 221.2104 | 8273.2924 | 4074.8638 | 1868380.3185
Saturday | Saturday | 3 | 16 | 592417.8981 | 1008681.4434 | 251167.678 | 219.5864 | 5648.8341 | 4164.706 | 1862300.146
Saturday | Saturday | 3 | 17 | 611887.9609 | 970257.3109 | 246293.9879 | 63447.6149 | 6194.5548 | 4719.8183 | 1902801.2477
Saturday | Saturday | 3 | 18 | 654938.4782 | 971619.4934 | 245252.6968 | 63465.1156 | 4890.6572 | 4897.836 | 1945064.2772
Saturday | Saturday | 3 | 19 | 732387.9439 | 990571.6403 | 246442.0448 | 63856.9722 | 3461.7855 | 4916.6226 | 2041637.0093
Saturday | Saturday | 3 | 20 | 764061.3459 | 964485.9824 | 245673.3317 | 64022.6526 | 3595.0913 | 4814.3571 | 2046652.7609
Saturday | Saturday | 3 | 21 | 796214.9007 | 941187.8966 | 243512.3644 | 64015.0318 | 2782.759 | 4660.1255 | 2052373.0779
Saturday | Saturday | 3 | 22 | 828421.1087 | 907118.7403 | 241293.0785 | 64016.0433 | 2132.8931 | 4506.197 | 2047488.0608
Saturday | Saturday | 3 | 23 | 821459.9223 | 877041.7672 | 243795.5073 | 63959.3997 | 2082.9034 | 4346.5113 | 2012686.0112
Sunday | Sunday | 3 | 0 | 787055.0272 | 847547.818 | 238922.6324 | 63519.9769 | 3378.4693 | 4299.8479 | 1944723.7717
Sunday | Sunday | 3 | 1 | 745084.4829 | 813686.5775 | 236113.1413 | 63434.1406 | 3620.0861 | 4285.758 | 1866224.1864
Sunday | Sunday | 3 | 2 | 709683.8502 | 781304.1231 | 233435.0609 | 63417.4369 | 4015.8378 | 4170.9176 | 1796027.2264
Sunday | Sunday | 3 | 3 | 677000.4167 | 781692.1173 | 235373.5567 | 63418.8361 | 3440.9564 | 4197.8854 | 1765123.7688
Sunday | Sunday | 3 | 4 | 639617.4649 | 774585.2083 | 236387.6379 | 63416.6165 | 2528.6447 | 4211.6723 | 1720747.2446
Sunday | Sunday | 3 | 5 | 616790.7105 | 778890.6151 | 234877.599 | 63413.2008 | 3649.2468 | 4218.793 | 1701840.1653
Sunday | Sunday | 3 | 6 | 609219.0229 | 766567.3395 | 233793.7949 | 185.9983 | 5419.7147 | 4062.2889 | 1619248.1593
Sunday | Sunday | 3 | 7 | 620299.7744 | 769762.528 | 234539.8907 | 153.6147 | 4590.7191 | 3900.1792 | 1633246.7061
Sunday | Sunday | 3 | 8 | 637383.8693 | 809702.6483 | 238257.3342 | 137.473 | 3961.6823 | 3268.2541 | 1692711.2611
Sunday | Sunday | 3 | 9 | 626506.6191 | 846497.6288 | 241061.3442 | 145.6576 | 3257.6609 | 3213.864 | 1720682.7745
Sunday | Sunday | 3 | 10 | 605142.9932 | 871151.2881 | 238699.2434 | 150.3994 | 2970.2203 | 3012.9691 | 1721127.1134
Sunday | Sunday | 3 | 11 | 588684.2616 | 890253.2372 | 236298.3089 | 150.8612 | 3715.8997 | 2906.0069 | 1722008.5755
Sunday | Sunday | 3 | 12 | 569784.3673 | 918102.6789 | 238458.4767 | 169.7648 | 4140.812 | 4356.3591 | 1735012.4588
Sunday | Sunday | 3 | 13 | 566671.9009 | 918018.9963 | 237450.0804 | 169.54 | 4240.7914 | 4325.7552 | 1730877.0642
Sunday | Sunday | 3 | 14 | 555974.9984 | 918635.8163 | 230861.6366 | 175.0611 | 5136.4398 | 4120.0121 | 1714903.9644
Sunday | Sunday | 3 | 15 | 552450.419 | 915475.2677 | 231459.7545 | 179.4517 | 4957.3101 | 3708.6775 | 1708230.8806
Sunday | Sunday | 3 | 16 | 564159.5423 | 903270.5669 | 227862.7807 | 214.2218 | 5119.7766 | 4098.953 | 1704725.8412
Sunday | Sunday | 3 | 17 | 587196.9034 | 898503.5939 | 224504.3992 | 63466.853 | 5148.9372 | 4627.0975 | 1783447.7843
Sunday | Sunday | 3 | 18 | 634063.7923 | 920374.0847 | 229040.4344 | 63704.2191 | 2678.6138 | 4774.9659 | 1854636.1101
Sunday | Sunday | 3 | 19 | 729207.7211 | 939132.7338 | 233424.3781 | 64315.25 | 1970.4266 | 4719.9698 | 1972770.4794
Sunday | Sunday | 3 | 20 | 806081.08 | 920683.6169 | 234802.5792 | 64356.9824 | 1941.266 | 4588.1609 | 2032453.6854
Sunday | Sunday | 3 | 21 | 852005.3294 | 892558.5551 | 235576.7333 | 63753.9227 | 1762.1363 | 4447.8678 | 2050104.5446
Sunday | Sunday | 3 | 22 | 863411.7079 | 872078.8875 | 233027.5383 | 63477.1055 | 1887.1105 | 4303.787 | 2038186.1368
Sunday | Sunday | 3 | 23 | 824564.0498 | 845552.3475 | 236252.6575 | 63467.797 | 2153.7221 | 4271.0621 | 1976261.6361
WeekDay | Monday | 3 | 0 | 757514.2837 | 825041.2987 | 237273.1097 | 63436.0277 | 3403.4642 | 4199.0975 | 1890867.2814
WeekDay | Monday | 3 | 1 | 702630.8866 | 808699.8763 | 234875.4816 | 63420.2569 | 3907.5268 | 4139.4047 | 1817673.4329
WeekDay | Monday | 3 | 2 | 662771.9568 | 786126.3826 | 235753.5797 | 63418.8118 | 4053.33 | 4059.8649 | 1756183.9258
WeekDay | Monday | 3 | 3 | 634241.0991 | 778016.7555 | 238593.8755 | 63418.8464 | 3353.4745 | 4163.4939 | 1721787.5449
WeekDay | Monday | 3 | 4 | 623917.9274 | 778125.968 | 243858.96 | 63421.4566 | 2282.8621 | 4292.5757 | 1715899.7499
WeekDay | Monday | 3 | 5 | 630816.0875 | 815418.4689 | 252479.6832 | 63419.5198 | 3274.3242 | 4655.8834 | 1770063.967
WeekDay | Monday | 3 | 6 | 645836.9742 | 871982.6886 | 265703.2371 | 194.5239 | 4774.0146 | 4943.2873 | 1793434.7258
WeekDay | Monday | 3 | 7 | 557913.7351 | 1016538.1142 | 283822.9731 | 168.699 | 3674.2416 | 5216.2984 | 1867334.0614
WeekDay | Monday | 3 | 8 | 502482.577 | 1212804.3026 | 299268.4508 | 166.4391 | 2037.0795 | 5092.8222 | 2021851.6713
WeekDay | Monday | 3 | 9 | 487085.055 | 1320070.3147 | 311521.5089 | 188.5514 | 1716.3124 | 4660.58 | 2125242.3224
WeekDay | Monday | 3 | 10 | 487881.2168 | 1369474.1112 | 318249.7012 | 220.5033 | 1974.5924 | 5183.4219 | 2182983.5469
WeekDay | Monday | 3 | 11 | 504220.4903 | 1382054.9146 | 321408.2453 | 237.0047 | 2424.4996 | 5340.9865 | 2215686.1409
WeekDay | Monday | 3 | 12 | 495145.307 | 1385904.9842 | 327599.9925 | 224.9988 | 3203.5055 | 4698.9107 | 2216777.6986
WeekDay | Monday | 3 | 13 | 491309.2906 | 1398654.8864 | 328698.1882 | 224.08 | 3874.2004 | 4391.5081 | 2227152.1537
WeekDay | Monday | 3 | 14 | 496890.2182 | 1393021.9335 | 322851.0567 | 211.7511 | 4653.2062 | 5013.4339 | 2222641.5996
WeekDay | Monday | 3 | 15 | 529455.1234 | 1336913.2676 | 321254.4066 | 193.6426 | 5228.0876 | 5018.8881 | 2198063.4158
WeekDay | Monday | 3 | 16 | 575544.5661 | 1256733.4749 | 314967.8665 | 164.2719 | 5873.7876 | 6246.0742 | 2159530.0411
WeekDay | Monday | 3 | 17 | 609524.4599 | 1141164.6041 | 309465.8512 | 63378.5863 | 5665.4973 | 5709.4454 | 2134908.4441
WeekDay | Monday | 3 | 18 | 671536.9754 | 1068616.6735 | 298953.3451 | 63380.2168 | 3707.5681 | 5431.5862 | 2111626.365
WeekDay | Monday | 3 | 19 | 778380.9048 | 1066311.185 | 295506.2801 | 63392.9326 | 2699.4428 | 5373.257 | 2211664.0023
WeekDay | Monday | 3 | 20 | 839853.2851 | 1013180.5401 | 287859.5827 | 63438.52 | 2449.4944 | 5004.4951 | 2211785.9174
WeekDay | Monday | 3 | 21 | 895476.6223 | 959907.6353 | 281519.2096 | 63456.1227 | 1870.4473 | 4798.6006 | 2207028.6377
WeekDay | Monday | 3 | 22 | 909251.3378 | 902245.956 | 278396.9947 | 63452.31 | 1378.8821 | 4617.8558 | 2159343.3363
WeekDay | Monday | 3 | 23 | 854689.4971 | 865135.4925 | 277911.7726 | 63441.6106 | 1616.333 | 4547.5577 | 2067342.2635
WeekDay | Tuesday | 3 | 0 | 781216.3552 | 848384.8616 | 273750.6494 | 63429.6413 | 3174.3448 | 4466.5028 | 1974422.3552
WeekDay | Tuesday | 3 | 1 | 726322.8424 | 819779.855 | 270930.6188 | 63418.573 | 3540.9358 | 4400.5984 | 1888393.4234
WeekDay | Tuesday | 3 | 2 | 684245.3301 | 798397.3224 | 270133.8109 | 63418.2564 | 3378.4693 | 4312.8773 | 1823886.0665
WeekDay | Tuesday | 3 | 3 | 649938.3772 | 779741.4779 | 268978.7376 | 63418.6357 | 3670.0758 | 4313.0288 | 1770060.333
WeekDay | Tuesday | 3 | 4 | 595638.5967 | 794264.6441 | 268620.4904 | 63418.7031 | 2824.417 | 4496.8037 | 1729263.6551
WeekDay | Tuesday | 3 | 5 | 616343.2278 | 828496.2132 | 274167.3736 | 63415.8597 | 3557.599 | 4832.9921 | 1790813.2656
WeekDay | Tuesday | 3 | 6 | 632383.6076 | 904854.5013 | 284921.9071 | 187.8265 | 5448.8753 | 5112.9723 | 1832909.6902
WeekDay | Tuesday | 3 | 7 | 527111.9026 | 1032473.2104 | 298752.1269 | 153.4583 | 4757.3514 | 5319.7759 | 1868567.8254
WeekDay | Tuesday | 3 | 8 | 452397.8358 | 1213982.8961 | 311922.769 | 154.8406 | 2924.3964 | 5126.3047 | 1986509.0426
WeekDay | Tuesday | 3 | 9 | 438712.5124 | 1317159.3345 | 320048.7468 | 169.8866 | 2861.9093 | 4892.5334 | 2083844.923
WeekDay | Tuesday | 3 | 10 | 443302.0838 | 1373396.2872 | 325236.2506 | 188.1 | 2974.3861 | 5278.8697 | 2150375.9774
WeekDay | Tuesday | 3 | 11 | 442233.4695 | 1376774.3095 | 327004.2831 | 182.7578 | 3307.6506 | 4865.8686 | 2154368.339
WeekDay | Tuesday | 3 | 12 | 445494.0853 | 1381994.8944 | 328848.8536 | 182.6005 | 4432.4185 | 4581.0402 | 2165533.8924
WeekDay | Tuesday | 3 | 13 | 443452.2722 | 1397930.9826 | 328768.2648 | 186.6408 | 4969.8075 | 5163.8778 | 2180471.8458
WeekDay | Tuesday | 3 | 14 | 450225.5585 | 1389021.547 | 331120.2449 | 191.3471 | 5353.0618 | 5017.8275 | 2180929.5868
WeekDay | Tuesday | 3 | 15 | 490489.5031 | 1327971.3675 | 324698.1481 | 208.5424 | 5453.0411 | 5856.1017 | 2154676.7039
WeekDay | Tuesday | 3 | 16 | 550307.1076 | 1252295.4009 | 320857.9013 | 172.1812 | 5952.938 | 5520.6708 | 2135106.1997
WeekDay | Tuesday | 3 | 17 | 590808.5345 | 1150345.8145 | 311383.8258 | 63384.0933 | 6248.7102 | 5978.2143 | 2128149.1926
WeekDay | Tuesday | 3 | 18 | 661791.886 | 1101038.6318 | 303142.7155 | 63382.015 | 4140.812 | 5838.9817 | 2139335.0421
WeekDay | Tuesday | 3 | 19 | 792005.4151 | 1077243.9487 | 302066.4898 | 63830.6219 | 2438.1686 | 5650.8131 | 2243235.4573
WeekDay | Tuesday | 3 | 20 | 840370.6008 | 1016877.1989 | 295079.4075 | 64226.7969 | 2174.5512 | 5327.6541 | 2224056.2094
WeekDay | Tuesday | 3 | 21 | 875055.066 | 960418.0493 | 287571.2759 | 64225.5747 | 2012.0847 | 5113.5784 | 2194395.6289
WeekDay | Tuesday | 3 | 22 | 879019.9265 | 911354.3175 | 278725.25 | 63863.6555 | 1903.7737 | 4769.2087 | 2139636.1319
WeekDay | Tuesday | 3 | 23 | 812953.6923 | 873760.1183 | 276019.6294 | 63450.9192 | 1949.5976 | 4589.0699 | 2032723.0267
WeekDay | Wednesday | 3 | 0 | 739254.5465 | 838299.5024 | 287856.316 | 63397.3026 | 2749.4325 | 4480.5927 | 1936037.6928
WeekDay | Wednesday | 3 | 1 | 688383.74 | 812047.9302 | 284063.2561 | 63374.235 | 3465.9513 | 4433.9294 | 1855769.0419
WeekDay | Wednesday | 3 | 2 | 650778.9598 | 787466.5994 | 281195.8218 | 63373.9119 | 3236.8319 | 4367.7219 | 1790419.8467
WeekDay | Wednesday | 3 | 3 | 619637.9478 | 779379.8034 | 281077.1027 | 63373.2235 | 3774.221 | 4413.1733 | 1751655.4716
WeekDay | Wednesday | 3 | 4 | 604599.5099 | 789820.1973 | 280865.9616 | 63373.6168 | 4294.9468 | 4586.1913 | 1747540.4237
WeekDay | Wednesday | 3 | 5 | 622837.5279 | 819957.0418 | 282257.5821 | 155.8961 | 4436.5843 | 4988.2842 | 1734632.9163
WeekDay | Wednesday | 3 | 6 | 641071.5469 | 874784.4804 | 288212.264 | 153.9013 | 5190.5953 | 5226.4492 | 1814639.2371
WeekDay | Wednesday | 3 | 7 | 531509.0685 | 1001215.7957 | 300735.6559 | 121.2385 | 4599.0507 | 5311.8977 | 1843492.707
WeekDay | Wednesday | 3 | 8 | 457722.3182 | 1209288.161 | 314152.7985 | 114.8886 | 3665.91 | 4787.2378 | 1989731.314
WeekDay | Wednesday | 3 | 9 | 437968.5714 | 1312138.2121 | 323803.4398 | 127.1108 | 2986.8835 | 4694.517 | 2081718.7346
WeekDay | Wednesday | 3 | 10 | 439501.2168 | 1361214.711 | 324541.0307 | 130.9039 | 3116.0235 | 3957.9024 | 2132461.7883
WeekDay | Wednesday | 3 | 11 | 449373.0776 | 1392928.1328 | 327298.2523 | 136.3266 | 3507.6093 | 3758.8255 | 2177002.2242
WeekDay | Wednesday | 3 | 12 | 453437.2293 | 1400884.808 | 333209.9552 | 139.7404 | 3845.0397 | 3750.1898 | 2195266.9623
WeekDay | Wednesday | 3 | 13 | 449326.6926 | 1418610.2348 | 332313.8276 | 136.3266 | 4361.5997 | 4153.1916 | 2208901.873
WeekDay | Wednesday | 3 | 14 | 456893.917 | 1407884.3877 | 331046.6029 | 148.3943 | 5473.8702 | 4446.9588 | 2205894.1308
WeekDay | Wednesday | 3 | 15 | 501747.1506 | 1355099.1121 | 329699.1614 | 155.3202 | 5382.2224 | 4946.1659 | 2197029.1326
WeekDay | Wednesday | 3 | 16 | 555259.7873 | 1262671.8596 | 320248.1034 | 133.5731 | 5407.2173 | 5178.4223 | 2148898.9628
WeekDay | Wednesday | 3 | 17 | 600430.5408 | 1155540.8655 | 308957.7117 | 140.9485 | 5395.8915 | 5594.4535 | 2076060.4115
WeekDay | Wednesday | 3 | 18 | 680193.121 | 1089775.5845 | 300253.3442 | 63547.762 | 3520.1068 | 5628.3905 | 2142918.309
WeekDay | Wednesday | 3 | 19 | 793004.1837 | 1069197.6441 | 294793.3068 | 63696.8868 | 2511.9815 | 5557.9409 | 2228761.9439
WeekDay | Wednesday | 3 | 20 | 846361.4299 | 1010598.4502 | 289120.4441 | 63744.1599 | 2745.2667 | 5232.3578 | 2217802.1087
WeekDay | Wednesday | 3 | 21 | 891351.8573 | 969350.2332 | 285221.7758 | 63496.1338 | 2324.5202 | 5017.8275 | 2216762.3479
WeekDay | Wednesday | 3 | 22 | 892452.95 | 906810.382 | 281677.0456 | 63411.5337 | 1762.1363 | 4857.5358 | 2150971.5835
WeekDay | Wednesday | 3 | 23 | 829453.5183 | 873645.1676 | 281224.536 | 63407.2208 | 2178.717 | 4640.733 | 2054549.8927
WeekDay | Thursday | 3 | 0 | 883358.2278 | 790902.7093 | 277470.68 | 63382.2005 | 3199.3396 | 4567.7078 | 2022880.865
WeekDay | Thursday | 3 | 1 | 826763.3308 | 773662.1239 | 271792.3858 | 63375.7944 | 2370.3441 | 4499.0763 | 1942463.0552
WeekDay | Thursday | 3 | 2 | 782308.2139 | 755309.4998 | 271812.6219 | 63374.1647 | 2057.9086 | 4421.9605 | 1879284.3695
WeekDay | Thursday | 3 | 3 | 744989.2266 | 748214.5714 | 271233.1377 | 63374.8531 | 1832.955 | 4511.8027 | 1834156.5465
WeekDay | Thursday | 3 | 4 | 341521.6155 | 672707.3267 | 273012.1525 | 63372.3103 | 2545.308 | 1860.6262 | 1355019.3391
WeekDay | Thursday | 3 | 5 | 334096.5926 | 695393.6559 | 279056.7481 | 153.2269 | 2087.0692 | 915.8444 | 1311703.1372
WeekDay | Thursday | 3 | 6 | 328099.7145 | 720630.5847 | 287866.1542 | 152.2997 | 2162.0537 | 3334.9161 | 1342245.7229
WeekDay | Thursday | 3 | 7 | 321422.7167 | 805079.5811 | 302347.9106 | 116.9959 | 1737.1414 | 5072.3691 | 1435776.7148
WeekDay | Thursday | 3 | 8 | 311791.3093 | 903328.9419 | 315114.4399 | 109.6204 | 1220.5814 | 5411.8906 | 1536976.7835
WeekDay | Thursday | 3 | 9 | 301027.7432 | 975581.8492 | 322833.2418 | 119.3701 | 1003.9594 | 4625.8855 | 1605192.0492
WeekDay | Thursday | 3 | 10 | 298342.4154 | 1019419.1858 | 326330.6196 | 119.1453 | 770.6743 | 4196.3704 | 1649178.4106
WeekDay | Thursday | 3 | 11 | 302611.8757 | 1044052.4847 | 326997.3003 | 120.6766 | 1187.2549 | 4786.3287 | 1679755.9209
WeekDay | Thursday | 3 | 12 | 329368.033 | 1052750.0001 | 331660.8846 | 115.4084 | 1928.7686 | 4218.187 | 1720041.2817
WeekDay | Thursday | 3 | 13 | 322726.897 | 1040840.4385 | 330431.8242 | 122.2079 | 2191.2144 | 4622.5524 | 1700935.1344
WeekDay | Thursday | 3 | 14 | 326959.1621 | 1045295.5243 | 328639.6855 | 121.8566 | 2253.7015 | 4843.7489 | 1708113.679
WeekDay | Thursday | 3 | 15 | 331872.0571 | 1030205.1061 | 325147.876 | 112.5987 | 3161.8474 | 5722.3233 | 1696221.8085
WeekDay | Thursday | 3 | 16 | 347150.6632 | 998235.1901 | 318625.2364 | 107.8784 | 2578.6344 | 5183.4219 | 1671881.0243
WeekDay | Thursday | 3 | 17 | 367755.2911 | 954128.8205 | 308241.5299 | 113.0201 | 2207.8776 | 5236.4485 | 1637682.9878
WeekDay | Thursday | 3 | 18 | 389461.8652 | 925978.2175 | 302670.4068 | 63361.8583 | 1678.8202 | 5259.0226 | 1688410.1905
WeekDay | Thursday | 3 | 19 | 420688.1888 | 922618.5753 | 298424.7325 | 63690.6492 | 1707.9808 | 5180.3918 | 1712310.5184
WeekDay | Thursday | 3 | 20 | 905801.2214 | 986122.9597 | 286198.7589 | 63732.2749 | 1970.4266 | 4858.4449 | 2248684.0865
WeekDay | Thursday | 3 | 21 | 961004.9678 | 947123.8428 | 275587.3021 | 63657.1155 | 1562.1776 | 4634.2183 | 2253569.624
WeekDay | Thursday | 3 | 22 | 974628.5244 | 889442.7359 | 270675.2421 | 63404.5095 | 1533.0169 | 4439.838 | 2204123.8668
WeekDay | Thursday | 3 | 23 | 947855.2872 | 848504.8205 | 268433.8332 | 63402.0791 | 1903.7737 | 4300.4539 | 2134400.2475
WeekDay | Friday | 3 | 0 | 876473.9243 | 809784.6139 | 269213.254 | 63368.3065 | 2824.417 | 4299.9994 | 2025964.5152
WeekDay | Friday | 3 | 1 | 820136.5354 | 790770.3624 | 271712.8985 | 63368.3346 | 3728.3971 | 4272.1226 | 1953988.6506
WeekDay | Friday | 3 | 2 | 775767.2537 | 771424.913 | 269570.7813 | 63366.8736 | 3624.2519 | 4244.3973 | 1887998.4709
WeekDay | Friday | 3 | 3 | 737998.8273 | 758141.3048 | 269448.8273 | 63364.3027 | 3116.0235 | 4262.7293 | 1836332.0149
WeekDay | Friday | 3 | 4 | 755917.6347 | 769943.14 | 271459.5574 | 63365.3423 | 2157.8879 | 4468.3209 | 1867311.8832
WeekDay | Friday | 3 | 5 | 719582.6135 | 782535.3684 | 274851.033 | 147.7199 | 3511.7752 | 4947.5295 | 1785576.0395
WeekDay | Friday | 3 | 6 | 676543.6039 | 802591.2721 | 279713.1268 | 147.0596 | 4115.8171 | 5236.1455 | 1768347.0251
WeekDay | Friday | 3 | 7 | 638055.7508 | 863340.4881 | 291352.4245 | 130.9601 | 4099.1539 | 5393.8616 | 1802372.6389
WeekDay | Friday | 3 | 8 | 606960.135 | 932153.5147 | 305405.6434 | 107.1057 | 4549.0611 | 5557.7894 | 1854733.2493
WeekDay | Friday | 3 | 9 | 583157.4634 | 975735.8206 | 317089.7988 | 111.4327 | 2891.0699 | 4856.6268 | 1883842.2123
WeekDay | Friday | 3 | 10 | 565061.7144 | 1008588.7981 | 321776.5975 | 113.3854 | 3565.9306 | 4515.8933 | 1903622.3194
WeekDay | Friday | 3 | 11 | 560724.1431 | 1009400.669 | 323364.3371 | 108.342 | 3740.8945 | 4082.136 | 1901420.5218
WeekDay | Friday | 3 | 12 | 501684.595 | 1022744.6946 | 323942.3698 | 103.3969 | 3265.9926 | 4008.6564 | 1855749.7052
WeekDay | Friday | 3 | 13 | 482731.5277 | 1026242.77 | 323991.4256 | 108.6651 | 3832.5423 | 5038.4321 | 1841945.3629
WeekDay | Friday | 3 | 14 | 459495.1532 | 1030116.5698 | 321768.443 | 107.7239 | 4082.4907 | 5367.3483 | 1820937.7288
WeekDay | Friday | 3 | 15 | 444547.895 | 1021772.627 | 318170.7872 | 104.3101 | 4165.8068 | 5393.1041 | 1794154.5302
WeekDay | Friday | 3 | 16 | 434818.2074 | 994572.992 | 311718.5274 | 102.4276 | 4257.4546 | 5401.8913 | 1750871.5003
WeekDay | Friday | 3 | 17 | 438209.5501 | 963650.7494 | 304351.5309 | 101.8375 | 3861.7029 | 5051.916 | 1715227.287
WeekDay | Friday | 3 | 18 | 465081.6762 | 950024.8237 | 292601.1803 | 63322.3258 | 2817.257 | 5154.9391 | 1779002.2021
WeekDay | Friday | 3 | 19 | 520079.2581 | 953543.0849 | 288525.642 | 63330.3896 | 2953.557 | 5089.6406 | 1833521.5723
WeekDay | Friday | 3 | 20 | 601341.6058 | 849440.3809 | 282754.0804 | 63383.1698 | 662.3633 | 4900.2601 | 1802481.8603
WeekDay | Friday | 3 | 21 | 624423.6686 | 819225.8052 | 282343.288 | 63389.3231 | 620.7052 | 4736.7868 | 1794739.5768
WeekDay | Friday | 3 | 22 | 641277.6583 | 793002.9896 | 279609.9597 | 63388.4801 | 674.8607 | 4510.5906 | 1782464.539
WeekDay | Friday | 3 | 23 | 622643.3939 | 769600.8554 | 275434.3652 | 63388.0587 | 737.3478 | 4394.0837 | 1736198.1047
Saturday | Saturday | 4 | 0 | 635981.7902 | 682996.217 | 272257.8057 | 78606.5201 | 1203.1721 | 4036.2573 | 1675081.7623
Saturday | Saturday | 4 | 1 | 598971.5896 | 658401.0496 | 268480.9383 | 78600.8685 | 1908.1558 | 4020.3858 | 1610382.9876
Saturday | Saturday | 4 | 2 | 565507.4661 | 647273.338 | 266270.4316 | 78600.7569 | 1828.2576 | 3974.5029 | 1563454.7532
Saturday | Saturday | 4 | 3 | 542620.1906 | 631579.4201 | 264637.1676 | 78599.2325 | 986.9771 | 4005.3801 | 1522428.3681
Saturday | Saturday | 4 | 4 | 506972.9419 | 704575.7447 | 263038.5045 | 78598.8855 | 3529.6182 | 4057.1788 | 1560772.8735
Saturday | Saturday | 4 | 5 | 495960.2213 | 710843.7836 | 264677.3864 | 125.3638 | 4046.6062 | 4230.8992 | 1479884.2604
Saturday | Saturday | 4 | 6 | 501191.6906 | 700062.1235 | 260320.2537 | 119.3775 | 5306.177 | 4180.9762 | 1471180.5985
Saturday | Saturday | 4 | 7 | 527593.4853 | 725464.4882 | 260630.524 | 86.1124 | 4619.9929 | 3899.7627 | 1522294.3656
Saturday | Saturday | 4 | 8 | 543925.7621 | 794105.2809 | 262526.6265 | 77.8705 | 3285.2238 | 3283.95 | 1607204.7138
Saturday | Saturday | 4 | 9 | 546139.4963 | 863479.0141 | 266882.6755 | 79.7668 | 2863.5555 | 3039.3851 | 1682483.8934
Saturday | Saturday | 4 | 10 | 538151.9532 | 896652.1111 | 268631.8299 | 84.6996 | 2359.3453 | 2905.9206 | 1708785.8596
Saturday | Saturday | 4 | 11 | 542763.2332 | 921130.5812 | 267678.6318 | 86.0505 | 2669.5381 | 2809.9704 | 1737138.0052
Saturday | Saturday | 4 | 12 | 494655.5497 | 926702.0067 | 262299.5368 | 87.6617 | 3487.3191 | 2610.4228 | 1689842.4968
Saturday | Saturday | 4 | 13 | 483402.629 | 915255.3003 | 264495.674 | 82.2332 | 3694.1144 | 2744.3202 | 1669674.271
Saturday | Saturday | 4 | 14 | 483042.9975 | 899614.6198 | 264511.6005 | 83.8692 | 4469.5964 | 2819.9261 | 1654542.6094
Saturday | Saturday | 4 | 15 | 487442.3738 | 891059.2805 | 268749.561 | 88.4797 | 5371.9755 | 3299.6771 | 1656011.3475
Saturday | Saturday | 4 | 16 | 496693.0387 | 880407.2312 | 266528.4133 | 98.3824 | 5574.0708 | 4063.2388 | 1653364.3751
Saturday | Saturday | 4 | 17 | 520763.6504 | 851117.9768 | 257860.0594 | 98.3824 | 5094.6819 | 4667.2201 | 1639601.9709
Saturday | Saturday | 4 | 18 | 559697.3283 | 854767.1275 | 257678.8506 | 78779.1292 | 3045.5294 | 4847.8662 | 1758815.8311
Saturday | Saturday | 4 | 19 | 615716.4484 | 874589.9529 | 256451.2349 | 78904.9019 | 2584.9401 | 4931.985 | 1833179.4631
Saturday | Saturday | 4 | 20 | 628410.9624 | 746585.69 | 251154.8672 | 78936.5558 | 535.7876 | 4701.4159 | 1710325.2789
Saturday | Saturday | 4 | 21 | 641325.5727 | 729659.9575 | 249129.0691 | 78936.4071 | 681.4842 | 4534.6212 | 1704267.1118
Saturday | Saturday | 4 | 22 | 648756.2554 | 711725.7186 | 249950.6504 | 78935.775 | 766.0822 | 4360.3237 | 1694494.8054
Saturday | Saturday | 4 | 23 | 632996.3962 | 692990.3562 | 247750.901 | 78667.9316 | 790.9035 | 4265.5278 | 1657462.0162
Sunday | Sunday | 4 | 0 | 594521.4434 | 669834.7525 | 241290.0373 | 78636.4016 | 1391.1677 | 4207.3805 | 1589881.1832
Sunday | Sunday | 4 | 1 | 561105.2291 | 641461.7808 | 232777.0165 | 78606.1235 | 1884.6563 | 4133.5061 | 1519968.3123
Sunday | Sunday | 4 | 2 | 534279.2849 | 618045.0786 | 231184.8546 | 78602.616 | 1870.5566 | 4110.8532 | 1468093.2439
Sunday | Sunday | 4 | 3 | 508964.704 | 617875.5452 | 229116.7339 | 78602.5292 | 1339.4689 | 4094.2603 | 1439993.2416
Sunday | Sunday | 4 | 4 | 467947.0532 | 683899.4697 | 233400.3784 | 78604.5123 | 3703.5141 | 4081.996 | 1471636.9237
Sunday | Sunday | 4 | 5 | 454227.0792 | 680153.6587 | 232983.8882 | 128.2515 | 3905.6095 | 4205.5048 | 1375603.9919
Sunday | Sunday | 4 | 6 | 455325.5737 | 664018.955 | 232122.0401 | 125.7975 | 5494.1726 | 4059.0545 | 1361145.5935
Sunday | Sunday | 4 | 7 | 479334.1956 | 668813.0933 | 235691.1041 | 91.9871 | 3924.409 | 4000.6187 | 1391855.4078
Sunday | Sunday | 4 | 8 | 504625.9575 | 704527.9958 | 239759.1131 | 84.5012 | 3092.5283 | 3180.064 | 1455270.1599
Sunday | Sunday | 4 | 9 | 504467.4011 | 732498.711 | 241453.82 | 85.5671 | 2904.5327 | 3100.2739 | 1484510.3057
Sunday | Sunday | 4 | 10 | 495075.142 | 759863.2003 | 241549.477 | 83.9063 | 2067.9521 | 3483.7861 | 1502123.4638
Sunday | Sunday | 4 | 11 | 492798.5315 | 774027.0596 | 242193.9414 | 87.8104 | 2646.0387 | 3090.6067 | 1514843.9882
Sunday | Sunday | 4 | 12 | 506613.93 | 822728.1083 | 242869.7041 | 85.0218 | 2683.6378 | 3583.632 | 1578564.034
Sunday | Sunday | 4 | 13 | 497833.1337 | 819225.6431 | 233991.5624 | 97.7875 | 3839.811 | 4009.5644 | 1558997.502
Sunday | Sunday | 4 | 14 | 490752.2705 | 824772.9806 | 234770.2829 | 117.0227 | 4511.8954 | 4360.0351 | 1559284.4872
Sunday | Sunday | 4 | 15 | 497043.151 | 820925.8008 | 236939.1234 | 117.9646 | 4530.695 | 4279.6678 | 1563836.4027
Sunday | Sunday | 4 | 16 | 501885.1322 | 811358.3968 | 238488.3463 | 124.9052 | 4375.5986 | 4433.621 | 1560666.0001
Sunday | Sunday | 4 | 17 | 524333.1746 | 810768.5094 | 237505.4952 | 125.7604 | 5122.8812 | 4824.3476 | 1582680.1684
Sunday | Sunday | 4 | 18 | 566871.3197 | 825718.4314 | 240400.7544 | 78628.9034 | 4775.0893 | 4837.6219 | 1721232.1201
Sunday | Sunday | 4 | 19 | 638517.5729 | 800176.6073 | 238848.1038 | 78899.4362 | 4469.5964 | 4745.856 | 1765657.1726
Sunday | Sunday | 4 | 20 | 785287.0604 | 840931.5209 | 242087.9701 | 78792.3658 | 3294.6236 | 4537.2184 | 1954930.7593
Sunday | Sunday | 4 | 21 | 817922.9127 | 813772.3983 | 242434.5318 | 78646.3911 | 2857.5338 | 4378.0709 | 1960011.8385
Sunday | Sunday | 4 | 22 | 815950.3651 | 797724.2398 | 240351.212 | 78636.4512 | 2613.1394 | 4245.7606 | 1939521.1682
Sunday | Sunday | 4 | 23 | 765714.219 | 774170.2657 | 240064.6102 | 78629.3743 | 2768.2358 | 4213.5848 | 1865560.2899
WeekDay | Monday | 4 | 0 | 694932.777 | 754657.1624 | 240994.9861 | 78618.8643 | 4206.4025 | 4190.9319 | 1777601.1242
WeekDay | Monday | 4 | 1 | 644386.3695 | 739052.5645 | 237598.2138 | 78599.4556 | 4417.8976 | 4178.2348 | 1708232.7357
WeekDay | Monday | 4 | 2 | 608782.1449 | 719165.7178 | 237016.425 | 78604.1404 | 4352.0991 | 4097.7232 | 1652018.2504
WeekDay | Monday | 4 | 3 | 579650.6731 | 711990.8403 | 246905.5674 | 78601.1535 | 4366.1988 | 4155.7261 | 1625670.1592
WeekDay | Monday | 4 | 4 | 571443.4892 | 714019.3865 | 252474.8652 | 78602.7275 | 2152.5501 | 4318.6251 | 1623011.6436
WeekDay | Monday | 4 | 5 | 590468.9466 | 749207.8942 | 258987.0421 | 129.5157 | 3816.3115 | 4669.9615 | 1607279.6716
WeekDay | Monday | 4 | 6 | 619459.3581 | 801600.1708 | 268578.9721 | 129.8008 | 5494.1726 | 4807.7547 | 1700070.2291
WeekDay | Monday | 4 | 7 | 535139.9949 | 953376.322 | 286340.3064 | 98.9649 | 4789.189 | 4831.2733 | 1784576.0504
WeekDay | Monday | 4 | 8 | 470327.3891 | 1123344.6922 | 302017.4923 | 101.6543 | 4032.5065 | 4748.4531 | 1904572.1877
WeekDay | Monday | 4 | 9 | 455541.7569 | 1219886.3801 | 309224.1012 | 115.6966 | 3980.8077 | 4507.6398 | 1993256.3822
WeekDay | Monday | 4 | 10 | 456687.1969 | 1245261.7639 | 315850.7667 | 126.2685 | 3242.9248 | 4002.4944 | 2025171.4152
WeekDay | Monday | 4 | 11 | 467982.2871 | 1262417.1532 | 318421.2336 | 133.6181 | 3966.708 | 4240.8549 | 2057161.8549
WeekDay | Monday | 4 | 12 | 465160.2412 | 1266246.7441 | 324831.0537 | 132.4406 | 4417.8976 | 4526.6855 | 2065315.0627
WeekDay | Monday | 4 | 13 | 458437.9158 | 1276843.8978 | 325856.9082 | 130.5816 | 5080.5822 | 4806.889 | 2071156.7745
WeekDay | Monday | 4 | 14 | 456635.0807 | 1275408.6268 | 324839.1239 | 129.7512 | 5597.5702 | 4749.896 | 2067360.0488
WeekDay | Monday | 4 | 15 | 489343.6818 | 1221610.4213 | 319914.4614 | 125.9835 | 5423.6743 | 5023.1737 | 2041441.3959
WeekDay | Monday | 4 | 16 | 542720.6644 | 1142571.7468 | 310544.8419 | 115.6718 | 5376.6753 | 4642.2586 | 2005971.8589
WeekDay | Monday | 4 | 17 | 586813.4583 | 1043123.1883 | 303445.0876 | 111.5818 | 5978.2614 | 4759.7074 | 1944231.2848
WeekDay | Monday | 4 | 18 | 646153.5474 | 980264.2696 | 295265.1017 | 78587.8178 | 3590.7168 | 4756.966 | 2008618.4193
WeekDay | Monday | 4 | 19 | 738706.326 | 975520.8105 | 298052.7087 | 78772.201 | 2937.4319 | 4858.1105 | 2098847.5885
WeekDay | Monday | 4 | 20 | 772759.2758 | 934276.5213 | 291679.9685 | 78856.4544 | 2307.6465 | 4586.1314 | 2084465.9979
WeekDay | Monday | 4 | 21 | 802052.9715 | 892458.3948 | 286266.4735 | 78620.7854 | 2768.2358 | 4390.9124 | 2066557.7734
WeekDay | Monday | 4 | 22 | 795275.2598 | 844109.1893 | 280797.4592 | 78612.0601 | 2251.2478 | 4244.7506 | 2005289.9669
WeekDay | Monday | 4 | 23 | 729386.4251 | 809849.1454 | 276794.4174 | 78606.5077 | 2213.6487 | 4086.1803 | 1900936.3246
WeekDay | Tuesday | 4 | 0 | 656317.93 | 791092.1556 | 270412.2869 | 78605.1196 | 3017.33 | 3986.6229 | 1803431.445
WeekDay | Tuesday | 4 | 1 | 603351.9713 | 762574.6379 | 270270.6583 | 78605.7269 | 3802.2118 | 3929.7742 | 1722534.9804
WeekDay | Tuesday | 4 | 2 | 569294.8827 | 743225.1268 | 270954.1018 | 78604.2892 | 3534.3181 | 3902.5042 | 1669515.2227
WeekDay | Tuesday | 4 | 3 | 545740.1435 | 723794.6311 | 268838.7737 | 78602.145 | 2697.7375 | 3975.3686 | 1623648.7994
WeekDay | Tuesday | 4 | 4 | 541907.7077 | 731373.1091 | 269465.6465 | 78602.3929 | 2918.6323 | 4098.8774 | 1628366.3659
WeekDay | Tuesday | 4 | 5 | 570813.5641 | 766487.6333 | 272936.5098 | 127.8053 | 4027.8066 | 4448.1939 | 1618841.5131
WeekDay | Tuesday | 4 | 6 | 613702.6052 | 826285.6404 | 278565.3743 | 124.3227 | 4389.6982 | 4599.55 | 1727667.1907
WeekDay | Tuesday | 4 | 7 | 532861.243 | 947187.3273 | 288224.8102 | 102.807 | 3830.4112 | 4670.2501 | 1776876.8488
WeekDay | Tuesday | 4 | 8 | 463153.5615 | 1099066.0083 | 302859.8466 | 97.8866 | 3280.5239 | 4504.6097 | 1872962.4367
WeekDay | Tuesday | 4 | 9 | 445994.5193 | 1185637.7078 | 312572.9462 | 106.6119 | 3275.8241 | 4465.5082 | 1952053.1175
WeekDay | Tuesday | 4 | 10 | 451278.2066 | 1233778.3365 | 316621.0511 | 130.0858 | 2157.25 | 4420.7796 | 2008385.7096
WeekDay | Tuesday | 4 | 11 | 463806.4086 | 1250686.5007 | 321297.988 | 121.9555 | 2584.9401 | 4646.1543 | 2043143.9471
WeekDay | Tuesday | 4 | 12 | 464761.5246 | 1235647.5859 | 329000.9537 | 117.0723 | 2693.0376 | 4780.1961 | 2037000.3702
WeekDay | Tuesday | 4 | 13 | 446578.4385 | 1241992.9455 | 331383.7879 | 120.3814 | 3304.0234 | 4691.0273 | 2028070.604
WeekDay | Tuesday | 4 | 14 | 445601.0929 | 1239819.4725 | 329954.1087 | 131.8705 | 3891.5098 | 4199.7334 | 2023597.7878
WeekDay | Tuesday | 4 | 15 | 489779.1564 | 1203812.6962 | 325059.4814 | 136.5058 | 4558.8943 | 4828.9647 | 2028175.699
WeekDay | Tuesday | 4 | 16 | 535004.461 | 1141065.7913 | 319337.6957 | 111.557 | 3924.409 | 4610.9485 | 2004054.8625
WeekDay | Tuesday | 4 | 17 | 580038.3932 | 1043496.3088 | 307361.5097 | 105.7195 | 4916.086 | 5283.4657 | 1941201.4829
WeekDay | Tuesday | 4 | 18 | 636358.4927 | 999537.8247 | 296270.2793 | 78584.0996 | 4173.5032 | 5315.0644 | 2020239.2638
WeekDay | Tuesday | 4 | 19 | 727492.0861 | 982328.7987 | 292385.4995 | 78778.0757 | 2993.8306 | 5202.2327 | 2089180.5234
WeekDay | Tuesday | 4 | 20 | 751716.7519 | 943373.3258 | 287662.7283 | 79043.9237 | 2617.8393 | 4935.5921 | 2069350.1612
WeekDay | Tuesday | 4 | 21 | 761381.4763 | 890885.9995 | 283559.2234 | 79035.8429 | 2674.238 | 4638.0743 | 2022174.8546
WeekDay | Tuesday | 4 | 22 | 753501.5823 | 847533.2316 | 279501.3478 | 78751.5529 | 2044.4526 | 4437.5167 | 1965769.6839
WeekDay | Tuesday | 4 | 23 | 683509.3169 | 810749.3366 | 275510.8465 | 78650.1836 | 2373.445 | 4333.4865 | 1855126.6151
WeekDay | Wednesday | 4 | 0 | 614688.8076 | 779964.3636 | 274352.9939 | 78631.5556 | 3830.4112 | 4269.8564 | 1755737.9883
WeekDay | Wednesday | 4 | 1 | 566045.4879 | 753065.2454 | 272317.8278 | 78610.8951 | 4267.5011 | 4208.2462 | 1678515.2036
WeekDay | Wednesday | 4 | 2 | 536025.6192 | 733274.4439 | 273892.7372 | 78607.3628 | 3929.1089 | 4097.0017 | 1629826.2739
WeekDay | Wednesday | 4 | 3 | 518049.9968 | 725177.6573 | 277194.7024 | 78606.2722 | 3990.2075 | 4160.199 | 1607179.0351
WeekDay | Wednesday | 4 | 4 | 525943.264 | 734330.5041 | 275543.7046 | 78604.8345 | 4347.3992 | 4323.6751 | 1623093.3814
WeekDay | Wednesday | 4 | 5 | 560931.2579 | 760980.8857 | 278066.4382 | 129.4661 | 4779.7892 | 4726.3774 | 1609614.2146
WeekDay | Wednesday | 4 | 6 | 618372.343 | 789152.9351 | 284768.3193 | 128.9704 | 6138.0577 | 4906.8792 | 1703467.5047
WeekDay | Wednesday | 4 | 7 | 542908.5863 | 920473.8111 | 295086.4119 | 100.4397 | 5094.6819 | 4994.1722 | 1768658.1032
WeekDay | Wednesday | 4 | 8 | 476994.3105 | 1095287.2593 | 305084.5444 | 105.6947 | 4361.4989 | 4387.7381 | 1886221.0458
WeekDay | Wednesday | 4 | 9 | 467200.865 | 1198399.2783 | 317537.7981 | 128.3011 | 3266.4243 | 4945.115 | 1991477.7817
WeekDay | Wednesday | 4 | 10 | 469341.4759 | 1241292.3044 | 324948.3517 | 129.6149 | 2373.445 | 4785.1018 | 2042870.2936
WeekDay | Wednesday | 4 | 11 | 484897.5197 | 1267012.6405 | 325803.5208 | 128.7101 | 2909.2326 | 5112.6311 | 2085864.2547
WeekDay | Wednesday | 4 | 12 | 482671.5684 | 1281771.009 | 330532.5017 | 128.487 | 3858.6105 | 4509.6598 | 2103471.8365
WeekDay | Wednesday | 4 | 13 | 474232.7928 | 1307059.4116 | 330615.7996 | 132.168 | 4643.4923 | 4967.7679 | 2121651.4322
WeekDay | Wednesday | 4 | 14 | 477357.5523 | 1283177.9249 | 327178.5712 | 125.339 | 4986.5844 | 5350.1259 | 2098176.0977
WeekDay | Wednesday | 4 | 15 | 520553.6491 | 1236155.8503 | 319432.035 | 128.2267 | 4718.6906 | 5475.6547 | 2086464.1064
WeekDay | Wednesday | 4 | 16 | 570962.5235 | 1168680.0251 | 315103.5256 | 116.1303 | 3717.6138 | 5391.6802 | 2063971.4986
WeekDay | Wednesday | 4 | 17 | 613553.5434 | 1071320.206 | 308760.6004 | 117.5061 | 2472.1427 | 5182.3212 | 2001406.3197
WeekDay | Wednesday | 4 | 18 | 674828.5099 | 1008245.3446 | 298886.5429 | 78597.7824 | 1941.055 | 5103.1082 | 2067602.343
WeekDay | Wednesday | 4 | 19 | 781548.6095 | 1003500.7168 | 295328.3461 | 79038.9166 | 1668.4613 | 5036.8809 | 2166121.9312
WeekDay | Wednesday | 4 | 20 | 794542.7003 | 954130.5519 | 288983.5127 | 79305.2728 | 1804.7582 | 4760.4289 | 2123527.2247
WeekDay | Wednesday | 4 | 21 | 828696.2512 | 905298.387 | 284075.8044 | 79293.4614 | 1536.8644 | 4560.8813 | 2103461.6497
WeekDay | Wednesday | 4 | 22 | 833565.1072 | 854697.5781 | 277714.9081 | 78792.4897 | 1644.9619 | 4353.6866 | 2050768.7317
WeekDay | Wednesday | 4 | 23 | 771086.8003 | 822407.317 | 276714.6024 | 78650.5306 | 1945.7549 | 4239.9892 | 1955044.9943
WeekDay | Thursday | 4 | 0 | 697785.4268 | 737243.7216 | 272015.6175 | 78614.1299 | 3346.3224 | 4209.8334 | 1793215.0516
WeekDay | Thursday | 4 | 1 | 641696.9499 | 716583.3674 | 269576.4913 | 78608.2428 | 4112.4047 | 4122.5403 | 1714699.9963
WeekDay | Thursday | 4 | 2 | 604387.4203 | 700225.5667 | 270180.5687 | 78607.8958 | 3980.8077 | 3996.1458 | 1661378.405
WeekDay | Thursday | 4 | 3 | 575039.1352 | 693678.63 | 267787.1473 | 78609.854 | 4187.6029 | 4052.7059 | 1623355.0752
WeekDay | Thursday | 4 | 4 | 572485.9432 | 694357.1027 | 265458.109 | 78609.3335 | 3351.0223 | 4234.2177 | 1618495.7284
WeekDay | Thursday | 4 | 5 | 598658.1927 | 719432.816 | 266842.9587 | 133.7916 | 3938.5087 | 4687.2759 | 1593693.5435
WeekDay | Thursday | 4 | 6 | 648278.5392 | 756213.8656 | 271944.7838 | 132.0564 | 5588.1704 | 4781.3503 | 1686938.7659
WeekDay | Thursday | 4 | 7 | 565082.0525 | 888215.6544 | 285850.3574 | 105.8435 | 4610.5931 | 4904.282 | 1748768.7828
WeekDay | Thursday | 4 | 8 | 492982.9093 | 1055631.3228 | 297179.1489 | 110.5035 | 4056.006 | 4760.7174 | 1854720.6079
WeekDay | Thursday | 4 | 9 | 478689.043 | 1142898.1225 | 306495.7667 | 129.5405 | 3351.0223 | 4444.1539 | 1936007.6489
WeekDay | Thursday | 4 | 10 | 479127.0844 | 1185669.3815 | 310691.5556 | 125.5497 | 2782.3355 | 4471.2797 | 1982867.1864
WeekDay | Thursday | 4 | 11 | 489250.1027 | 1204379.7132 | 314575.3678 | 119.2536 | 3844.5109 | 5781.6854 | 2017950.6336
WeekDay | Thursday | 4 | 12 | 495496.5439 | 1229278.9968 | 318170.8454 | 114.3704 | 4464.8965 | 5051.7424 | 2052577.3953
WeekDay | Thursday | 4 | 13 | 483571.952 | 1226691.9904 | 314976.1686 | 130.7055 | 4352.0991 | 4223.8291 | 2033946.7448
WeekDay | Thursday | 4 | 14 | 492256.3225 | 1226156.8257 | 312969.3829 | 137.5841 | 4685.7914 | 4222.3863 | 2040428.2929
WeekDay | Thursday | 4 | 15 | 530390.8462 | 1175045.313 | 309838.3738 | 129.5281 | 5052.3829 | 4486.8626 | 2024943.3066
WeekDay | Thursday | 4 | 16 | 579260.4069 | 1114738.8516 | 302354.1938 | 115.3495 | 4295.7004 | 4801.4061 | 2005565.9083
WeekDay | Thursday | 4 | 17 | 619200.2246 | 1023099.3399 | 293654.5927 | 108.8676 | 2937.4319 | 5210.3127 | 1944210.7693
WeekDay | Thursday | 4 | 18 | 673704.3661 | 965088.932 | 285381.625 | 78582.7487 | 2528.5414 | 5413.3231 | 2010699.5363
WeekDay | Thursday | 4 | 19 | 781881.2809 | 961073.9671 | 281364.2767 | 78921.5221 | 2161.9499 | 5371.6245 | 2110774.6212
WeekDay | Thursday | 4 | 20 | 811102.4272 | 915370.5395 | 277052.6813 | 79315.8199 | 3205.3257 | 5046.5481 | 2091093.3416
WeekDay | Thursday | 4 | 21 | 840501.8094 | 881482.4249 | 269011.1601 | 79043.3164 | 2396.9444 | 4784.2361 | 2077219.8914
WeekDay | Thursday | 4 | 22 | 839703.0023 | 835289.6546 | 258254.9453 | 78636.4884 | 2255.9477 | 4468.394 | 2018608.4322
WeekDay | Thursday | 4 | 23 | 777380.8979 | 793127.1915 | 251642.9674 | 78627.1558 | 2716.537 | 4275.7721 | 1907770.5217
WeekDay | Friday | 4 | 0 | 701828.1167 | 767574.6684 | 247399.1242 | 78607.3257 | 3728.3354 | 4188.7676 | 1803326.338
WeekDay | Friday | 4 | 1 | 647529.2737 | 747631.4412 | 250216.6303 | 78599.344 | 4065.4057 | 4132.2075 | 1732174.3025
WeekDay | Friday | 4 | 2 | 611929.9293 | 729734.6328 | 252485.9426 | 78599.4308 | 4337.9994 | 4057.1788 | 1681145.1137
WeekDay | Friday | 4 | 3 | 586953.1777 | 716541.7117 | 252872.9991 | 78600.6702 | 4413.1977 | 4063.8159 | 1643445.5724
WeekDay | Friday | 4 | 4 | 552227.1454 | 711539.7063 | 254227.6618 | 78599.9513 | 2881.0332 | 4170.299 | 1603645.7971
WeekDay | Friday | 4 | 5 | 577798.6714 | 735624.1021 | 258576.2617 | 125.5249 | 3962.0081 | 4609.9385 | 1580696.5067
WeekDay | Friday | 4 | 6 | 631185.8566 | 766609.3636 | 261177.5646 | 122.9594 | 6091.0588 | 4790.2961 | 1669977.099
WeekDay | Friday | 4 | 7 | 555836.7486 | 896035.1278 | 269939.6867 | 96.5976 | 5456.5735 | 4781.4946 | 1732146.229
WeekDay | Friday | 4 | 8 | 496754.0219 | 1066378.0381 | 278767.0432 | 97.6015 | 4262.8012 | 4903.5606 | 1851163.0666
WeekDay | Friday | 4 | 9 | 480883.8205 | 1154848.5295 | 284470.4998 | 114.0358 | 2631.939 | 4346.9051 | 1927295.7298
WeekDay | Friday | 4 | 10 | 486706.1482 | 1202007.0432 | 286729.3859 | 119.7122 | 2899.8328 | 4599.4057 | 1983061.528
WeekDay | Friday | 4 | 11 | 491689.7976 | 1230533.5162 | 287514.6044 | 123.5295 | 4118.4264 | 5063.141 | 2019043.015
WeekDay | Friday | 4 | 12 | 430695.8822 | 1183816.8581 | 287591.1575 | 120.2575 | 5696.2679 | 4539.2384 | 1912459.6615
WeekDay | Friday | 4 | 13 | 424880.6875 | 1179853.2301 | 284684.9163 | 117.8779 | 6015.8605 | 5002.2523 | 1900554.8245
WeekDay | Friday | 4 | 14 | 426596.1457 | 1179705.0835 | 283552.4943 | 123.0089 | 6081.659 | 5289.0929 | 1901347.4843
WeekDay | Friday | 4 | 15 | 455351.7876 | 1150964.7854 | 285246.9668 | 123.9385 | 6152.1574 | 5205.8398 | 1903045.4755
WeekDay | Friday | 4 | 16 | 490620.1677 | 1085763.1868 | 278504.2775 | 96.263 | 5207.4793 | 5354.0216 | 1865545.3958
WeekDay | Friday | 4 | 17 | 527902.059 | 992692.6293 | 272251.5714 | 108.6073 | 4695.1911 | 5107.4368 | 1802757.4949
WeekDay | Friday | 4 | 18 | 572209.3669 | 943519.0306 | 266497.5176 | 78593.9403 | 2725.9368 | 4977.1465 | 1868522.9387
WeekDay | Friday | 4 | 19 | 639910.2282 | 935980.8493 | 264517.0934 | 78665.7503 | 2232.4482 | 4970.365 | 1926276.7345
WeekDay | Friday | 4 | 20 | 653873.2371 | 898409.6209 | 261329.7073 | 78772.4737 | 2622.5392 | 4749.896 | 1899757.4743
WeekDay | Friday | 4 | 21 | 679136.8106 | 860534.5263 | 261222.9514 | 78655.798 | 2411.0441 | 4571.9913 | 1886533.1217
WeekDay | Friday | 4 | 22 | 697779.9132 | 821293.4502 | 258392.2502 | 78647.9899 | 2740.0365 | 4392.7881 | 1863246.428
WeekDay | Friday | 4 | 23 | 677726.5325 | 796488.5701 | 253353.593 | 78634.9268 | 3092.5283 | 4236.9592 | 1813533.1098
Saturday | Saturday | 4 | 0 | 635981.7902 | 762364.6463 | 249086.2481 | 78608.4039 | 4436.6971 | 4083.1503 | 1734560.9359
Saturday | Saturday | 4 | 1 | 598971.5896 | 731441.8841 | 248283.3676 | 78602.7523 | 5052.3829 | 3960.7957 | 1666312.7722
Saturday | Saturday | 4 | 2 | 565507.4661 | 715342.074 | 246723.0069 | 78602.6656 | 4488.3959 | 3907.2656 | 1614570.8741
Saturday | Saturday | 4 | 3 | 542620.1906 | 700299.4069 | 244508.3842 | 78600.8561 | 4417.8976 | 3903.2256 | 1574349.961
Saturday | Saturday | 4 | 4 | 499002.2097 | 687400.1724 | 245843.1105 | 78601.0296 | 2584.9401 | 3917.5099 | 1517348.9721
Saturday | Saturday | 4 | 5 | 491354.0872 | 702809.8171 | 245050.4685 | 125.8595 | 2881.0332 | 4049.3873 | 1446270.6528
Saturday | Saturday | 4 | 6 | 501781.5764 | 700956.1689 | 242183.7147 | 125.4505 | 4018.4068 | 3819.8283 | 1452885.1456
Saturday | Saturday | 4 | 7 | 522750.5599 | 732009.5293 | 245742.4914 | 93.9949 | 2763.5359 | 3481.0447 | 1506841.1562
Saturday | Saturday | 4 | 8 | 524256.1962 | 805932.547 | 249929.6087 | 83.708 | 2359.3453 | 3018.3194 | 1585579.7246
Saturday | Saturday | 4 | 9 | 514419.6561 | 884005.9367 | 248733.1301 | 87.1659 | 1755.4093 | 3145.8682 | 1652147.1664
Saturday | Saturday | 4 | 10 | 508806.1007 | 917339.6505 | 254782.5727 | 86.8809 | 1442.2791 | 3189.0098 | 1685646.4936
Saturday | Saturday | 4 | 11 | 510080.743 | 941482.2952 | 255616.7881 | 91.0452 | 2190.2961 | 2751.6788 | 1712212.8464
Saturday | Saturday | 4 | 12 | 508536.2614 | 946577.4418 | 253670.3839 | 95.3211 | 4426.1224 | 2414.9152 | 1715720.4458
Saturday | Saturday | 4 | 13 | 511993.7873 | 935426.2415 | 254502.6898 | 95.5813 | 5069.5668 | 2296.1678 | 1709384.0346
Saturday | Saturday | 4 | 14 | 507750.5225 | 915907.8577 | 252250.1227 | 93.7099 | 6415.3513 | 2530.9212 | 1684948.4853
Saturday | Saturday | 4 | 15 | 506558.8723 | 902265.5069 | 249777.6335 | 109.512 | 6683.2451 | 3029.4294 | 1668424.1991
Saturday | Saturday | 4 | 16 | 522459.8874 | 887657.6876 | 246405.6658 | 141.0172 | 5851.3643 | 4006.5344 | 1666522.1567
Saturday | Saturday | 4 | 17 | 540341.8592 | 857474.1162 | 243890.5893 | 162.4585 | 5451.8736 | 4666.3544 | 1651987.2512
Saturday | Saturday | 4 | 18 | 572086.2719 | 860712.2161 | 245316.4978 | 78904.6912 | 4192.3028 | 4850.3191 | 1766062.2989
Saturday | Saturday | 4 | 19 | 628121.3617 | 870795.1241 | 247317.0177 | 79041.1971 | 3360.4221 | 4896.202 | 1833531.3247
Saturday | Saturday | 4 | 20 | 628410.9624 | 852144.5812 | 244445.6049 | 79230.699 | 2415.744 | 4670.9715 | 1811318.5629
Saturday | Saturday | 4 | 21 | 641325.5727 | 830247.8813 | 242706.7346 | 79178.9299 | 1945.7549 | 4509.2269 | 1799914.1002
Saturday | Saturday | 4 | 22 | 648756.2554 | 799350.1911 | 240644.1394 | 79021.9122 | 2143.1503 | 4352.0994 | 1774267.7479
Saturday | Saturday | 4 | 23 | 632996.3962 | 776047.8482 | 241939.6319 | 79015.2072 | 2772.9357 | 4228.4463 | 1737000.4654
Sunday | Sunday | 4 | 0 | 594521.4434 | 749402.1107 | 242592.4128 | 78832.6582 | 3825.7113 | 4266.1049 | 1673440.4413
Sunday | Sunday | 4 | 1 | 561105.2291 | 717346.618 | 240217.5959 | 78643.1315 | 4135.9041 | 4099.3103 | 1605547.7889
Sunday | Sunday | 4 | 2 | 534279.2849 | 690439.0052 | 239961.0846 | 78612.779 | 4056.006 | 4028.4659 | 1551376.6255
Sunday | Sunday | 4 | 3 | 508964.704 | 689712.7135 | 238666.3816 | 78612.6798 | 3294.6236 | 3980.8515 | 1523231.954
Sunday | Sunday | 4 | 4 | 477451.1435 | 684139.2305 | 237346.8446 | 78612.1345 | 3694.1144 | 4008.5544 | 1485252.0219
Sunday | Sunday | 4 | 5 | 467170.4501 | 684335.2762 | 238120.5814 | 137.77 | 4634.0926 | 4242.442 | 1398640.6123
Sunday | Sunday | 4 | 6 | 475663.1217 | 672584.8585 | 223034.5983 | 135.3532 | 5263.878 | 3933.2371 | 1380615.0468
Sunday | Sunday | 4 | 7 | 506832.8365 | 678999.1173 | 227976.0484 | 101.3445 | 3473.2195 | 3579.3035 | 1420961.8696
Sunday | Sunday | 4 | 8 | 536636.6757 | 712621.133 | 231900.498 | 90.8593 | 2979.7309 | 3041.2609 | 1487270.1578
Sunday | Sunday | 4 | 9 | 545604.6566 | 748822.7185 | 237871.1951 | 98.9029 | 2105.5512 | 2960.605 | 1537463.6293
Sunday | Sunday | 4 | 10 | 540481.2729 | 778288.2193 | 234817.4747 | 112.2759 | 2344.9519 | 3073.0038 | 1559117.1985
Sunday | Sunday | 4 | 11 | 527005.4221 | 797617.0539 | 232531.5898 | 92.3837 | 2450.8463 | 3578.0049 | 1563275.3007
Sunday | Sunday | 4 | 12 | 518572.3104 | 815442.7268 | 235367.9712 | 99.3491 | 2641.3388 | 3827.9083 | 1575951.6044
Sunday | Sunday | 4 | 13 | 512263.6384 | 812209.9743 | 235049.6175 | 123.2196 | 3529.6182 | 2901.7363 | 1566077.8043
Sunday | Sunday | 4 | 14 | 498461.5434 | 815068.4805 | 235163.8762 | 106.5623 | 4995.9842 | 3322.33 | 1557118.7766
Sunday | Sunday | 4 | 15 | 506643.9282 | 813716.1308 | 233683.3128 | 115.4487 | 5071.1824 | 3136.9225 | 1562366.9254
Sunday | Sunday | 4 | 16 | 507077.2258 | 803722.6602 | 234425.9669 | 114.0978 | 4629.3927 | 4018.2216 | 1553987.5648
Sunday | Sunday | 4 | 17 | 527902.6988 | 797325.6267 | 239665.8195 | 113.2054 | 4352.0991 | 4499.1269 | 1573858.5764
Sunday | Sunday | 4 | 18 | 574045.3112 | 815580.954 | 244283.4687 | 78762.571 | 2420.4439 | 4664.3344 | 1719757.0831
Sunday | Sunday | 4 | 19 | 661318.6974 | 829529.6226 | 246967.7041 | 79033.7979 | 2161.9499 | 4618.4514 | 1823630.2233
Sunday | Sunday | 4 | 20 | 791554.9309 | 831573.0795 | 247915.712 | 79037.5657 | 1950.4548 | 4341.5665 | 1956373.3094
Sunday | Sunday | 4 | 21 | 821307.6032 | 807271.2649 | 239385.719 | 78737.8453 | 1715.4602 | 4202.7634 | 1952620.6561
Sunday | Sunday | 4 | 22 | 813164.2543 | 792154.0564 | 234134.6769 | 78640.7271 | 1654.3616 | 4156.5919 | 1923904.6682
Sunday | Sunday | 4 | 23 | 767025.5858 | 770042.933 | 235761.8632 | 78635.1251 | 1837.6574 | 4080.6974 | 1857383.8619
WeekDay | Monday | 4 | 0 | 697895.8726 | 752119.5549 | 233855.7213 | 78612.7046 | 3181.8262 | 4079.2545 | 1769744.9341
WeekDay | Monday | 4 | 1 | 645157.6859 | 733734.0057 | 234000.0398 | 78605.1815 | 3567.2173 | 4019.3758 | 1699083.506
WeekDay | Monday | 4 | 2 | 609662.2629 | 714273.8428 | 235203.8298 | 78606.991 | 3402.7211 | 3993.9815 | 1645143.6291
WeekDay | Monday | 4 | 3 | 584707.7813 | 706399.6478 | 236496.4206 | 78605.9871 | 3261.7244 | 3993.8372 | 1613465.3985
WeekDay | Monday | 4 | 4 | 596119.0704 | 714809.1286 | 241189.9246 | 78605.4418 | 3736.4134 | 4122.9732 | 1638582.9521
WeekDay | Monday | 4 | 5 | 621973.2278 | 749554.4054 | 248394.5396 | 130.2098 | 5179.2799 | 4520.0484 | 1629751.7108
WeekDay | Monday | 4 | 6 | 654251.9531 | 805024.3924 | 261252.265 | 128.1648 | 5945.3622 | 4518.8941 | 1731121.0315
WeekDay | Monday | 4 | 7 | 539958.4097 | 953537.4276 | 280386.1975 | 99.5102 | 4225.202 | 4310.6893 | 1782517.4365
WeekDay | Monday | 4 | 8 | 470851.2658 | 1138227.2773 | 297329.1204 | 108.062 | 3031.4297 | 3842.3369 | 1913389.492
WeekDay | Monday | 4 | 9 | 454894.7523 | 1231228.185 | 307096.1529 | 123.5419 | 2227.7484 | 3498.7919 | 1999069.1723
WeekDay | Monday | 4 | 10 | 455777.6089 | 1281265.793 | 314178.5271 | 118.6339 | 2086.7516 | 3186.9898 | 2056614.3042
WeekDay | Monday | 4 | 11 | 470566.3651 | 1290616.0162 | 316419.4794 | 125.9835 | 2495.6421 | 3048.7637 | 2083272.25
WeekDay | Monday | 4 | 12 | 480368.546 | 1306643.126 | 320176.113 | 185.9449 | 5160.4804 | 3088.731 | 2115622.9413
WeekDay | Monday | 4 | 13 | 477538.5483 | 1316711.432 | 320245.3142 | 176.7982 | 6086.3589 | 3264.6156 | 2124023.0672
WeekDay | Monday | 4 | 14 | 483883.8145 | 1305839.5609 | 318383.3415 | 189.9977 | 5780.866 | 3626.0521 | 2117703.6327
WeekDay | Monday | 4 | 15 | 525002.8117 | 1251731.739 | 316063.9652 | 174.0716 | 5813.7652 | 3991.0958 | 2102777.4484
WeekDay | Monday | 4 | 16 | 579870.0483 | 1166875.9843 | 310361.8336 | 135.0805 | 5912.4629 | 4418.471 | 2067573.8807
WeekDay | Monday | 4 | 17 | 632376.8934 | 1053290.065 | 302619.0911 | 116.6509 | 5597.5702 | 4866.1905 | 1998866.4612
WeekDay | Monday | 4 | 18 | 700736.2861 | 988814.7358 | 294946.2663 | 78586.3305 | 4441.397 | 5023.8952 | 2072548.9109
WeekDay | Monday | 4 | 19 | 803849.0112 | 985462.472 | 290795.4216 | 78609.7177 | 2603.7396 | 5006.5808 | 2166326.9429
WeekDay | Monday | 4 | 20 | 845109.0799 | 944659.8956 | 284930.4559 | 78839.4005 | 1574.4635 | 4755.2346 | 2159868.5299
WeekDay | Monday | 4 | 21 | 872676.275 | 900801.8306 | 280488.7888 | 78847.0722 | 1203.1721 | 4596.5199 | 2138613.6587
WeekDay | Monday | 4 | 22 | 882318.0322 | 850283.0865 | 275380.9465 | 78667.6217 | 1395.8676 | 4405.341 | 2092450.8955
WeekDay | Monday | 4 | 23 | 807547.6228 | 812276.5799 | 275192.2374 | 78614.2414 | 1785.9586 | 4290.4893 | 1979707.1295
WeekDay | Tuesday | 4 | 0 | 728904.9496 | 795518.6336 | 271810.6244 | 78601.3518 | 2782.3355 | 4151.109 | 1881769.0039
WeekDay | Tuesday | 4 | 1 | 671584.2672 | 768707.3759 | 271380.178 | 78601.3518 | 2364.0452 | 4133.9389 | 1796771.1571
WeekDay | Tuesday | 4 | 2 | 636949.9431 | 750352.6984 | 269837.7664 | 78604.4255 | 2279.4472 | 4056.6016 | 1742080.8821
WeekDay | Tuesday | 4 | 3 | 609931.5085 | 731811.8473 | 269128.523 | 78601.3518 | 2810.5348 | 4066.4131 | 1696350.1786
WeekDay | Tuesday | 4 | 4 | 595359.6005 | 731113.7636 | 269904.8254 | 78602.5045 | 2599.0397 | 4118.0675 | 1681697.8011
WeekDay | Tuesday | 4 | 5 | 621196.097 | 765689.053 | 274597.0549 | 130.3213 | 4380.2984 | 4462.7668 | 1670455.5915
WeekDay | Tuesday | 4 | 6 | 654868.479 | 825012.4227 | 281788.8025 | 126.7767 | 6175.6568 | 4549.3384 | 1772521.4762
WeekDay | Tuesday | 4 | 7 | 541644.2166 | 952049.1014 | 298056.9329 | 99.82 | 5028.8834 | 4360.468 | 1801239.4223
WeekDay | Tuesday | 4 | 8 | 473816.238 | 1131458.489 | 308668.7404 | 112.5361 | 3177.1263 | 4059.1988 | 1921292.3286
WeekDay | Tuesday | 4 | 9 | 456782.9253 | 1232951.5065 | 315323.4511 | 123.0213 | 2420.4439 | 4188.4791 | 2011789.8272
WeekDay | Tuesday | 4 | 10 | 459635.2091 | 1292335.0321 | 320751.8073 | 126.6031 | 3393.3213 | 4031.063 | 2080273.036
WeekDay | Tuesday | 4 | 11 | 471938.9449 | 1313705.9183 | 323040.1045 | 140.1868 | 3755.2129 | 3346.2815 | 2115926.649
WeekDay | Tuesday | 4 | 12 | 480583.9423 | 1304899.707 | 325094.766 | 144.0537 | 4291.0005 | 3651.735 | 2118665.2046
WeekDay | Tuesday | 4 | 13 | 479543.6432 | 1316541.9979 | 326278.374 | 138.0551 | 5005.384 | 4018.0773 | 2131525.5314
WeekDay | Tuesday | 4 | 14 | 486543.345 | 1303171.8968 | 322291.9848 | 139.1333 | 5621.0697 | 4961.275 | 2122728.7047
WeekDay | Tuesday | 4 | 15 | 528234.5104 | 1246008.7419 | 316271.9847 | 140.8561 | 5428.3741 | 5021.298 | 2101105.7652
WeekDay | Tuesday | 4 | 16 | 583704.7553 | 1175140.2386 | 310845.7028 | 163.6731 | 3445.0201 | 4702.4259 | 2078001.8159
WeekDay | Tuesday | 4 | 17 | 639161.1091 | 1061945.6049 | 302140.2798 | 167.255 | 3844.5109 | 4978.3008 | 2012237.0604
WeekDay | Tuesday | 4 | 18 | 706286.0016 | 1014661.0837 | 293115.3855 | 78770.3419 | 3868.0103 | 5119.9897 | 2101820.8126
WeekDay | Tuesday | 4 | 19 | 799749.1511 | 988281.6833 | 289746.0036 | 79117.8778 | 2490.9422 | 5104.8396 | 2164490.4977
WeekDay | Tuesday | 4 | 20 | 823261.2686 | 938375.7732 | 283872.8343 | 79148.9492 | 1983.354 | 4861.5734 | 2131503.7527
WeekDay | Tuesday | 4 | 21 | 853877.6877 | 882612.7766 | 279094.5229 | 79124.6077 | 1753.0594 | 4642.4029 | 2101105.0571
WeekDay | Tuesday | 4 | 22 | 851156.2462 | 840954.1992 | 275985.4674 | 79117.2953 | 1908.1558 | 4343.5865 | 2053464.9503
WeekDay | Tuesday | 4 | 23 | 787962.6095 | 802583.9771 | 276635.7179 | 79103.6001 | 2415.744 | 4238.1135 | 1952939.762
WeekDay | Wednesday | 4 | 0 | 723569.6868 | 769421.2527 | 272507.9936 | 78949.8172 | 4305.1002 | 4167.4133 | 1852921.2638
WeekDay | Wednesday | 4 | 1 | 673033.8416 | 746724.9566 | 270790.3808 | 78648.8822 | 4267.5011 | 4106.0917 | 1777571.654
WeekDay | Wednesday | 4 | 2 | 637154.6264 | 726185.8577 | 269382.287 | 78647.1595 | 4225.202 | 4050.6859 | 1719645.8185
WeekDay | Wednesday | 4 | 3 | 610592.2863 | 719285.4905 | 267906.9743 | 78644.5196 | 4605.8932 | 4037.5559 | 1685072.7198
WeekDay | Wednesday | 4 | 4 | 593579.3072 | 728720.6531 | 268298.4817 | 78644.1478 | 2890.433 | 4142.3075 | 1676275.3303
WeekDay | Wednesday | 4 | 5 | 613985.8404 | 754513.8887 | 271679.3709 | 168.7794 | 3153.6269 | 4491.7683 | 1647993.2745
WeekDay | Wednesday | 4 | 6 | 644866.5706 | 786086.008 | 276116.4644 | 165.0613 | 4093.6051 | 4592.3357 | 1715920.045
WeekDay | Wednesday | 4 | 7 | 538363.1987 | 916473.129 | 289192.1436 | 135.8614 | 3477.9194 | 4424.6753 | 1752066.9273
WeekDay | Wednesday | 4 | 8 | 471446.4501 | 1111373.2947 | 298714.6799 | 145.5038 | 2533.2413 | 3781.5925 | 1887994.7622
WeekDay | Wednesday | 4 | 9 | 454200.9767 | 1217794.4415 | 308148.2866 | 167.8375 | 3515.5185 | 3740.3267 | 1987567.3874
WeekDay | Wednesday | 4 | 10 | 457198.5913 | 1256615.2115 | 314490.5655 | 177.0833 | 3783.4123 | 3090.3181 | 2035355.1821
WeekDay | Wednesday | 4 | 11 | 472090.0442 | 1283315.4674 | 317523.405 | 178.93 | 3496.7189 | 2978.4964 | 2079583.0619
WeekDay | Wednesday | 4 | 12 | 482034.3547 | 1276975.5291 | 321966.0708 | 170.7748 | 4441.397 | 2944.3007 | 2088532.4271
WeekDay | Wednesday | 4 | 13 | 480135.0154 | 1283896.7382 | 320226.9124 | 177.3188 | 4901.9864 | 3148.3211 | 2092486.2923
WeekDay | Wednesday | 4 | 14 | 488411.4242 | 1273625.9075 | 316461.7808 | 184.4452 | 4568.2941 | 3511.3447 | 2086763.1967
WeekDay | Wednesday | 4 | 15 | 532275.7317 | 1224232.6237 | 311218.5797 | 201.2637 | 5315.5768 | 3791.5482 | 2077035.3237
WeekDay | Wednesday | 4 | 16 | 584373.2056 | 1154247.2017 | 303447.9141 | 168.9281 | 4516.5953 | 4027.1673 | 2050781.0121
WeekDay | Wednesday | 4 | 17 | 626862.9493 | 1059909.1334 | 297304.4827 | 175.4225 | 4596.4934 | 4404.4752 | 1993252.9566
WeekDay | Wednesday | 4 | 18 | 694114.6381 | 1007826.3629 | 289505.9243 | 78657.2481 | 3557.8175 | 4560.3042 | 2078222.2951
WeekDay | Wednesday | 4 | 19 | 799797.3794 | 996986.6271 | 285622.312 | 78929.4046 | 2448.6432 | 4851.1848 | 2168635.5511
WeekDay | Wednesday | 4 | 20 | 869380.4628 | 827679.5099 | 280316.1122 | 79191.2246 | 1348.8687 | 4837.0448 | 2062753.223
WeekDay | Wednesday | 4 | 21 | 918647.4332 | 799217.6179 | 275987.2488 | 79103.5629 | 2279.4472 | 4669.8172 | 2079905.1271
WeekDay | Wednesday | 4 | 22 | 924393.6558 | 772050.3447 | 276252.5277 | 78909.1034 | 2453.3431 | 4441.1239 | 2058500.0986
WeekDay | Wednesday | 4 | 23 | 860879.6061 | 746983.7616 | 273654.7017 | 78694.8262 | 2716.537 | 4315.5951 | 1967245.0277
WeekDay | Thursday | 4 | 0 | 784042.3056 | 666731.1784 | 269510.4432 | 78668.4025 | 3609.5163 | 4231.9092 | 1806793.7552
WeekDay | Thursday | 4 | 1 | 725775.542 | 654932.5514 | 266931.4072 | 78661.1397 | 2674.238 | 4184.5833 | 1733159.4616
WeekDay | Thursday | 4 | 2 | 683623.3724 | 643660.2604 | 265910.6691 | 78659.417 | 2321.7462 | 4153.8504 | 1678329.3154
WeekDay | Thursday | 4 | 3 | 651836.2692 | 639858.0926 | 264467.8884 | 78660.5077 | 2067.9521 | 4153.129 | 1641043.8388
WeekDay | Thursday | 4 | 4 | 629463.9579 | 698404.5089 | 266311.9577 | 78658.4131 | 3534.3181 | 4272.7421 | 1680645.8978
WeekDay | Thursday | 4 | 5 | 648340.1055 | 722641.6333 | 269200.812 | 184.0238 | 4098.305 | 4390.9124 | 1648855.792
WeekDay | Thursday | 4 | 6 | 670685.0296 | 755542.9261 | 271136.754 | 182.4002 | 5545.8714 | 4495.8083 | 1707588.7897
WeekDay | Thursday | 4 | 7 | 557942.8649 | 888951.5419 | 281569.8791 | 153.4234 | 4671.6917 | 4291.2107 | 1737580.6117
WeekDay | Thursday | 4 | 8 | 479579.8238 | 1077702.1339 | 292911.1164 | 171.6548 | 3788.1122 | 4569.827 | 1858722.668
WeekDay | Thursday | 4 | 9 | 461415.0177 | 1163075.809 | 301056.846 | 186.1184 | 3052.873 | 3386.1045 | 1932172.7686
WeekDay | Thursday | 4 | 10 | 461605.8496 | 1204701.1581 | 308075.1896 | 190.6917 | 3358.8065 | 2866.5305 | 1980798.226
WeekDay | Thursday | 4 | 11 | 469710.7798 | 1214460.0485 | 309780.2124 | 187.9899 | 2993.8306 | 2879.9491 | 2000012.8103
WeekDay | Thursday | 4 | 12 | 488222.8159 | 1225411.123 | 313776.5277 | 190.7165 | 4309.8001 | 3033.1808 | 2034944.1641
WeekDay | Thursday | 4 | 13 | 479332.2703 | 1228354.2817 | 313238.1595 | 200.8423 | 4493.0958 | 3892.6927 | 2029511.3423
WeekDay | Thursday | 4 | 14 | 489657.8785 | 1216251.0459 | 311088.564 | 219.3339 | 4826.7881 | 3605.9964 | 2025649.6068
WeekDay | Thursday | 4 | 15 | 522640.8458 | 1175399.7587 | 304397.223 | 187.5065 | 4577.6939 | 4860.1305 | 2012063.1584
WeekDay | Thursday | 4 | 16 | 572358.3046 | 1104847.1301 | 295153.3661 | 169.994 | 4201.7026 | 5127.204 | 1981857.7014
WeekDay | Thursday | 4 | 17 | 621746.9235 | 1015337.3729 | 287734.1318 | 165.9536 | 4516.5953 | 5185.2069 | 1934686.184
WeekDay | Thursday | 4 | 18 | 678150.2997 | 959996.5282 | 284328.5007 | 78687.3279 | 3886.8099 | 4995.1822 | 2010044.6486
WeekDay | Thursday | 4 | 19 | 756284.5699 | 954940.0312 | 284756.9263 | 79271.5615 | 2199.549 | 5062.9967 | 2082515.6345
WeekDay | Thursday | 4 | 20 | 787103.6095 | 904954.7675 | 283956.7878 | 79519.2154 | 2223.0485 | 4795.3461 | 2062552.7747
WeekDay | Thursday | 4 | 21 | 811626.8419 | 871913.3557 | 279452.8879 | 79511.1717 | 1762.4591 | 4562.6127 | 2048829.3291
WeekDay | Thursday | 4 | 22 | 809007.1868 | 825426.0671 | 275995.4542 | 79304.8762 | 1729.5599 | 4345.7508 | 1995808.895
WeekDay | Thursday | 4 | 23 | 747244.2602 | 783823.4714 | 265913.8284 | 78912.0408 | 2147.8502 | 4274.0407 | 1882315.4916
WeekDay | Friday | 4 | 0 | 679434.1114 | 757259.8508 | 264864.791 | 78636.3025 | 3186.5261 | 4219.3563 | 1787600.9382
WeekDay | Friday | 4 | 1 | 633040.7995 | 740840.7284 | 266915.4826 | 78616.7574 | 4206.4025 | 4196.7034 | 1727816.8737
WeekDay | Friday | 4 | 2 | 602542.6948 | 723775.3023 | 265780.014 | 78616.3608 | 4088.9052 | 4119.3661 | 1678922.6431
WeekDay | Friday | 4 | 3 | 581723.7935 | 709898.9138 | 264824.2378 | 78616.7574 | 3515.5185 | 4152.8404 | 1642732.0614
WeekDay | Friday | 4 | 4 | 570578.574 | 714639.9243 | 268595.3882 | 78615.6419 | 1917.5555 | 4222.3863 | 1638569.4702
WeekDay | Friday | 4 | 5 | 604733.8711 | 740620.9859 | 272929.4346 | 138.2905 | 3078.4286 | 4508.3612 | 1626009.3719
WeekDay | Friday | 4 | 6 | 652748.0412 | 773272.4265 | 278421.6313 | 138.5384 | 5324.9765 | 4427.7053 | 1714333.3193
WeekDay | Friday | 4 | 7 | 564176.8324 | 907059.7848 | 290895.7917 | 105.4345 | 4906.6862 | 3946.9443 | 1771091.4739
WeekDay | Friday | 4 | 8 | 499882.8449 | 1081764.1159 | 296771.1071 | 116.5517 | 3604.8164 | 3561.2677 | 1885700.7037
WeekDay | Friday | 4 | 9 | 480585.01 | 1168966.5008 | 308155.3656 | 123.3312 | 2462.7429 | 3297.9457 | 1963590.8961
WeekDay | Friday | 4 | 10 | 481663.8753 | 1214764.5569 | 313762.8459 | 128.7845 | 2805.8349 | 3028.1308 | 2016154.0284
WeekDay | Friday | 4 | 11 | 490937.5541 | 1231368.1447 | 315850.0901 | 138.8483 | 3360.4221 | 2514.184 | 2044169.2432
WeekDay | Friday | 4 | 12 | 498604.1868 | 1239402.0475 | 321103.886 | 157.501 | 4117.1045 | 2511.7311 | 2065896.457
WeekDay | Friday | 4 | 13 | 491022.9493 | 1250393.3561 | 320939.5997 | 165.1356 | 4497.7957 | 2653.5643 | 2069672.4007
WeekDay | Friday | 4 | 14 | 501790.6251 | 1241210.7062 | 318085.0196 | 157.7613 | 4995.9842 | 2900.1491 | 2069140.2455
WeekDay | Friday | 4 | 15 | 522836.2742 | 1198478.4126 | 311184.7224 | 141.2775 | 5508.2723 | 3506.1504 | 2041655.1094
WeekDay | Friday | 4 | 16 | 563500.4001 | 1122590.7932 | 302757.3136 | 127.5575 | 4723.3905 | 4075.0702 | 1997774.5252
WeekDay | Friday | 4 | 17 | 604999.2435 | 1033664.6528 | 297330.5797 | 124.2483 | 5263.878 | 4429.2924 | 1945811.8948
WeekDay | Friday | 4 | 18 | 655924.1881 | 982029.21 | 290838.069 | 78598.9846 | 4361.4989 | 4663.1801 | 2016415.1307
WeekDay | Friday | 4 | 19 | 730340.5954 | 980105.1954 | 286007.495 | 78954.0187 | 3313.4232 | 4700.983 | 2083421.7108
WeekDay | Friday | 4 | 20 | 744668.6731 | 942435.1093 | 281555.7813 | 79121.4472 | 1574.4635 | 4491.7683 | 2053847.2427
WeekDay | Friday | 4 | 21 | 766320.2809 | 904108.1591 | 276186.1894 | 79139.6166 | 1673.1612 | 4409.0924 | 2031836.4996
WeekDay | Friday | 4 | 22 | 784607.4013 | 855149.5319 | 271385.7281 | 79136.7164 | 1550.964 | 4313.2865 | 1996143.6283
WeekDay | Friday | 4 | 23 | 757444.6584 | 821630.5478 | 267477.0883 | 79014.4511 | 1870.5566 | 4248.0692 | 1931685.3715
Saturday | Saturday | 4 | 0 | 714650.474 | 788269.2728 | 265500.3786 | 78632.0018 | 3318.1231 | 4144.039 | 1854514.2893
Saturday | Saturday | 4 | 1 | 672931.6748 | 760385.4897 | 262524.1983 | 78605.479 | 3985.5076 | 4132.2075 | 1782564.557
Saturday | Saturday | 4 | 2 | 639441.9301 | 745484.3461 | 261282.1344 | 78603.3596 | 3609.5163 | 4100.8974 | 1732522.184
Saturday | Saturday | 4 | 3 | 614490.8479 | 728792.7247 | 259203.045 | 78602.4921 | 3007.9303 | 4113.8832 | 1688210.9231
Saturday | Saturday | 4 | 4 | 578421.8246 | 723823.6649 | 258050.2618 | 78601.9839 | 3374.5218 | 4120.2318 | 1646392.4887
Saturday | Saturday | 4 | 5 | 570396.0198 | 736424.6624 | 257523.0036 | 126.4668 | 3477.9194 | 4295.1064 | 1572243.1785
Saturday | Saturday | 4 | 6 | 588431.8019 | 735160.4888 | 258210.191 | 124.6573 | 5550.5713 | 4123.6946 | 1591601.405
Saturday | Saturday | 4 | 7 | 606665.4083 | 772177.6939 | 264769.0246 | 102.6458 | 4417.8976 | 3926.1671 | 1652058.8373
Saturday | Saturday | 4 | 8 | 612276.1475 | 842173.2047 | 264542.0733 | 83.1007 | 3689.4145 | 3507.449 | 1726271.3898
Saturday | Saturday | 4 | 9 | 600258.465 | 919515.3756 | 266011.0608 | 80.0519 | 1677.8611 | 4033.2273 | 1791576.0416
Saturday | Saturday | 4 | 10 | 594225.6121 | 952347.9203 | 269611.921 | 81.4771 | 1438.1667 | 2652.41 | 1820357.5073
Saturday | Saturday | 4 | 11 | 597290.1305 | 973692.8533 | 267828.2393 | 89.1737 | 1936.3551 | 4127.4461 | 1844964.198
Saturday | Saturday | 4 | 12 | 595069.0168 | 988127.0969 | 268979.3873 | 92.644 | 2960.9314 | 3650.4365 | 1858879.5129
Saturday | Saturday | 4 | 13 | 583521.5694 | 969353.0814 | 270198.3942 | 95.0856 | 3360.4221 | 3675.8308 | 1830204.3834
Saturday | Saturday | 4 | 14 | 575768.5267 | 947524.7654 | 267120.5261 | 94.0817 | 4431.9972 | 4089.4988 | 1799029.3959
Saturday | Saturday | 4 | 15 | 581483.653 | 939262.5525 | 263218.4306 | 105.4592 | 5320.2767 | 3991.2401 | 1793381.6121
Saturday | Saturday | 4 | 16 | 593144.7599 | 919198.0935 | 260080.2994 | 127.1609 | 4803.2886 | 4216.9034 | 1781570.5057
Saturday | Saturday | 4 | 17 | 609088.2438 | 884820.6088 | 258892.6006 | 128.7101 | 5179.2799 | 4440.4025 | 1762549.8457
Saturday | Saturday | 4 | 18 | 646305.9619 | 891288.7359 | 257506.4905 | 78775.8944 | 3318.1231 | 4525.3869 | 1881720.5927
Saturday | Saturday | 4 | 19 | 693835.2408 | 909221.3793 | 257048.8073 | 78967.5652 | 2011.5534 | 4656.5429 | 1945741.089
Saturday | Saturday | 4 | 20 | 700671.3599 | 895740.8998 | 256204.0495 | 78997.4344 | 2190.1492 | 4490.4697 | 1938294.3625
Saturday | Saturday | 4 | 21 | 699041.9435 | 866162.6988 | 252914.8949 | 78999.3802 | 1978.6541 | 4393.9424 | 1903491.514
Saturday | Saturday | 4 | 22 | 695112.3695 | 842225.8312 | 251401.6789 | 78997.6699 | 2077.3518 | 4201.8977 | 1874016.799
Saturday | Saturday | 4 | 23 | 681002.3242 | 816680.6855 | 249889.4951 | 78992.8115 | 2843.4341 | 4121.0975 | 1833529.848
Sunday | Sunday | 4 | 0 | 636839.8115 | 792492.9765 | 249612.3741 | 78802.9501 | 3835.1111 | 4028.6101 | 1765611.8334
Sunday | Sunday | 4 | 1 | 594731.2208 | 744985.2875 | 248828.7071 | 78615.1586 | 4140.604 | 4035.2473 | 1675336.2252
Sunday | Sunday | 4 | 2 | 565480.2746 | 720456.8647 | 248389.4386 | 78609.2343 | 3976.1078 | 3989.7972 | 1620901.7172
Sunday | Sunday | 4 | 3 | 542032.5357 | 720830.181 | 247155.2805 | 78605.4914 | 4074.8055 | 4046.0688 | 1596744.3629
Sunday | Sunday | 4 | 4 | 516889.219 | 715877.1678 | 242097.6817 | 78604.314 | 2866.9335 | 4110.8532 | 1560446.1692
Sunday | Sunday | 4 | 5 | 509806.141 | 714797.1121 | 241605.6707 | 128.6357 | 4060.7059 | 4107.5346 | 1474505.7999
Sunday | Sunday | 4 | 6 | 531371.9542 | 698746.4856 | 241611.5277 | 123.5914 | 3741.1133 | 3940.5957 | 1479535.2679
Sunday | Sunday | 4 | 7 | 573049.4183 | 711939.9251 | 242775.7138 | 89.6199 | 2674.238 | 3734.9881 | 1534263.9031
Sunday | Sunday | 4 | 8 | 618698.7319 | 749663.3444 | 245449.6938 | 82.7537 | 2349.9455 | 3463.7304 | 1619708.1997
Sunday | Sunday | 4 | 9 | 635594.8066 | 781785.9147 | 247596.0513 | 83.8196 | 2613.1394 | 3011.5379 | 1670685.2696
Sunday | Sunday | 4 | 10 | 630004.4909 | 810543.8384 | 249349.7517 | 84.3897 | 2946.8317 | 3716.9523 | 1696646.2548
Sunday | Sunday | 4 | 11 | 615097.3347 | 834555.2907 | 250358.7301 | 86.5462 | 3553.1176 | 3283.8057 | 1706934.8251
Sunday | Sunday | 4 | 12 | 605867.5677 | 856553.3135 | 252332.2375 | 88.7523 | 4493.0958 | 3503.6976 | 1722838.6645
Sunday | Sunday | 4 | 13 | 595375.8965 | 858902.6629 | 251939.7535 | 95.2095 | 5451.8736 | 3658.9493 | 1715424.3453
Sunday | Sunday | 4 | 14 | 586731.3259 | 864301.9407 | 252160.761 | 119.0057 | 6062.8594 | 4004.6587 | 1713380.5514
Sunday | Sunday | 4 | 15 | 579290.5765 | 851717.7019 | 252778.6341 | 128.2763 | 6824.2418 | 4382.1109 | 1695121.5415
Sunday | Sunday | 4 | 16 | 589400.9931 | 843864.9004 | 248471.923 | 135.9357 | 7186.1334 | 3969.3086 | 1693029.1943
Sunday | Sunday | 4 | 17 | 608620.0277 | 844400.5167 | 241996.3585 | 133.2958 | 6420.0512 | 4263.2192 | 1705833.4691
Sunday | Sunday | 4 | 18 | 645347.0906 | 863919.1109 | 240080.1622 | 78691.0337 | 3830.4112 | 4510.9583 | 1836378.767
Sunday | Sunday | 4 | 19 | 744727.0182 | 878931.1608 | 238817.0297 | 79069.926 | 3524.9183 | 4623.0686 | 1949693.1216
Sunday | Sunday | 4 | 20 | 808876.5373 | 858975.2956 | 238893.4222 | 79088.0458 | 2274.7473 | 4382.9766 | 1992491.0249
Sunday | Sunday | 4 | 21 | 846350.6362 | 834118.1652 | 238251.3135 | 79028.8652 | 1781.2587 | 4286.7378 | 2003816.9766
Sunday | Sunday | 4 | 22 | 858705.544 | 814649.435 | 240635.6829 | 78701.1843 | 1691.9608 | 4140.5761 | 1998524.3831
Sunday | Sunday | 4 | 23 | 832723.4201 | 790473.0743 | 241754.2414 | 78639.9958 | 1926.9553 | 4065.5474 | 1949583.2343
WeekDay | Monday | 4 | 0 | 765984.4901 | 769155.5171 | 242502.2914 | 78609.5937 | 3609.5163 | 4004.5144 | 1863865.923
WeekDay | Monday | 4 | 1 | 714976.9841 | 752834.2141 | 240355.091 | 78605.1443 | 4342.6993 | 3979.6972 | 1795093.83
WeekDay | Monday | 4 | 2 | 675459.9908 | 734984.4759 | 245671.8488 | 78604.0785 | 4173.5032 | 3956.9 | 1742850.7971
WeekDay | Monday | 4 | 3 | 646478.3639 | 725909.1379 | 249160.4324 | 78605.7516 | 3421.5207 | 4007.6887 | 1707582.8951
WeekDay | Monday | 4 | 4 | 612738.9172 | 726882.2236 | 251241.8618 | 78604.3387 | 3806.9117 | 4206.5148 | 1677480.7679
WeekDay | Monday | 4 | 5 | 638153.1566 | 752646.7421 | 257979.5313 | 131.1269 | 4836.1879 | 4565.787 | 1658312.5317
WeekDay | Monday | 4 | 6 | 665443.408 | 784570.5718 | 269737.6513 | 130.3337 | 5470.6732 | 4705.023 | 1730057.661
WeekDay | Monday | 4 | 7 | 552582.7234 | 882764.9561 | 289814.8721 | 93.4 | 4991.2843 | 4805.4461 | 1735052.6821
WeekDay | Monday | 4 | 8 | 485140.9329 | 1020862.1708 | 305884.9116 | 89.3844 | 3759.9128 | 4348.348 | 1820085.6606
WeekDay | Monday | 4 | 9 | 472473.9768 | 1104293.0123 | 315762.2783 | 89.2977 | 2928.0321 | 4555.2541 | 1900101.8514
WeekDay | Monday | 4 | 10 | 477625.9179 | 1155209.2191 | 318155.1624 | 92.8547 | 2519.1416 | 3885.767 | 1957488.0627
WeekDay | Monday | 4 | 11 | 495190.6932 | 1181362.478 | 321880.6515 | 98.9153 | 2758.836 | 3978.5429 | 2005270.1168
WeekDay | Monday | 4 | 12 | 498142.1636 | 1187644.2279 | 325972.1578 | 102.4104 | 5019.4836 | 3892.837 | 2020773.2803
WeekDay | Monday | 4 | 13 | 497434.6925 | 1185943.609 | 327703.911 | 109.4996 | 5959.4618 | 3933.9585 | 2021085.1324
WeekDay | Monday | 4 | 14 | 505113.8944 | 1176633.5913 | 326849.7452 | 114.9281 | 6311.9537 | 4212.7191 | 2019236.8319
WeekDay | Monday | 4 | 15 | 549884.6847 | 1155761.4069 | 323976.0108 | 114.5935 | 6546.9482 | 5204.397 | 2041488.0411
WeekDay | Monday | 4 | 16 | 601929.9064 | 1108974.9523 | 317662.4291 | 109.4501 | 5696.2679 | 5053.6181 | 2039426.6239
WeekDay | Monday | 4 | 17 | 653246.236 | 1028285.0597 | 309009.1742 | 104.3686 | 6481.1497 | 5093.8739 | 2002219.8621
WeekDay | Monday | 4 | 18 | 756745.8712 | 987134.9388 | 304429.1395 | 78580.3071 | 4319.1999 | 5171.4998 | 2136380.9562
WeekDay | Monday | 4 | 19 | 865751.5217 | 994750.7007 | 301322.557 | 78585.1283 | 3210.0256 | 5172.9426 | 2248792.8758
WeekDay | Monday | 4 | 20 | 930919.9963 | 952935.9995 | 293140.3239 | 78642.2267 | 2575.5403 | 4950.0207 | 2263164.1074
WeekDay | Monday | 4 | 21 | 972584.577 | 904812.703 | 287495.1695 | 78646.8744 | 2110.2511 | 4737.4874 | 2250387.0623
WeekDay | Monday | 4 | 22 | 973230.1014 | 859053.6285 | 284151.2751 | 78641.4583 | 1978.6541 | 4595.6542 | 2201650.7718
WeekDay | Monday | 4 | 23 | 898143.9458 | 823759.0421 | 286559.5358 | 78617.4514 | 2288.8469 | 4481.8126 | 2093850.6346
WeekDay | Tuesday | 4 | 0 | 823289.505 | 806649.6832 | 283808.0078 | 78611.8742 | 3125.4275 | 4426.4067 | 1999910.9045
WeekDay | Tuesday | 4 | 1 | 765825.6335 | 780141.0933 | 280080.2348 | 78610.1515 | 3994.9074 | 4351.378 | 1913003.3985
WeekDay | Tuesday | 4 | 2 | 725862.7781 | 761797.2018 | 276288.6176 | 78610.7588 | 4394.3981 | 4348.4923 | 1851302.2467
WeekDay | Tuesday | 4 | 3 | 694770.4042 | 741072.0487 | 274872.2947 | 78609.8912 | 4300.4003 | 4344.5965 | 1797969.6356
WeekDay | Tuesday | 4 | 4 | 685321.0173 | 746496.1488 | 277324.9627 | 78613.1508 | 4588.4155 | 4545.8756 | 1796889.5707
WeekDay | Tuesday | 4 | 5 | 702714.5608 | 782332.719 | 282616.5987 | 137.8692 | 5127.5811 | 4780.1961 | 1777709.5249
WeekDay | Tuesday | 4 | 6 | 710842.8392 | 839058.6773 | 293334.4216 | 136.3695 | 6138.0577 | 5035.8709 | 1854546.2362
WeekDay | Tuesday | 4 | 7 | 584973.8042 | 986380.8298 | 304154.2791 | 114.5191 | 4812.6884 | 5069.201 | 1885505.3217
WeekDay | Tuesday | 4 | 8 | 500336.5404 | 1162484.2668 | 309379.2468 | 123.8393 | 3468.5196 | 4850.4634 | 1980642.8763
WeekDay | Tuesday | 4 | 9 | 485686.301 | 1255689.8304 | 313425.1776 | 125.6488 | 2472.1427 | 4910.4863 | 2062309.5868
WeekDay | Tuesday | 4 | 10 | 489266.7028 | 1313878.6467 | 319139.31 | 140.3479 | 3233.525 | 4908.6106 | 2130567.1431
WeekDay | Tuesday | 4 | 11 | 511935.6076 | 1331225.9362 | 321359.311 | 145.6029 | 3952.6084 | 5156.2054 | 2173775.2715
WeekDay | Tuesday | 4 | 12 | 516279.301 | 1333738.4031 | 325235.5785 | 148.2552 | 4967.7848 | 5235.5628 | 2185604.8854
WeekDay | Tuesday | 4 | 13 | 515304.5007 | 1330962.7705 | 328539.8115 | 161.3803 | 5884.2636 | 5077.8581 | 2185930.5847
WeekDay | Tuesday | 4 | 14 | 524042.8586 | 1318077.7624 | 331342.3388 | 150.1143 | 5400.1748 | 5247.5385 | 2184260.7873
WeekDay | Tuesday | 4 | 15 | 568232.9194 | 1265127.8207 | 329161.5595 | 139.9141 | 5245.0784 | 5663.0823 | 2173570.3744
WeekDay | Tuesday | 4 | 16 | 624317.3268 | 1187743.7808 | 323205.804 | 128.3135 | 4408.4978 | 5799.7211 | 2145603.444
WeekDay | Tuesday | 4 | 17 | 680310.8728 | 1068136.3457 | 313260.6716 | 114.1101 | 4638.7925 | 5637.9765 | 2072098.7693
WeekDay | Tuesday | 4 | 18 | 739691.8484 | 1010261.4305 | 304678.2132 | 78588.958 | 3938.5087 | 5626.7222 | 2142785.6809
WeekDay | Tuesday | 4 | 19 | 851237.9236 | 998703.6263 | 300697.7713 | 78814.0302 | 2617.8393 | 5558.6192 | 2237629.8099
WeekDay | Tuesday | 4 | 20 | 923511.5958 | 961210.8136 | 294875.0049 | 79034.8762 | 2885.7331 | 5208.0041 | 2266726.0278
WeekDay | Tuesday | 4 | 21 | 964933.2398 | 906909.1722 | 288914.1815 | 79023.573 | 2298.2467 | 4958.245 | 2247036.6583
WeekDay | Tuesday | 4 | 22 | 970922.74 | 859469.0442 | 284574.9309 | 78814.1418 | 2241.848 | 4713.8245 | 2200736.5293
WeekDay | Tuesday | 4 | 23 | 908134.1361 | 821917.4459 | 284341.6772 | 78644.9906 | 2387.5446 | 4546.0198 | 2099971.8143
WeekDay | Wednesday | 4 | 0 | 823599.5984 | 789619.8569 | 281549.6677 | 78633.1668 | 3694.1144 | 4496.3854 | 1981592.7896
WeekDay | Wednesday | 4 | 1 | 765534.6599 | 765335.8792 | 277627.8937 | 78615.2205 | 4192.3028 | 4402.1667 | 1895708.1228
WeekDay | Wednesday | 4 | 2 | 724778.1986 | 741959.9695 | 276207.4184 | 78611.9858 | 4793.8889 | 4368.9809 | 1830720.442
WeekDay | Wednesday | 4 | 3 | 689364.6428 | 731865.7895 | 276414.0038 | 78610.3746 | 4770.3894 | 4493.9326 | 1785519.1326
WeekDay | Wednesday | 4 | 4 | 638616.9148 | 725424.5922 | 277519.2626 | 78614.0803 | 3097.2282 | 4691.7487 | 1727963.8269
WeekDay | Wednesday | 4 | 5 | 657201.4423 | 753326.5801 | 281562.4081 | 139.8026 | 4009.0071 | 5052.3195 | 1701291.5596
WeekDay | Wednesday | 4 | 6 | 672237.3276 | 789740.6833 | 289472.2137 | 133.0356 | 5395.4749 | 5273.2214 | 1762251.9565
WeekDay | Wednesday | 4 | 7 | 550019.8263 | 927312.8339 | 304106.3582 | 103.9348 | 4450.7968 | 5490.949 | 1791484.699
WeekDay | Wednesday | 4 | 8 | 483239.2374 | 1110754.1836 | 316920.5991 | 121.3605 | 3163.0267 | 4882.7834 | 1919081.1908
WeekDay | Wednesday | 4 | 9 | 474502.3768 | 1218565.8485 | 322431.7618 | 129.2059 | 3628.3159 | 4510.5255 | 2023768.0343
WeekDay | Wednesday | 4 | 10 | 482578.6496 | 1266850.9079 | 327311.3416 | 137.9559 | 3351.0223 | 4345.0294 | 2084574.9068
WeekDay | Wednesday | 4 | 11 | 497566.328 | 1292651.9162 | 329460.3668 | 141.3518 | 3755.2129 | 4478.0611 | 2128053.2369
WeekDay | Wednesday | 4 | 12 | 512673.1497 | 1330644.2893 | 330622.8778 | 139.0466 | 4869.0871 | 4867.4891 | 2183815.9396
WeekDay | Wednesday | 4 | 13 | 514073.3478 | 1337806.542 | 325897.4264 | 125.6984 | 5719.7674 | 4731.4274 | 2188354.2093
WeekDay | Wednesday | 4 | 14 | 521740.6694 | 1322658.1026 | 323141.5544 | 169.7957 | 6232.0555 | 4814.5361 | 2178756.7137
WeekDay | Wednesday | 4 | 15 | 570163.6632 | 1264986.5964 | 319178.0413 | 179.0539 | 6984.0381 | 5510.8605 | 2167002.2533
WeekDay | Wednesday | 4 | 16 | 622002.4486 | 1187576.7891 | 311260.6817 | 174.4806 | 6222.6557 | 5573.0478 | 2132810.1035
WeekDay | Wednesday | 4 | 17 | 671830.6278 | 1084178.868 | 301493.3539 | 173.1792 | 5964.1617 | 5476.3761 | 2069116.5667
WeekDay | Wednesday | 4 | 18 | 740661.0916 | 1015024.6454 | 293212.8785 | 78832.274 | 3962.0081 | 5728.2995 | 2137421.1971
WeekDay | Wednesday | 4 | 19 | 861724.7696 | 1004187.3844 | 289519.9413 | 79370.5388 | 3026.7298 | 5636.9665 | 2243466.3304
WeekDay | Wednesday | 4 | 20 | 944218.2253 | 956872.8168 | 282457.8687 | 79289.1112 | 2711.8371 | 5351.713 | 2270901.5722
WeekDay | Wednesday | 4 | 21 | 1008598.6152 | 911702.5404 | 276599.0595 | 79285.8764 | 2429.8437 | 5108.0139 | 2283723.9491
WeekDay | Wednesday | 4 | 22 | 1015222.2043 | 863624.8451 | 273336.1552 | 79177.7277 | 2227.7484 | 4847.0005 | 2238435.6811
WeekDay | Wednesday | 4 | 23 | 950672.4119 | 828041.1224 | 270826.5909 | 78864.4112 | 2486.2424 | 4691.4602 | 2135582.2389
WeekDay | Thursday | 4 | 0 | 870299.1844 | 739407.0468 | 267501.1418 | 78744.4388 | 3769.3126 | 4615.71 | 1964336.8344
WeekDay | Thursday | 4 | 1 | 809854.1341 | 724247.9634 | 265861.9519 | 78613.82 | 4605.8932 | 4532.3127 | 1887716.0753
WeekDay | Thursday | 4 | 2 | 762859.3244 | 708866.7417 | 265017.9959 | 78609.1971 | 4305.1002 | 4411.2567 | 1824069.616
WeekDay | Thursday | 4 | 3 | 728633.4032 | 701061.4289 | 264554.7047 | 78609.1971 | 4948.9853 | 4435.4967 | 1782243.2159
WeekDay | Thursday | 4 | 4 | 707674.5536 | 700421.7477 | 265696.1575 | 78609.7425 | 4521.2952 | 4669.673 | 1761593.1695
WeekDay | Thursday | 4 | 5 | 708681.4916 | 728014.7477 | 269817.2166 | 135.3532 | 5057.0828 | 5077.281 | 1716783.1728
WeekDay | Thursday | 4 | 6 | 712410.2705 | 765851.3737 | 277764.3453 | 133.5561 | 5931.2625 | 5162.8426 | 1767253.6506
WeekDay | Thursday | 4 | 7 | 590395.8079 | 916614.4496 | 291930.4005 | 109.2518 | 3882.11 | 5460.0718 | 1808392.0916
WeekDay | Thursday | 4 | 8 | 519502.2081 | 1117247.8757 | 304025.1915 | 127.3096 | 2796.4352 | 5235.8513 | 1948934.8714
WeekDay | Thursday | 4 | 9 | 500175.8314 | 1218242.3257 | 310345.5226 | 137.3858 | 2288.8469 | 5068.0467 | 2036257.959
WeekDay | Thursday | 4 | 10 | 501485.7151 | 1266986.3381 | 316278.9437 | 147.1769 | 2702.4373 | 5102.9639 | 2092703.5752
WeekDay | Thursday | 4 | 11 | 519838.5395 | 1282265.8162 | 318014.7151 | 149.8416 | 3003.2304 | 5081.321 | 2128353.4638
WeekDay | Thursday | 4 | 12 | 512314.1953 | 1269900.4478 | 322466.2209 | 141.7236 | 3736.4134 | 5011.0537 | 2113570.0547
WeekDay | Thursday | 4 | 13 | 511434.347 | 1272491.8478 | 322459.9756 | 132.6266 | 4690.4913 | 5308.2829 | 2116517.5712
WeekDay | Thursday | 4 | 14 | 513720.8056 | 1270357.6699 | 319969.8716 | 132.8496 | 4972.4847 | 5862.0527 | 2115015.7341
WeekDay | Thursday | 4 | 15 | 555587.2604 | 1224536.176 | 316494.9577 | 136.134 | 5804.3654 | 5963.63 | 2108522.5235
WeekDay | Thursday | 4 | 16 | 612518.4088 | 1150095.1684 | 310241.6458 | 137.0759 | 5686.8682 | 6076.7503 | 2084755.9174
WeekDay | Thursday | 4 | 17 | 667813.2546 | 1042708.567 | 301016.6196 | 160.3268 | 5630.4695 | 5925.25 | 2023254.4873
WeekDay | Thursday | 4 | 18 | 744553.1097 | 978141.1482 | 292631.4234 | 78920.5306 | 4121.8044 | 5649.8079 | 2104017.8243
WeekDay | Thursday | 4 | 19 | 848437.2706 | 974632.6474 | 288706.4462 | 79205.7626 | 2669.5381 | 5612.8707 | 2199264.5355
WeekDay | Thursday | 4 | 20 | 917882.7213 | 929333.274 | 283710.9838 | 79333.2581 | 2411.0441 | 5333.1001 | 2218004.3815
WeekDay | Thursday | 4 | 21 | 970120.5845 | 891520.7945 | 278038.2882 | 79175.2861 | 2439.2434 | 5068.6238 | 2226362.8206
WeekDay | Thursday | 4 | 22 | 990724.8904 | 842367.0379 | 273506.6972 | 78674.0417 | 2467.4428 | 4848.0105 | 2192588.1205
WeekDay | Thursday | 4 | 23 | 939206.8024 | 804445.0263 | 272975.482 | 78641.2972 | 2006.8535 | 4638.7958 | 2101914.2572
WeekDay | Friday | 4 | 0 | 870795.9464 | 782948.5406 | 270078.5793 | 78629.2752 | 3238.2249 | 4611.67 | 2010302.2364
WeekDay | Friday | 4 | 1 | 815104.816 | 759909.5854 | 265520.5867 | 78615.4188 | 3651.8153 | 4566.6527 | 1927368.875
WeekDay | Friday | 4 | 2 | 773952.2215 | 740544.6824 | 264253.3981 | 78614.5265 | 3745.8132 | 4527.4069 | 1865638.0486
WeekDay | Friday | 4 | 3 | 742548.1528 | 726547.4469 | 261929.5203 | 78614.6132 | 4422.5975 | 4561.8913 | 1818624.2221
WeekDay | Friday | 4 | 4 | 715119.2245 | 727150.4829 | 263935.3473 | 78617.8852 | 1922.2554 | 4719.3074 | 1791464.5027
WeekDay | Friday | 4 | 5 | 725197.2667 | 751761.4514 | 269387.6705 | 142.9754 | 3332.2227 | 5083.6296 | 1754905.2163
WeekDay | Friday | 4 | 6 | 725551.2784 | 780860.2805 | 273081.3849 | 140.5214 | 4699.891 | 5217.3827 | 1789550.739
WeekDay | Friday | 4 | 7 | 604313.5677 | 931850.1965 | 285262.7459 | 112.1147 | 3745.8132 | 5444.6332 | 1830729.0713
WeekDay | Friday | 4 | 8 | 536143.6431 | 1130047.8537 | 296514.7478 | 130.8666 | 3567.2173 | 5233.5428 | 1971637.8713
WeekDay | Friday | 4 | 9 | 513548.1155 | 1220803.1546 | 305175.5511 | 137.4106 | 3454.4199 | 5208.0041 | 2048326.6559
WeekDay | Friday | 4 | 10 | 512444.1935 | 1265180.5756 | 308608.1192 | 133.3082 | 3012.6302 | 5256.3399 | 2094635.1666
WeekDay | Friday | 4 | 11 | 530812.9618 | 1289423.0986 | 312338.4254 | 136.0101 | 3614.2162 | 5536.3991 | 2141861.1112
WeekDay | Friday | 4 | 12 | 536863.1466 | 1292938.7833 | 317350.5756 | 134.0147 | 4981.8845 | 4962.8622 | 2157231.2668
WeekDay | Friday | 4 | 13 | 533610.6944 | 1295362.686 | 317127.6137 | 131.0154 | 5498.8725 | 4943.8164 | 2156674.6984
WeekDay | Friday | 4 | 14 | 543220.3404 | 1286685.7693 | 314232.2776 | 129.7512 | 5766.7663 | 4934.005 | 2154968.9099
WeekDay | Friday | 4 | 15 | 582110.4951 | 1236590.6792 | 311216.7634 | 128.7225 | 5357.8758 | 5439.5832 | 2140844.1191
WeekDay | Friday | 4 | 16 | 630641.1218 | 1157823.0363 | 305614.3323 | 120.2079 | 4441.397 | 5661.0623 | 2104301.1575
WeekDay | Friday | 4 | 17 | 684287.879 | 1046556.5648 | 294997.5705 | 118.919 | 4126.5043 | 5845.8927 | 2035933.3302
WeekDay | Friday | 4 | 18 | 737182.6449 | 997655.4573 | 286461.47 | 78667.4482 | 4422.5975 | 5743.4496 | 2110133.0675
WeekDay | Friday | 4 | 19 | 812530.0098 | 996552.3815 | 283420.0568 | 78988.0646 | 4046.6062 | 5610.1293 | 2181147.2482
WeekDay | Friday | 4 | 20 | 832354.4263 | 949591.9355 | 278014.6566 | 79020.0284 | 3694.1144 | 5322.4229 | 2147997.584
WeekDay | Friday | 4 | 21 | 863855.7644 | 908013.2797 | 271714.0458 | 78692.7688 | 3012.6302 | 5116.3825 | 2130404.8714
WeekDay | Friday | 4 | 22 | 895304.4655 | 865472.7372 | 278788.2172 | 78643.6768 | 2834.0343 | 4856.5234 | 2125899.6544
WeekDay | Friday | 4 | 23 | 876963.5795 | 836661.0062 | 284493.4432 | 78643.3918 | 3219.4254 | 4717.8645 | 2084698.7105
Saturday | Saturday | 4 | 0 | 839828.8029 | 799343.457 | 279885.7259 | 78612.8533 | 4629.3927 | 4581.6585 | 2006881.8903
Saturday | Saturday | 4 | 1 | 800037.2016 | 769322.0879 | 276212.9643 | 78617.7613 | 5188.6797 | 4437.8053 | 1933816.5001
Saturday | Saturday | 4 | 2 | 760777.8627 | 754108.9849 | 273795.0737 | 78616.5839 | 5024.1835 | 4401.1567 | 1876723.8454
Saturday | Saturday | 4 | 3 | 728373.9929 | 737442.1343 | 272611.1407 | 78614.4645 | 5259.1781 | 4418.7596 | 1826719.67
Saturday | Saturday | 4 | 4 | 701121.7811 | 733534.9678 | 270610.4923 | 78614.4893 | 3783.4123 | 4427.8496 | 1792092.9923
Saturday | Saturday | 4 | 5 | 687613.2037 | 748438.0155 | 270579.3957 | 141.0172 | 4013.7069 | 4555.2541 | 1715340.5932
Saturday | Saturday | 4 | 6 | 687737.3188 | 743392.851 | 269141.766 | 138.8483 | 5903.0631 | 4347.338 | 1710661.1851
Saturday | Saturday | 4 | 7 | 685911.0241 | 785433.4985 | 275115.4265 | 111.7305 | 4681.0915 | 4042.6059 | 1755295.3771
Saturday | Saturday | 4 | 8 | 677439.0508 | 868718.6859 | 277646.0051 | 103.5754 | 3487.3191 | 3568.482 | 1830963.1184
Saturday | Saturday | 4 | 9 | 650924.3284 | 954964.4738 | 279234.3691 | 102.4599 | 2067.9521 | 3584.4978 | 1890878.0811
Saturday | Saturday | 4 | 10 | 633301.7497 | 988306.3679 | 282049.0605 | 107.3307 | 2129.0506 | 3730.5152 | 1909624.0746
Saturday | Saturday | 4 | 11 | 633385.7361 | 1004523.7388 | 282533.9048 | 107.9132 | 3130.1274 | 3458.3918 | 1927139.8121
Saturday | Saturday | 4 | 12 | 625989.7109 | 1003263.7682 | 284513.9161 | 107.938 | 3900.9096 | 3279.6214 | 1921055.8642
Saturday | Saturday | 4 | 13 | 618610.7126 | 980908.4853 | 285753.7968 | 109.8343 | 4826.7881 | 3952.86 | 1894162.4771
Saturday | Saturday | 4 | 14 | 609644.6547 | 955854.6641 | 283420.7271 | 110.3548 | 5089.982 | 4090.7974 | 1858211.1801
Saturday | Saturday | 4 | 15 | 611344.0503 | 938893.3652 | 278855.6985 | 107.6034 | 5691.568 | 5312.7558 | 1840205.0411
Saturday | Saturday | 4 | 16 | 629434.7852 | 919767.5691 | 273037.8447 | 109.2642 | 4916.086 | 4995.9037 | 1832261.4529
Saturday | Saturday | 4 | 17 | 646073.1345 | 887806.7898 | 267756.2315 | 102.7202 | 5508.2723 | 5287.5057 | 1812534.654
Saturday | Saturday | 4 | 18 | 675883.4425 | 886892.6157 | 263425.0244 | 78810.8574 | 4521.2952 | 5386.6302 | 1914919.8654
Saturday | Saturday | 4 | 19 | 734888.2722 | 906325.2073 | 264215.6167 | 78912.2763 | 3148.927 | 5436.5532 | 1992926.8527
Saturday | Saturday | 4 | 20 | 758065.2161 | 892163.3238 | 261194.4357 | 78976.4516 | 2843.4341 | 5105.8496 | 1998348.7109
Saturday | Saturday | 4 | 21 | 777176.9932 | 869488.0868 | 259200.8689 | 78976.2657 | 3017.33 | 4926.0692 | 1992785.6139
Saturday | Saturday | 4 | 22 | 793442.1174 | 842037.4361 | 253075.5169 | 78974.1711 | 2857.5338 | 4695.933 | 1975082.7082
Saturday | Saturday | 4 | 23 | 782686.264 | 816940.5628 | 243982.3443 | 78967.8379 | 2603.7396 | 4531.4469 | 1929712.1955
Sunday | Sunday | 4 | 0 | 746089.6931 | 788164.7442 | 239451.8274 | 78908.806 | 4150.0038 | 4474.454 | 1861239.5284
Sunday | Sunday | 4 | 1 | 707850.4008 | 752794.7292 | 238536.4564 | 78611.0934 | 4916.086 | 4349.6466 | 1787058.4123
Sunday | Sunday | 4 | 2 | 676436.9174 | 726962.045 | 237218.7199 | 78597.6956 | 4981.8845 | 4281.5436 | 1728478.806
Sunday | Sunday | 4 | 3 | 650760.9598 | 727354.6442 | 236344.5988 | 78595.5887 | 4493.0958 | 4339.8351 | 1701888.7224
Sunday | Sunday | 4 | 4 | 623247.9595 | 724358.7164 | 234237.7346 | 78595.3904 | 3459.1198 | 4351.2337 | 1668250.1543
Sunday | Sunday | 4 | 5 | 614879.5429 | 726280.7875 | 234162.7795 | 122.2653 | 4281.6007 | 4384.8523 | 1584111.8283
Sunday | Sunday | 4 | 6 | 619349.8875 | 706592.3194 | 232657.3895 | 115.0893 | 5127.5811 | 4189.4891 | 1568031.7558
Sunday | Sunday | 4 | 7 | 648372.9992 | 713840.4771 | 236018.7579 | 80.2873 | 4798.5887 | 3847.2426 | 1606958.3528
Sunday | Sunday | 4 | 8 | 670950.6276 | 751737.1434 | 238566.1677 | 77.2756 | 4131.2042 | 3327.9572 | 1668790.3757
Sunday | Sunday | 4 | 9 | 672305.9689 | 790827.0721 | 242884.2366 | 85.9761 | 3539.018 | 2945.7435 | 1712588.0153
Sunday | Sunday | 4 | 10 | 660268.8127 | 822809.9078 | 248817.5747 | 86.2364 | 2956.2315 | 3019.7622 | 1737958.5253
Sunday | Sunday | 4 | 11 | 643119.7663 | 842669.2377 | 250846.3221 | 78.0564 | 2951.5316 | 3186.7012 | 1742851.6153
Sunday | Sunday | 4 | 12 | 639621.5277 | 865708.7035 | 252784.8798 | 75.8999 | 4366.1988 | 3167.944 | 1765725.1537
Sunday | Sunday | 4 | 13 | 630491.6051 | 862286.8681 | 256346.6333 | 79.0851 | 4883.1868 | 3301.8414 | 1757389.2198
Sunday | Sunday | 4 | 14 | 612271.6101 | 864112.1927 | 257922.9853 | 87.8228 | 6166.257 | 3605.2749 | 1744166.1428
Sunday | Sunday | 4 | 15 | 609524.8771 | 856269.497 | 256594.4253 | 91.9747 | 5813.7652 | 4306.2165 | 1732600.7558
Sunday | Sunday | 4 | 16 | 612474.4241 | 900169.9514 | 255851.5585 | 87.0172 | 5165.1802 | 5008.168 | 1778756.2995
Sunday | Sunday | 4 | 17 | 633878.3751 | 897554.8228 | 254172.7363 | 84.997 | 5973.5615 | 5010.0437 | 1796674.5363
Sunday | Sunday | 4 | 18 | 669904.2185 | 918698.4069 | 254250.4727 | 78557.2049 | 3313.4232 | 5156.9269 | 1929880.6531
Sunday | Sunday | 4 | 19 | 773349.4367 | 878236.4691 | 255899.7117 | 78584.2111 | 2274.7473 | 5184.6298 | 1993529.2057
Sunday | Sunday | 4 | 20 | 841957.8335 | 856502.8119 | 255682.0364 | 78624.5159 | 2500.342 | 4848.5876 | 2040116.1275
Sunday | Sunday | 4 | 21 | 891088.1928 | 829763.8042 | 254778.4784 | 78625.6066 | 2208.9488 | 4640.0943 | 2061105.1251
Sunday | Sunday | 4 | 22 | 889896.9077 | 810375.3369 | 250024.0775 | 78626.9327 | 1945.7549 | 4520.3369 | 2035389.3467
Sunday | Sunday | 4 | 23 | 839773.9402 | 787607.2011 | 253470.8333 | 78625.3215 | 2100.8513 | 4432.611 | 1966010.7584
WeekDay | Monday | 4 | 0 | 763453.5347 | 766301.1285 | 255803.328 | 78602.1326 | 3539.018 | 4355.8509 | 1872054.9926
WeekDay | Monday | 4 | 1 | 709175.8507 | 749570.6019 | 255514.6991 | 78596.4191 | 4394.3981 | 4315.8836 | 1801567.8525
WeekDay | Monday | 4 | 2 | 667511.5843 | 731118.8721 | 256922.5301 | 78596.4191 | 4502.4956 | 4242.2978 | 1742894.199
WeekDay | Monday | 4 | 3 | 639270.8766 | 723629.8302 | 258332.253 | 78596.134 | 3839.811 | 4338.1037 | 1708007.0084
WeekDay | Monday | 4 | 4 | 629358.7639 | 724069.3957 | 261344.907 | 78596.9644 | 3731.7135 | 4425.1081 | 1701526.8527
WeekDay | Monday | 4 | 5 | 654333.0853 | 755153.0985 | 268925.6675 | 121.5093 | 4986.5844 | 4822.3276 | 1688342.2725
WeekDay | Monday | 4 | 6 | 676634.8629 | 806710.9416 | 277770.1957 | 115.176 | 5611.6699 | 5023.0294 | 1771865.8756
WeekDay | Monday | 4 | 7 | 565207.0371 | 966727.947 | 297787.0817 | 85.2201 | 4314.5 | 5305.5415 | 1839427.3273
WeekDay | Monday | 4 | 8 | 499430.5999 | 1172513.2009 | 314386.5701 | 113.0071 | 3195.9259 | 5165.7283 | 1994805.0322
WeekDay | Monday | 4 | 9 | 490053.2013 | 1263111.001 | 325305.8061 | 125.8967 | 3426.2206 | 5028.5123 | 2087050.6379
WeekDay | Monday | 4 | 10 | 499474.2269 | 1324145.3846 | 331991.7807 | 137.1503 | 3910.3093 | 5688.0437 | 2165346.8955
WeekDay | Monday | 4 | 11 | 519815.0213 | 1335080.2695 | 335991.8235 | 139.2449 | 3445.0201 | 5669.4308 | 2200140.8101
WeekDay | Monday | 4 | 12 | 515915.7812 | 1315411.1345 | 339989.2972 | 143.4092 | 4413.1977 | 5135.7168 | 2181008.5366
WeekDay | Monday | 4 | 13 | 517330.8366 | 1332969.0001 | 341515.6914 | 132.7629 | 4934.8856 | 4596.0871 | 2201479.2636
WeekDay | Monday | 4 | 14 | 526343.9743 | 1328199.1199 | 334280.233 | 134.6591 | 5371.9755 | 4832.2833 | 2199162.2451
WeekDay | Monday | 4 | 15 | 574766.5577 | 1278134.6273 | 325481.9891 | 143.1489 | 6462.3502 | 5362.1016 | 2190350.7748
WeekDay | Monday | 4 | 16 | 623989.7646 | 1193775.3724 | 316647.5791 | 129.7636 | 6415.3513 | 5337.4287 | 2146295.2596
WeekDay | Monday | 4 | 17 | 674115.5785 | 1065299.3328 | 308844.0497 | 120.3319 | 5982.9613 | 5522.5477 | 2059884.8018
WeekDay | Monday | 4 | 18 | 740661.4301 | 990652.0343 | 301190.8849 | 78589.1811 | 4168.8033 | 5449.5389 | 2120711.8727
WeekDay | Monday | 4 | 19 | 865132.8843 | 992279.8791 | 296858.5363 | 78596.2704 | 2434.5436 | 5463.5347 | 2240765.6483
WeekDay | Monday | 4 | 20 | 952934.135 | 952404.1628 | 290372.0907 | 78643.9619 | 2082.0517 | 5243.9313 | 2281680.3335
WeekDay | Monday | 4 | 21 | 998004.3379 | 906713.7252 | 285109.7089 | 78652.2286 | 1800.0583 | 4934.4378 | 2275214.4967
WeekDay | Monday | 4 | 22 | 1005794.5733 | 850459.8275 | 281283.8362 | 78639.9711 | 2067.9521 | 4663.4687 | 2222909.6288
WeekDay | Monday | 4 | 23 | 941403.4121 | 817665.0456 | 282106.0519 | 78635.6704 | 1870.5566 | 4527.9841 | 2126208.7207
WeekDay | Tuesday | 4 | 0 | 866477.5675 | 805985.6518 | 279981.4985 | 78607.3133 | 3398.0212 | 4473.7325 | 2038923.7847
WeekDay | Tuesday | 4 | 1 | 805646.7947 | 777433.874 | 277539.1539 | 78604.0289 | 3896.2097 | 4321.6551 | 1947441.7162
WeekDay | Tuesday | 4 | 2 | 761457.9094 | 759136.8145 | 279139.3449 | 78602.1079 | 3642.4156 | 4288.0364 | 1886266.6286
WeekDay | Tuesday | 4 | 3 | 726200.8619 | 739815.2317 | 278044.6884 | 78600.7569 | 3477.9194 | 4337.5265 | 1830476.9849
WeekDay | Tuesday | 4 | 4 | 702492.7179 | 739378.8228 | 278970.5117 | 78603.4836 | 3355.7222 | 4493.4997 | 1807294.7579
WeekDay | Tuesday | 4 | 5 | 716215.5009 | 770957.8441 | 283746.7319 | 131.1021 | 4605.8932 | 4795.6347 | 1780452.7068
WeekDay | Tuesday | 4 | 6 | 715432.5315 | 825998.1865 | 288710.6781 | 124.6201 | 5729.1672 | 5089.9782 | 1841085.1616
WeekDay | Tuesday | 4 | 7 | 586878.1104 | 979270.4398 | 297545.1575 | 102.8317 | 4215.8023 | 5225.7513 | 1873238.093
WeekDay | Tuesday | 4 | 8 | 516402.4551 | 1177298.4091 | 310227.0596 | 127.4583 | 3379.2217 | 4965.6036 | 2012400.2073
WeekDay | Tuesday | 4 | 9 | 501212.2711 | 1283891.7432 | 319593.8602 | 145.0452 | 3412.1209 | 4583.8228 | 2112838.8633
WeekDay | Tuesday | 4 | 10 | 508603.6741 | 1334218.0823 | 325521.2822 | 150.7588 | 3642.4156 | 4921.7407 | 2177057.9536
WeekDay | Tuesday | 4 | 11 | 521945.8602 | 1349595.8983 | 327183.6525 | 156.4971 | 3736.4134 | 5559.9177 | 2208178.2393
WeekDay | Tuesday | 4 | 12 | 523040.3423 | 1339163.3261 | 330460.2834 | 161.5786 | 4690.4913 | 5588.9192 | 2203104.9408
WeekDay | Tuesday | 4 | 13 | 527948.683 | 1356133.8043 | 329260.1661 | 159.484 | 5724.4673 | 5426.1646 | 2224652.7693
WeekDay | Tuesday | 4 | 14 | 543213.29 | 1343036.2404 | 325044.574 | 142.2318 | 5860.7641 | 5442.6132 | 2222739.7136
WeekDay | Tuesday | 4 | 15 | 588864.7014 | 1284497.8706 | 322114.4873 | 142.8763 | 6716.1443 | 5183.3312 | 2207519.4111
WeekDay | Tuesday | 4 | 16 | 643179.6803 | 1202811.3169 | 316320.8596 | 140.9304 | 7059.2363 | 5503.9348 | 2175015.9584
WeekDay | Tuesday | 4 | 17 | 688285.8641 | 1076837.2743 | 307969.9844 | 132.6142 | 7139.1345 | 5455.5989 | 2085820.4704
WeekDay | Tuesday | 4 | 18 | 752131.2161 | 1016717.609 | 300662.6744 | 78589.4413 | 5470.6732 | 5500.9048 | 2159072.5188
WeekDay | Tuesday | 4 | 19 | 886272.1332 | 997165.8355 | 294139.4696 | 78910.5163 | 2960.9314 | 5565.4006 | 2265014.2866
WeekDay | Tuesday | 4 | 20 | 978541.639 | 954767.6812 | 288240.0376 | 79194.1 | 2636.6389 | 5260.8128 | 2308640.9095
WeekDay | Tuesday | 4 | 21 | 1038393.1436 | 907542.7277 | 284350.2436 | 79009.6671 | 2270.0474 | 5019.278 | 2316585.1074
WeekDay | Tuesday | 4 | 22 | 1060265.2987 | 861779.6014 | 282426.2921 | 78713.888 | 1922.2554 | 4740.5174 | 2289847.853
WeekDay | Tuesday | 4 | 23 | 1000946.3624 | 820202.9092 | 281014.9972 | 78634.5178 | 2100.8513 | 4614.7 | 2187514.3379
WeekDay | Wednesday | 4 | 0 | 925218.749 | 786355.0783 | 278157.3623 | 78626.6477 | 3680.0147 | 4583.2456 | 2076621.0976
WeekDay | Wednesday | 4 | 1 | 866108.3989 | 763238.3763 | 276423.1633 | 78608.8873 | 4131.2042 | 4507.3512 | 1993017.3812
WeekDay | Wednesday | 4 | 2 | 817771.4594 | 741644.6133 | 273544.6734 | 78609.8044 | 4323.8998 | 4431.8896 | 1920326.3399
WeekDay | Wednesday | 4 | 3 | 780989.5 | 745425.2755 | 275753.1055 | 78609.4326 | 3520.2184 | 4527.4069 | 1888824.939
WeekDay | Wednesday | 4 | 4 | 721180.3432 | 727675.6867 | 277653.9851 | 78610.0027 | 3092.5283 | 4683.6687 | 1812896.2148
WeekDay | Wednesday | 4 | 5 | 721551.1027 | 748727.1565 | 281703.7342 | 136.2456 | 3999.6073 | 5120.8554 | 1761238.7017
WeekDay | Wednesday | 4 | 6 | 705303.4002 | 781537.4321 | 287137.2947 | 128.4126 | 5893.6634 | 5356.1859 | 1785356.3889
WeekDay | Wednesday | 4 | 7 | 577005.6779 | 929524.4127 | 300749.0575 | 99.8324 | 3985.5076 | 5425.4432 | 1816789.9312
WeekDay | Wednesday | 4 | 8 | 504497.406 | 1130938.9746 | 309418.466 | 131.2508 | 2951.5316 | 4861.4291 | 1952799.0581
WeekDay | Wednesday | 4 | 9 | 486963.1824 | 1233460.1449 | 318485.0811 | 144.1652 | 3299.3235 | 4146.3475 | 2046498.2446
WeekDay | Wednesday | 4 | 10 | 491942.5971 | 1284284.592 | 325280.8264 | 144.6858 | 3265.3962 | 3940.1628 | 2108858.2603
WeekDay | Wednesday | 4 | 11 | 504007.8028 | 1305972.5621 | 324981.1715 | 152.4815 | 3209.585 | 3860.9498 | 2142184.5527
WeekDay | Wednesday | 4 | 12 | 517106.5521 | 1338874.1716 | 327433.8997 | 156.5095 | 4463.7215 | 3998.0215 | 2192032.876
WeekDay | Wednesday | 4 | 13 | 525719.8596 | 1352931.7258 | 329684.0076 | 164.0078 | 5593.0172 | 4321.9436 | 2218414.5616
WeekDay | Wednesday | 4 | 14 | 540031.1999 | 1338482.6239 | 319232.0491 | 154.7124 | 6087.5339 | 5367.873 | 2209355.9923
WeekDay | Wednesday | 4 | 15 | 581440.2678 | 1279966.6131 | 315020.7727 | 152.1097 | 6410.6514 | 5127.6368 | 2188118.0514
WeekDay | Wednesday | 4 | 16 | 639164.4484 | 1199091.6995 | 310872.185 | 136.8033 | 6650.3458 | 5129.3682 | 2161044.8503
WeekDay | Wednesday | 4 | 17 | 686268.4785 | 1094535.772 | 301045.9767 | 115.7213 | 6593.9471 | 5416.786 | 2093976.6817
WeekDay | Wednesday | 4 | 18 | 751596.0756 | 1018854.1309 | 292504.5713 | 78673.2485 | 4765.6895 | 5526.2991 | 2151920.0149
WeekDay | Wednesday | 4 | 19 | 891647.246 | 1012864.315 | 288137.4394 | 78908.6449 | 3069.0288 | 5528.8962 | 2280155.5705
WeekDay | Wednesday | 4 | 20 | 1002620.6636 | 968876.8001 | 283145.5591 | 78951.416 | 3022.0299 | 5254.7528 | 2341871.2216
WeekDay | Wednesday | 4 | 21 | 1062073.1268 | 918597.5827 | 277970.2478 | 78717.7301 | 2960.9314 | 4983.4951 | 2345303.1137
WeekDay | Wednesday | 4 | 22 | 1095151.2407 | 864278.4474 | 275219.5676 | 78646.8496 | 2340.5457 | 4824.059 | 2320460.71
WeekDay | Wednesday | 4 | 23 | 1038847.1034 | 826560.2834 | 272824.762 | 78635.1994 | 2392.2445 | 4650.7715 | 2223910.3642
WeekDay | Thursday | 4 | 0 | 962207.8422 | 740531.0936 | 269537.8542 | 78636.2033 | 3628.3159 | 4560.1599 | 2059101.4691
WeekDay | Thursday | 4 | 1 | 900547.0245 | 725177.267 | 266618.8661 | 78635.6828 | 4197.0027 | 4484.4097 | 1979660.2528
WeekDay | Thursday | 4 | 2 | 852141.5205 | 708306.6545 | 266445.1511 | 78636.7487 | 3966.708 | 4389.3252 | 1913886.108
WeekDay | Thursday | 4 | 3 | 811491.9485 | 701423.4843 | 265553.8754 | 78636.5504 | 4765.6895 | 4490.0369 | 1866361.5849
WeekDay | Thursday | 4 | 4 | 770097.686 | 694550.0862 | 262496.5589 | 78613.5846 | 2815.2347 | 4644.8558 | 1813218.0063
WeekDay | Thursday | 4 | 5 | 765422.1719 | 720596.8402 | 267376.7972 | 134.7707 | 4267.5011 | 4939.6321 | 1762737.7132
WeekDay | Thursday | 4 | 6 | 739978.048 | 761585.5848 | 275459.4941 | 134.9194 | 5470.6732 | 5105.2725 | 1787733.9919
WeekDay | Thursday | 4 | 7 | 608921.3596 | 919095.1589 | 289551.0613 | 112.8212 | 4596.4934 | 5265.43 | 1827542.3244
WeekDay | Thursday | 4 | 8 | 536906.4946 | 1116154.0283 | 300202.0301 | 131.1145 | 3341.6225 | 5084.4953 | 1961819.7853
WeekDay | Thursday | 4 | 9 | 518697.1977 | 1214992.8866 | 305441.8963 | 135.6507 | 3052.873 | 4666.2101 | 2046986.7144
WeekDay | Thursday | 4 | 10 | 518511.5266 | 1272826.7462 | 311510.6362 | 149.0236 | 3358.8065 | 4406.2067 | 2110762.9458
WeekDay | Thursday | 4 | 11 | 531178.3697 | 1286099.9751 | 313439.091 | 151.552 | 4023.2536 | 4305.7836 | 2139198.025
WeekDay | Thursday | 4 | 12 | 530888.8998 | 1300205.2271 | 316465.1047 | 156.398 | 5105.991 | 4233.7849 | 2157055.4054
WeekDay | Thursday | 4 | 13 | 539072.4977 | 1305914.6457 | 317524.5232 | 143.0746 | 5470.6732 | 4427.8496 | 2172553.264
WeekDay | Thursday | 4 | 14 | 544609.5299 | 1288562.1503 | 314850.7572 | 143.9174 | 5635.1694 | 4860.2748 | 2158661.7989
WeekDay | Thursday | 4 | 15 | 586533.5959 | 1228742.8104 | 309982.3167 | 148.5526 | 5837.2647 | 4992.5851 | 2136237.1255
WeekDay | Thursday | 4 | 16 | 640290.5775 | 1203482.099 | 303210.1603 | 124.9052 | 4779.7892 | 5330.503 | 2157218.0341
WeekDay | Thursday | 4 | 17 | 691444.0801 | 1094053.0875 | 293872.1857 | 117.0723 | 5392.0969 | 5543.3249 | 2090421.8473
WeekDay | Thursday | 4 | 18 | 763069.7462 | 1030965.8567 | 286191.4101 | 78599.9018 | 3759.9128 | 5627.0107 | 2168213.8384
WeekDay | Thursday | 4 | 19 | 888595.8681 | 969504.465 | 282091.4474 | 78976.5755 | 2730.6367 | 5622.3936 | 2227521.3863
WeekDay | Thursday | 4 | 20 | 985786.5037 | 922817.9802 | 278414.3017 | 79025.7667 | 2180.7494 | 5379.5602 | 2273604.8619
WeekDay | Thursday | 4 | 21 | 1046221.8125 | 887098.2761 | 272027.28 | 79023.3004 | 2335.8458 | 5029.0895 | 2291735.6042
WeekDay | Thursday | 4 | 22 | 1061348.553 | 831857.7476 | 269591.0545 | 78673.4964 | 2176.0496 | 4830.5519 | 2248477.4529
WeekDay | Thursday | 4 | 23 | 1032246.0855 | 792591.2637 | 270109.039 | 78648.0766 | 2486.2424 | 4633.3129 | 2180714.0201
WeekDay | Friday | 4 | 0 | 954606.3197 | 890949.8882 | 261558.5702 | 78648.4237 | 3769.3126 | 4522.3569 | 2194054.8713
WeekDay | Friday | 4 | 1 | 893334.7836 | 872795.6669 | 257951.351 | 78625.5446 | 4239.3017 | 4384.9966 | 2111331.6445
WeekDay | Friday | 4 | 2 | 844976.4362 | 851861.9048 | 256647.3375 | 78619.484 | 3952.6084 | 4380.8123 | 2040438.5832
WeekDay | Friday | 4 | 3 | 803821.9939 | 838764.3793 | 257583.9009 | 78617.6745 | 3492.019 | 4386.5838 | 1986666.5514
WeekDay | Friday | 4 | 4 | 779546.1519 | 721108.2607 | 258910.5652 | 78617.91 | 2881.0332 | 4637.3529 | 1845701.2739
WeekDay | Friday | 4 | 5 | 789624.1941 | 744394.7951 | 263245.641 | 141.8476 | 3962.0081 | 4950.8864 | 1806319.3724
WeekDay | Friday | 4 | 6 | 789978.2058 | 777898.7665 | 268695.0775 | 134.6839 | 6091.0588 | 5155.9169 | 1847953.7094
WeekDay | Friday | 4 | 7 | 668740.4951 | 910024.8772 | 276911.7166 | 111.4703 | 5456.5735 | 5367.4402 | 1866612.5728
WeekDay | Friday | 4 | 8 | 600570.5706 | 1083860.7365 | 290279.6509 | 112.9203 | 4262.8012 | 5027.6466 | 1984114.326
WeekDay | Friday | 4 | 9 | 577975.043 | 1174038.7607 | 299946.1021 | 117.8903 | 2631.939 | 4515.7198 | 2059225.4548
WeekDay | Friday | 4 | 10 | 576871.1209 | 1221532.6908 | 305822.1474 | 122.0422 | 2899.8328 | 5233.3985 | 2112481.2325
WeekDay | Friday | 4 | 11 | 595239.8892 | 1250713.789 | 307047.6159 | 122.9098 | 4118.4264 | 4775.0018 | 2162017.6321
WeekDay | Friday | 4 | 12 | 601290.074 | 1204554.2529 | 312958.5137 | 125.0043 | 5696.2679 | 4473.2997 | 2129097.4125
WeekDay | Friday | 4 | 13 | 598037.6218 | 1201909.2482 | 313828.802 | 123.9385 | 6015.8605 | 4515.8641 | 2124431.335
WeekDay | Friday | 4 | 14 | 607647.2678 | 1202022.3521 | 312236.8966 | 123.9757 | 6081.659 | 5701.1738 | 2133813.325
WeekDay | Friday | 4 | 15 | 646537.4226 | 1168247.7187 | 307769.4236 | 65.9229 | 6152.1574 | 5285.3414 | 2134057.9865
WeekDay | Friday | 4 | 16 | 695068.0492 | 1103052.5185 | 301275.3961 | 59.193 | 5207.4793 | 5382.3016 | 2110044.9378
WeekDay | Friday | 4 | 17 | 748714.8065 | 1007423.33 | 292594.3196 | 107.2811 | 4695.1911 | 5602.4821 | 2059137.4105
WeekDay | Friday | 4 | 18 | 801609.5723 | 957010.3153 | 282514.7697 | 78578.3117 | 2725.9368 | 5557.1763 | 2127996.0822
WeekDay | Friday | 4 | 19 | 876956.9372 | 950114.8334 | 278496.6731 | 78790.767 | 2232.4482 | 5419.3832 | 2192011.0421
WeekDay | Friday | 4 | 20 | 896781.3537 | 912378.7374 | 274824.7469 | 79000.8055 | 2622.5392 | 5199.9241 | 2170808.1068
WeekDay | Friday | 4 | 21 | 928282.6918 | 874504.1645 | 270819.8894 | 79004.0899 | 2411.0441 | 4986.6694 | 2160008.5491
WeekDay | Friday | 4 | 22 | 959731.3929 | 832993.8326 | 264571.561 | 78700.2795 | 2740.0365 | 4790.8732 | 2143527.9757
WeekDay | Friday | 4 | 23 | 941390.5069 | 806002.3131 | 264378.5036 | 78640.6031 | 3092.5283 | 4651.9258 | 2098156.3808
Saturday | Saturday | 4 | 0 | 844084.3968 | 794671.9918 | 259368.5907 | 78640.5164 | 2918.6323 | 4525.2426 | 1984209.3707
Saturday | Saturday | 4 | 1 | 799239.6809 | 768175.2628 | 258429.5176 | 78621.7769 | 3633.0158 | 4410.6795 | 1912509.9335
Saturday | Saturday | 4 | 2 | 760775.7027 | 753466.3568 | 258960.3564 | 78614.0803 | 4159.4036 | 4330.8894 | 1860306.7892
Saturday | Saturday | 4 | 3 | 728521.6849 | 737303.604 | 257037.0308 | 78614.4026 | 3210.0256 | 4360.3237 | 1809047.0715
Saturday | Saturday | 4 | 4 | 704333.9052 | 734338.7247 | 254298.3593 | 78611.7007 | 2556.7407 | 4472.0011 | 1778611.4318
Saturday | Saturday | 4 | 5 | 690285.9068 | 743422.4132 | 254489.7234 | 138.4021 | 3219.4254 | 4602.58 | 1696158.4509
Saturday | Saturday | 4 | 6 | 682027.0404 | 734341.1719 | 254119.0787 | 130.2345 | 2114.951 | 4588.2956 | 1677320.7721
Saturday | Saturday | 4 | 7 | 679366.9748 | 780015.752 | 257694.8087 | 93.6479 | 1800.0583 | 4441.9896 | 1723413.2313
Saturday | Saturday | 4 | 8 | 675081.9227 | 870587.4566 | 256662.511 | 92.7679 | 1489.8655 | 4117.6346 | 1808032.1584
Saturday | Saturday | 4 | 9 | 643598.8164 | 957957.1166 | 257598.7115 | 93.9082 | 1720.1601 | 3949.83 | 1864918.5427
Saturday | Saturday | 4 | 10 | 621799.3456 | 994526.5209 | 262143.299 | 94.6022 | 1536.8644 | 4070.3088 | 1884170.9409
Saturday | Saturday | 4 | 11 | 623933.194 | 1020275.9717 | 266132.8101 | 95.1104 | 1597.963 | 3660.1036 | 1915695.1528
Saturday | Saturday | 4 | 12 | 609524.0605 | 1019515.2654 | 263502.705 | 100.1795 | 3962.0081 | 3969.3086 | 1900573.527
Saturday | Saturday | 4 | 13 | 606112.8149 | 999189.2281 | 264877.0672 | 100.6876 | 5602.2701 | 3957.7657 | 1879839.8337
Saturday | Saturday | 4 | 14 | 608013.9384 | 975728.4968 | 263229.7148 | 101.927 | 6373.0522 | 3856.6212 | 1857303.7505
Saturday | Saturday | 4 | 15 | 616363.8008 | 966179.5668 | 260918.2987 | 107.7521 | 5818.4651 | 4428.1382 | 1853816.0216
Saturday | Saturday | 4 | 16 | 633070.6095 | 946728.1549 | 257538.7453 | 106.6738 | 4756.2897 | 4918.7106 | 1847119.1838
Saturday | Saturday | 4 | 17 | 661870.985 | 908693.2716 | 251587.1067 | 122.885 | 3816.3115 | 5285.0529 | 1831375.6126
Saturday | Saturday | 4 | 18 | 704357.2395 | 903511.453 | 248307.1369 | 78901.5184 | 2791.7353 | 5533.3691 | 1943402.4522
Saturday | Saturday | 4 | 19 | 770839.0999 | 923323.7503 | 245698.9683 | 78989.6015 | 2415.744 | 5535.5334 | 2026802.6974
Saturday | Saturday | 4 | 20 | 787792.8763 | 891000.7806 | 245317.9109 | 79248.9427 | 2895.1329 | 5223.4427 | 2011479.0861
Saturday | Saturday | 4 | 21 | 815447.4355 | 867471.791 | 241972.2317 | 79112.4369 | 1809.458 | 5044.3838 | 2010857.7369
Saturday | Saturday | 4 | 22 | 834149.6611 | 835746.4962 | 241777.4623 | 79102.621 | 1593.2631 | 4837.6219 | 1997207.1256
Saturday | Saturday | 4 | 23 | 829892.1818 | 814306.7981 | 240996.9591 | 79240.9115 | 2030.3529 | 4658.8515 | 1971126.055
Sunday | Sunday | 4 | 0 | 785136.9516 | 765875.7179 | 239924.6587 | 79143.4091 | 3130.1274 | 4520.9141 | 1877731.7788
Sunday | Sunday | 4 | 1 | 745838.2955 | 736785.1186 | 240782.0388 | 78897.3665 | 3985.5076 | 4409.6695 | 1810697.9965
Sunday | Sunday | 4 | 2 | 712317.3137 | 709873.5437 | 241921.772 | 78762.1372 | 4046.6062 | 4321.0779 | 1751242.4507
Sunday | Sunday | 4 | 3 | 685660.73 | 709976.1818 | 241091.4397 | 78602.3929 | 4253.4014 | 4311.2665 | 1723895.4123
Sunday | Sunday | 4 | 4 | 636628.9282 | 708446.7473 | 237837.7579 | 78601.6989 | 3383.9215 | 4413.7096 | 1669312.7634
Sunday | Sunday | 4 | 5 | 624920.254 | 707377.8599 | 233554.9688 | 126.7147 | 3952.6084 | 4672.5587 | 1574604.9645
Sunday | Sunday | 4 | 6 | 625770.4057 | 693364.3513 | 230845.0827 | 124.0128 | 4460.1966 | 4455.8411 | 1559019.8901
Sunday | Sunday | 4 | 7 | 640864.9143 | 707532.7786 | 234637.5656 | 95.5937 | 3440.3202 | 4183.2848 | 1590754.4573
Sunday | Sunday | 4 | 8 | 657512.876 | 739618.0627 | 237987.0567 | 133.3578 | 2251.2478 | 4110.9975 | 1641613.5985
Sunday | Sunday | 4 | 9 | 662697.9609 | 776800.8548 | 245205.2572 | 94.9369 | 1438.1667 | 3718.3952 | 1689955.5716
Sunday | Sunday | 4 | 10 | 651990.7761 | 801508.9677 | 247152.09 | 84.0055 | 1593.2631 | 4579.3499 | 1706908.4522
Sunday | Sunday | 4 | 11 | 640841.234 | 817091.0571 | 247580.5975 | 82.3695 | 2082.0517 | 4668.5187 | 1712345.8285
Sunday | Sunday | 4 | 12 | 642152.4326 | 825421.4184 | 244976.2549 | 83.1999 | 3407.421 | 3643.3665 | 1719684.0932
Sunday | Sunday | 4 | 13 | 639803.3753 | 821029.0999 | 243186.9538 | 83.7204 | 3774.0125 | 3602.5335 | 1711479.6954
Sunday | Sunday | 4 | 14 | 627359.2135 | 830967.4705 | 245907.593 | 90.2644 | 4798.5887 | 3513.6533 | 1712636.7835
Sunday | Sunday | 4 | 15 | 622358.5306 | 828414.3793 | 242287.6845 | 90.0041 | 3694.1144 | 4096.7132 | 1700941.426
Sunday | Sunday | 4 | 16 | 621996.2426 | 818924.2673 | 242730.8127 | 95.7177 | 2848.134 | 4983.9279 | 1691579.1022
Sunday | Sunday | 4 | 17 | 637881.9977 | 809446.9658 | 240631.1073 | 99.0764 | 3534.3181 | 5193.1427 | 1696786.6079
Sunday | Sunday | 4 | 18 | 670393.5516 | 824501.9372 | 238330.289 | 78566.5499 | 2096.1514 | 5253.3099 | 1819141.789
Sunday | Sunday | 4 | 19 | 759091.8989 | 842689.0707 | 240714.6513 | 78685.8531 | 1790.6585 | 5166.594 | 1928138.7265
Sunday | Sunday | 4 | 20 | 856770.0498 | 814303.3708 | 240796.4817 | 78696.6605 | 2505.0419 | 4848.0105 | 1997919.6153
Sunday | Sunday | 4 | 21 | 905900.4091 | 792604.3026 | 236222.3432 | 78632.0266 | 3853.9107 | 4663.4687 | 2021876.4608
Sunday | Sunday | 4 | 22 | 904709.124 | 789406.1778 | 235113.0356 | 78632.3984 | 4455.4967 | 4546.0198 | 2016862.2524
Sunday | Sunday | 4 | 23 | 854586.1565 | 773221.5672 | 238993.4704 | 78633.1792 | 4873.787 | 4442.9996 | 1954751.16
WeekDay | Monday | 5 | 0 | 641128.5004 | 773658.2475 | 236539.6982 | 78508.5902 | 4280.1041 | 4530.2978 | 1738645.4381
WeekDay | Monday | 5 | 1 | 629417.6806 | 762498.9564 | 237458.1336 | 78502.136 | 3311.3562 | 4448.7628 | 1715637.0256
WeekDay | Monday | 5 | 2 | 649075.9063 | 753682.9863 | 238782.1901 | 78502.4333 | 4319.7346 | 4409.1383 | 1728772.3888
WeekDay | Monday | 5 | 3 | 660822.5351 | 757133.441 | 240382.4232 | 78501.1877 | 5002.2615 | 4522.8301 | 1746364.6786
WeekDay | Monday | 5 | 4 | 631891.1724 | 740361.3961 | 244110.6032 | 78502.3625 | 3166.044 | 4688.4909 | 1702720.0691
WeekDay | Monday | 5 | 5 | 651191.7777 | 771297.1915 | 250668.7373 | 150.8229 | 4161.2123 | 5136.8572 | 1682606.5989
WeekDay | Monday | 5 | 6 | 663127.3515 | 823373.0806 | 257035.5045 | 139.33 | 4878.9663 | 5287.735 | 1753841.968
WeekDay | Monday | 5 | 7 | 548234.8007 | 990819.2185 | 274601.0679 | 112.919 | 4178.8259 | 5566.0208 | 1823512.8529
WeekDay | Monday | 5 | 8 | 481709.9169 | 1188693.8988 | 291766.2343 | 138.7497 | 3386.214 | 5260.6075 | 1970955.6213
WeekDay | Monday | 5 | 9 | 467250.5959 | 1286438.4879 | 307234.0237 | 151.2192 | 2708.0905 | 4838.4543 | 2068620.8716
WeekDay | Monday | 5 | 10 | 469247.601 | 1332626.0007 | 314092.1883 | 151.1202 | 2514.341 | 4950.9269 | 2123582.178
WeekDay | Monday | 5 | 11 | 481014.6757 | 1346501.8224 | 311527.3212 | 150.002 | 2932.6639 | 4638.3507 | 2146764.8358
WeekDay | Monday | 5 | 12 | 478223.1724 | 1347651.8115 | 313606.5737 | 158.6217 | 4509.0808 | 4578.3044 | 2148727.5645
WeekDay | Monday | 5 | 13 | 474444.1886 | 1350865.7002 | 313463.3557 | 162.1318 | 4804.1086 | 4914.0457 | 2148653.5305
WeekDay | Monday | 5 | 14 | 480027.5115 | 1331489.8827 | 312822.0397 | 150.7946 | 5015.4717 | 6354.5481 | 2135860.2482
WeekDay | Monday | 5 | 15 | 515476.9827 | 1269707.8161 | 305435.7674 | 140.9436 | 5350.1301 | 6298.4642 | 2102410.104
WeekDay | Monday | 5 | 16 | 572471.2095 | 1200457.5535 | 300731.5733 | 135.8765 | 4856.9493 | 6198.4886 | 2084851.6507
WeekDay | Monday | 5 | 17 | 621340.9324 | 1090772.4617 | 295177.9499 | 124.0581 | 4795.3018 | 5701.3537 | 2017912.0575
WeekDay | Monday | 5 | 18 | 685505.5966 | 1019190.5291 | 287329.2212 | 78468.5915 | 3170.4474 | 5539.6553 | 2079204.0411
WeekDay | Monday | 5 | 19 | 793934.6317 | 1019931.5217 | 284317.2338 | 78473.6869 | 2241.3302 | 5314.8626 | 2184213.2669
WeekDay | Monday | 5 | 20 | 868488.7062 | 966760.1619 | 278687.9019 | 78533.7839 | 2633.2327 | 5059.7418 | 2200163.5285
WeekDay | Monday | 5 | 21 | 914699.4947 | 923335.4476 | 274059.253 | 78538.667 | 1655.6781 | 4881.5841 | 2197170.1244
WeekDay | Monday | 5 | 22 | 924866.9152 | 876897.4544 | 271944.6625 | 78538.7378 | 1602.8373 | 4719.8857 | 2158570.4929
WeekDay | Monday | 5 | 23 | 863230.4056 | 842113.9815 | 267608.9757 | 78514.3791 | 1981.5297 | 4630.7306 | 2058080.0021
WeekDay | Tuesday | 5 | 0 | 791531.3484 | 824564.6307 | 265898.5944 | 78508.8166 | 3368.6004 | 4573.7323 | 1968445.7228
WeekDay | Tuesday | 5 | 1 | 737565.118 | 799489.5338 | 264187.2925 | 78506.9059 | 3734.0825 | 4495.2453 | 1887978.178
WeekDay | Tuesday | 5 | 2 | 701052.2399 | 779850.8226 | 265331.3208 | 78507.5145 | 3707.6622 | 4469.7942 | 1832919.3542
WeekDay | Tuesday | 5 | 3 | 672489.2999 | 762111.7964 | 266169.6994 | 78505.7028 | 3368.6004 | 4515.21 | 1787160.309
WeekDay | Tuesday | 5 | 4 | 651372.616 | 762928.4115 | 267218.1243 | 78508.4486 | 2985.5047 | 4706.9315 | 1767720.0368
WeekDay | Tuesday | 5 | 5 | 664555.9063 | 790734.1732 | 275113.5755 | 155.9891 | 4319.7346 | 5011.8877 | 1739891.2663
WeekDay | Tuesday | 5 | 6 | 668820.4991 | 840019.1137 | 281430.141 | 145.5577 | 5896.1516 | 5218.2398 | 1801529.7029
WeekDay | Tuesday | 5 | 7 | 553415.1137 | 989141.7691 | 292720.4017 | 114.5184 | 4548.7114 | 5426.4207 | 1845366.9351
WeekDay | Tuesday | 5 | 8 | 484802.6315 | 1170483.2756 | 302910.3955 | 131.3331 | 3593.1738 | 5248.7201 | 1967169.5296
WeekDay | Tuesday | 5 | 9 | 460684.9726 | 1263455.7704 | 307037.1544 | 157.9989 | 3042.7489 | 5086.8694 | 2039465.5145
WeekDay | Tuesday | 5 | 10 | 460711.6139 | 1310668.4357 | 311383.7414 | 153.8943 | 2677.2667 | 5529.1396 | 2091124.0915
WeekDay | Tuesday | 5 | 11 | 467552.8998 | 1330162.5732 | 314070.4662 | 158.1829 | 2959.0843 | 5166.8803 | 2120070.0867
WeekDay | Tuesday | 5 | 12 | 473199.7618 | 1318651.3819 | 317522.4773 | 151.6722 | 4672.0066 | 5475.3417 | 2119672.6415
WeekDay | Tuesday | 5 | 13 | 466187.7446 | 1326108.8517 | 316586.8821 | 150.186 | 5587.9136 | 5753.3227 | 2120374.9008
WeekDay | Tuesday | 5 | 14 | 475307.0097 | 1322972.3709 | 314527.9943 | 158.3811 | 5997.4297 | 5970.1906 | 2124933.3763
WeekDay | Tuesday | 5 | 15 | 521332.3235 | 1263966.3781 | 311361.2011 | 165.6844 | 7001.4048 | 5569.9833 | 2109396.9752
WeekDay | Tuesday | 5 | 16 | 573435.763 | 1187555.3375 | 305038.602 | 143.562 | 6455.3833 | 5852.9935 | 2078481.6413
WeekDay | Tuesday | 5 | 17 | 620519.2062 | 1082860.9923 | 293381.1265 | 143.2506 | 5358.9369 | 5897.1901 | 2008160.7026
WeekDay | Tuesday | 5 | 18 | 688522.7959 | 1029041.7426 | 284065.9974 | 78629.039 | 3478.6854 | 5843.5446 | 2089581.805
WeekDay | Tuesday | 5 | 19 | 786499.1468 | 1007315.2374 | 278586.8316 | 78917.3237 | 2826.9823 | 5775.8782 | 2159921.4
WeekDay | Tuesday | 5 | 20 | 848339.7544 | 972026.6059 | 272921.7912 | 78934.1243 | 2796.1585 | 5457.6631 | 2180476.0974
WeekDay | Tuesday | 5 | 21 | 903393.6398 | 919895.5148 | 264592.84 | 78920.9612 | 2483.5172 | 5029.4139 | 2174315.8869
WeekDay | Tuesday | 5 | 22 | 908677.2678 | 873906.715 | 263081.4558 | 78791.001 | 2373.4322 | 4875.6404 | 2131705.5121
WeekDay | Tuesday | 5 | 23 | 852552.1943 | 834451.6881 | 260555.6755 | 78550.542 | 2959.0843 | 4804.7735 | 2033873.9578
WeekDay | Wednesday | 5 | 0 | 781591.1087 | 801079.6304 | 259574.7701 | 78522.9138 | 4020.3035 | 4718.8189 | 1929507.5454
WeekDay | Wednesday | 5 | 1 | 724491.0391 | 778422.3516 | 262064.3713 | 78514.1951 | 4275.7007 | 4674.1651 | 1852441.8228
WeekDay | Wednesday | 5 | 2 | 686639.9152 | 755010.8168 | 262259.3472 | 78512.5532 | 4011.4967 | 4589.7345 | 1791023.8636
WeekDay | Wednesday | 5 | 3 | 652847.985 | 744609.6006 | 265320.9036 | 78514.1951 | 3989.4797 | 4565.0454 | 1749847.2093
WeekDay | Wednesday | 5 | 4 | 632218.6321 | 749321.1559 | 268237.1375 | 78512.9495 | 3685.6452 | 4789.2285 | 1736764.7487
WeekDay | Wednesday | 5 | 5 | 648358.4526 | 773722.9509 | 273191.086 | 157.8574 | 4421.0128 | 5198.4275 | 1705049.7873
WeekDay | Wednesday | 5 | 6 | 664091.0661 | 803675.2244 | 277928.3732 | 152.1958 | 5350.1301 | 5308.9189 | 1756505.9084
WeekDay | Wednesday | 5 | 7 | 552858.7119 | 946579.6378 | 289461.3883 | 121.2273 | 4509.0808 | 5621.6475 | 1799151.6937
WeekDay | Wednesday | 5 | 8 | 488590.5707 | 1145975.9463 | 296986.0751 | 147.8365 | 3707.6622 | 5330.4075 | 1940738.4983
WeekDay | Wednesday | 5 | 9 | 466259.2859 | 1248743.2279 | 303406.2655 | 360.1152 | 3038.3455 | 4528.9261 | 2026336.1661
WeekDay | Wednesday | 5 | 10 | 460533.243 | 1299838.9137 | 308330.5039 | 148.3602 | 2267.7506 | 4419.654 | 2075538.4254
WeekDay | Wednesday | 5 | 11 | 471511.3103 | 1320751.3626 | 309340.5613 | 149.5066 | 3395.0208 | 5163.0703 | 2110310.8319
WeekDay | Wednesday | 5 | 12 | 465042.1911 | 1314892.206 | 312944.9756 | 182.5982 | 4491.4672 | 4476.8047 | 2102030.2428
WeekDay | Wednesday | 5 | 13 | 464071.7193 | 1328635.5261 | 308463.9088 | 235.4485 | 5019.8751 | 4349.5492 | 2110776.0271
WeekDay | Wednesday | 5 | 14 | 470302.5839 | 1316456.0899 | 309168.1214 | 229.7021 | 5196.0111 | 5353.1154 | 2106705.6237
WeekDay | Wednesday | 5 | 15 | 505016.342 | 1258024.7212 | 304901.3875 | 223.5735 | 5420.5845 | 6658.285 | 2080244.8937
WeekDay | Wednesday | 5 | 16 | 557877.2496 | 1186152.1522 | 298298.4656 | 163.3207 | 5279.6757 | 6183.858 | 2053954.7217
WeekDay | Wednesday | 5 | 17 | 599686.1948 | 1095351.4287 | 290538.4939 | 134.5744 | 5953.3958 | 5664.32 | 1997328.4076
WeekDay | Wednesday | 5 | 18 | 650598.5438 | 1029098.4796 | 281617.6983 | 78489.1995 | 2743.3177 | 5468.636 | 2048015.8749
WeekDay | Wednesday | 5 | 19 | 759977.8778 | 1019599.9329 | 273489.5068 | 78559.4023 | 2404.256 | 5391.0635 | 2139422.0393
WeekDay | Wednesday | 5 | 20 | 810587.3454 | 968707.6936 | 268327.8793 | 78971.6035 | 2320.5914 | 5123.903 | 2134039.0162
WeekDay | Wednesday | 5 | 21 | 866653.3041 | 919413.9858 | 264284.0466 | 78881.2315 | 2091.6146 | 4849.4273 | 2136173.6099
WeekDay | Wednesday | 5 | 22 | 883972.9466 | 869037.313 | 263382.8994 | 78549.7494 | 2602.4089 | 4707.8459 | 2102253.1633
WeekDay | Wednesday | 5 | 23 | 821301.8408 | 835318.1505 | 265375.488 | 78547.8104 | 2562.7784 | 4614.7284 | 2007720.7964
WeekDay | Thursday | 5 | 0 | 747089.3452 | 748795.2553 | 265582.4099 | 78516.4455 | 3474.282 | 4371.7998 | 1847829.5377
WeekDay | Thursday | 5 | 1 | 690228.8315 | 731167.3276 | 258406.669 | 78509.2695 | 4266.8939 | 4385.9732 | 1766964.9646
WeekDay | Thursday | 5 | 2 | 651374.4888 | 715843.8116 | 261996.2709 | 78509.5243 | 4680.8134 | 4366.0086 | 1716770.9175
WeekDay | Thursday | 5 | 3 | 619084.4121 | 710432.7756 | 262973.6255 | 78509.2979 | 4284.5074 | 4409.1383 | 1679693.7568
WeekDay | Thursday | 5 | 4 | 585320.7103 | 705332.4684 | 265103.7424 | 78511.6898 | 3579.9636 | 4612.4424 | 1642461.0168
WeekDay | Thursday | 5 | 5 | 601403.2825 | 733941.8413 | 266086.916 | 157.3903 | 3756.0995 | 4979.4261 | 1610324.9556
WeekDay | Thursday | 5 | 6 | 613092.5173 | 777986.1637 | 270567.9232 | 146.9448 | 5072.7159 | 5232.4131 | 1672098.678
WeekDay | Thursday | 5 | 7 | 525936.5129 | 920847.8772 | 287272.9201 | 122.2606 | 4544.308 | 5398.9884 | 1744122.8671
WeekDay | Thursday | 5 | 8 | 467578.1685 | 1097965.2565 | 299543.013 | 139.4291 | 3245.3052 | 5355.0966 | 1873826.269
WeekDay | Thursday | 5 | 9 | 445845.4809 | 1186489.8865 | 304501.0606 | 145.4586 | 2981.1013 | 5334.6748 | 1945297.6627
WeekDay | Thursday | 5 | 10 | 445711.4461 | 1234557.4039 | 311529.6025 | 147.0439 | 2901.8401 | 5093.575 | 1999940.9115
WeekDay | Thursday | 5 | 11 | 453874.8954 | 1252041.9532 | 307940.7178 | 149.2094 | 3091.1863 | 6024.2932 | 2023122.2553
WeekDay | Thursday | 5 | 12 | 477533.4449 | 1269931.1568 | 305067.2653 | 152.578 | 4297.7176 | 5988.174 | 2062970.3367
WeekDay | Thursday | 5 | 13 | 484317.4054 | 1279340.3588 | 296763.385 | 151.4032 | 4716.0406 | 6054.4688 | 2071343.0618
WeekDay | Thursday | 5 | 14 | 493592.1121 | 1284842.7882 | 289035.4208 | 149.2377 | 4663.1998 | 5117.8069 | 2077400.5654
WeekDay | Thursday | 5 | 15 | 530273.15 | 1234352.9974 | 280779.5095 | 142.6986 | 5336.9199 | 5121.1598 | 2056006.4353
WeekDay | Thursday | 5 | 16 | 574610.8834 | 1161168.2579 | 276212.9974 | 132.4088 | 5424.9878 | 5190.8074 | 2022740.3428
WeekDay | Thursday | 5 | 17 | 621726.2694 | 1058713.5407 | 273779.749 | 119.1043 | 5363.3403 | 4800.0491 | 1964502.0527
WeekDay | Thursday | 5 | 18 | 671074.0471 | 995525.067 | 272383.6485 | 78479.8296 | 3980.6729 | 4992.9898 | 2026436.255
WeekDay | Thursday | 5 | 19 | 770289.2445 | 981539.4595 | 270818.1149 | 78791.3124 | 2734.5109 | 5023.6226 | 2109196.2647
WeekDay | Thursday | 5 | 20 | 839727.5573 | 935098.4497 | 266868.8672 | 78722.8929 | 2342.6084 | 4779.6272 | 2127540.0027
WeekDay | Thursday | 5 | 21 | 899776.1289 | 896152.0226 | 262177.0977 | 78555.2694 | 2197.2962 | 4617.4716 | 2143475.2864
WeekDay | Thursday | 5 | 22 | 927125.8122 | 852143.8629 | 258455.8124 | 78553.3303 | 2162.069 | 4394.2029 | 2122835.0897
WeekDay | Thursday | 5 | 23 | 879680.5771 | 811584.7387 | 257470.5972 | 78540.9458 | 1756.9563 | 4271.0622 | 2033304.8773
WeekDay | Friday | 5 | 0 | 810358.022 | 786111.6831 | 255231.375 | 78524.5132 | 2496.7274 | 4236.3146 | 1936958.6351
WeekDay | Friday | 5 | 1 | 753665.8856 | 765558.0992 | 251774.6232 | 78523.7913 | 3527.1228 | 4203.853 | 1857253.3751
WeekDay | Friday | 5 | 2 | 710609.2263 | 748323.7323 | 250428.8989 | 78522.9421 | 3443.4582 | 4207.2058 | 1795535.4637
WeekDay | Friday | 5 | 3 | 676789.079 | 732772.6348 | 250526.8916 | 78524.5132 | 3932.2355 | 4278.2251 | 1746823.5792
WeekDay | Friday | 5 | 4 | 617712.5148 | 724949.2462 | 248802.8643 | 78526.2824 | 2875.4197 | 4449.0676 | 1677315.3949
WeekDay | Friday | 5 | 5 | 622488.9659 | 745365.0894 | 254247.0373 | 172.6056 | 3681.2418 | 4834.9491 | 1630789.8891
WeekDay | Friday | 5 | 6 | 631362.8952 | 780899.6214 | 260289.6182 | 162.8112 | 4949.4207 | 5179.3773 | 1682843.744
WeekDay | Friday | 5 | 7 | 567387.9438 | 922015.4236 | 271828.5267 | 126.2661 | 4183.2293 | 5308.1569 | 1770849.5463
WeekDay | Friday | 5 | 8 | 516848.9643 | 1100805.5373 | 277931.0869 | 136.0464 | 3240.9018 | 4458.6689 | 1903421.2056
WeekDay | Friday | 5 | 9 | 492353.0627 | 1189387.3068 | 282576.1503 | 145.5294 | 2642.0395 | 4340.8622 | 1971444.951
WeekDay | Friday | 5 | 10 | 485558.6522 | 1235464.5665 | 286625.6552 | 56.4454 | 2888.6299 | 4440.2283 | 2015034.1775
WeekDay | Friday | 5 | 11 | 493675.3548 | 1244431.6951 | 294002.9991 | 40.027 | 3610.7874 | 4102.6581 | 2039863.5215
WeekDay | Friday | 5 | 12 | 499049.1437 | 1258968.2558 | 293092.3446 | 39.9279 | 4927.4037 | 4326.2317 | 2060403.3075
WeekDay | Friday | 5 | 13 | 492632.7542 | 1262897.6905 | 294595.2558 | 40.3242 | 5182.8009 | 4472.0803 | 2059820.9058
WeekDay | Friday | 5 | 14 | 501021.022 | 1257913.9353 | 292180.3004 | 39.6306 | 5975.4128 | 4270.9098 | 2061401.2108
WeekDay | Friday | 5 | 15 | 522493.0778 | 1212820.743 | 287628.2118 | 37.8473 | 6222.0031 | 4967.2339 | 2034169.1169
WeekDay | Friday | 5 | 16 | 557938.9273 | 1146596.6757 | 282971.6466 | 76.1616 | 5464.6184 | 5341.2281 | 1998389.2577
WeekDay | Friday | 5 | 17 | 597262.9542 | 1053094.2316 | 278270.3553 | 105.5166 | 5565.8966 | 5243.5385 | 1939542.4928
WeekDay | Friday | 5 | 18 | 645657.3413 | 989684.2919 | 272635.4411 | 78461.3872 | 3447.8616 | 5169.4712 | 1995055.7944
WeekDay | Friday | 5 | 19 | 720911.7382 | 978908.7012 | 268253.9927 | 78747.8036 | 2505.5342 | 5229.2127 | 2054556.9825
WeekDay | Friday | 5 | 20 | 692003.3555 | 939659.6152 | 263432.2514 | 78947.7968 | 1708.5189 | 5047.2449 | 1980798.7826
WeekDay | Friday | 5 | 21 | 721951.0297 | 905211.4645 | 257739.3323 | 78775.5167 | 1611.6441 | 4786.0281 | 1970075.0155
WeekDay | Friday | 5 | 22 | 747787.1807 | 865644.0989 | 254859.7762 | 78518.7667 | 1558.8033 | 4553.9201 | 1952922.546
WeekDay | Friday | 5 | 23 | 730067.1106 | 835039.0141 | 251196.4091 | 78523.3101 | 1845.0243 | 4403.347 | 1901074.2151
Saturday | Saturday | 5 | 0 | 695838.9978 | 796538.0329 | 252207.0886 | 78500.4659 | 2875.4197 | 4220.16 | 1830180.1649
Saturday | Saturday | 5 | 1 | 661693.6164 | 767895.3281 | 248951.6146 | 78494.4364 | 3403.8276 | 4225.494 | 1764664.3171
Saturday | Saturday | 5 | 2 | 630908.8519 | 751928.2758 | 246162.229 | 78494.2382 | 3478.6854 | 4097.0193 | 1715069.2997
Saturday | Saturday | 5 | 3 | 608568.8726 | 731767.2911 | 244539.2561 | 78492.0727 | 4381.3822 | 4176.4206 | 1671925.2954
Saturday | Saturday | 5 | 4 | 571861.6123 | 725898.265 | 243004.1073 | 78491.7047 | 2135.6486 | 4249.8783 | 1625641.2163
Saturday | Saturday | 5 | 5 | 559439.7195 | 739621.1043 | 242996.8817 | 139.2451 | 2716.8973 | 4385.6684 | 1549299.5162
Saturday | Saturday | 5 | 6 | 564459.2895 | 739587.3972 | 238047.3756 | 132.7627 | 4478.257 | 4270.1478 | 1550975.2297
Saturday | Saturday | 5 | 7 | 575999.1314 | 779860.0603 | 239054.9128 | 92.5234 | 3210.078 | 4279.1395 | 1602495.8454
Saturday | Saturday | 5 | 8 | 575348.3184 | 855708.5701 | 240381.7813 | 86.593 | 1950.7059 | 4366.0086 | 1677841.9771
Saturday | Saturday | 5 | 9 | 554070.6346 | 933529.016 | 239774.9828 | 85.8711 | 1479.5421 | 4380.0295 | 1733320.0762
Saturday | Saturday | 5 | 10 | 539183.8658 | 972202.0942 | 240678.2501 | 87.9093 | 1492.7523 | 4383.992 | 1758028.8637
Saturday | Saturday | 5 | 11 | 534102.0625 | 996060.4187 | 241355.1173 | 87.513 | 1867.0413 | 4373.9335 | 1777846.0863
Saturday | Saturday | 5 | 12 | 531860.6248 | 990026.4996 | 240925.7789 | 88.433 | 2711.1179 | 4473.7567 | 1770086.2108
Saturday | Saturday | 5 | 13 | 528551.3065 | 964050.5065 | 238819.3033 | 91.7733 | 3143.8894 | 4105.4014 | 1738762.1803
Saturday | Saturday | 5 | 14 | 528407.581 | 939857.5095 | 236112.9718 | 92.8631 | 3214.4814 | 3852.2619 | 1711537.6687
Saturday | Saturday | 5 | 15 | 541527.7642 | 938096.705 | 233962.5346 | 93.3585 | 3271.7256 | 4176.7254 | 1721128.8134
Saturday | Saturday | 5 | 16 | 560016.5329 | 930226.5723 | 230309.091 | 95.1419 | 2611.2157 | 4296.0561 | 1727554.6099
Saturday | Saturday | 5 | 17 | 585355.8133 | 900199.2371 | 226702.0182 | 101.3837 | 3381.8106 | 4494.0261 | 1720234.2891
Saturday | Saturday | 5 | 18 | 604245.2131 | 895193.5786 | 224844.9093 | 78470.7854 | 2435.0798 | 4634.8454 | 1809824.4116
Saturday | Saturday | 5 | 19 | 651397.0029 | 904678.2031 | 223828.2782 | 78922.8437 | 1831.8141 | 4603.7555 | 1865261.8974
Saturday | Saturday | 5 | 20 | 667316.6905 | 881690.6569 | 223450.8543 | 78974.7315 | 2078.4044 | 4479.0907 | 1857990.4284
Saturday | Saturday | 5 | 21 | 688200.2475 | 863215.482 | 222194.0346 | 78977.3217 | 1853.8311 | 4351.5304 | 1858792.4472
Saturday | Saturday | 5 | 22 | 712413.3971 | 838131.7987 | 217293.4651 | 78978.4681 | 1479.5421 | 4187.3936 | 1852484.0647
Saturday | Saturday | 5 | 23 | 705654.2504 | 811645.6027 | 215219.0317 | 78971.3205 | 1541.1897 | 4060.5952 | 1817091.9902
Sunday | Sunday | 5 | 0 | 669779.9644 | 782289.7229 | 219343.1637 | 78937.4504 | 2932.6639 | 4003.1397 | 1757286.105
Sunday | Sunday | 5 | 1 | 629763.4692 | 752897.1489 | 222976.4841 | 78624.8354 | 3734.0825 | 3979.0602 | 1691975.0803
Sunday | Sunday | 5 | 2 | 599926.255 | 723933.1715 | 223842.2327 | 78491.2234 | 3791.3267 | 3883.8091 | 1633868.0184
Sunday | Sunday | 5 | 3 | 576049.8029 | 725580.5466 | 221310.903 | 78490.8271 | 3985.0763 | 3952.0851 | 1609369.2411
Sunday | Sunday | 5 | 4 | 553048.6263 | 723826.8021 | 219006.4477 | 78488.9588 | 3170.4474 | 3925.872 | 1581467.1544
Sunday | Sunday | 5 | 5 | 548092.7665 | 721094.8323 | 217647.0313 | 136.7257 | 3703.2588 | 4111.1926 | 1494785.8072
Sunday | Sunday | 5 | 6 | 560988.2401 | 707693.711 | 216260.5322 | 125.4593 | 4178.8259 | 3735.6745 | 1492982.443
Sunday | Sunday | 5 | 7 | 596742.8941 | 721936.0428 | 219079.4068 | 86.8902 | 3223.2882 | 3308.492 | 1544377.0141
Sunday | Sunday | 5 | 8 | 632855.7591 | 754785.3147 | 221022.741 | 86.2391 | 2109.2282 | 3285.9366 | 1614145.2186
Sunday | Sunday | 5 | 9 | 636137.8205 | 791639.022 | 222346.43 | 86.2108 | 1347.4402 | 3607.6569 | 1655164.5803
Sunday | Sunday | 5 | 10 | 631549.7451 | 817461.581 | 222544.1227 | 89.0982 | 1492.7523 | 2907.5227 | 1676044.822
Sunday | Sunday | 5 | 11 | 620471.5865 | 833593.7329 | 222402.2479 | 90.5702 | 1950.7059 | 3034.4735 | 1681543.3169
Sunday | Sunday | 5 | 12 | 592641.9985 | 844132.3615 | 222258.6431 | 94.3068 | 3192.4644 | 3113.7225 | 1665433.4968
Sunday | Sunday | 5 | 13 | 567052.4052 | 839431.9257 | 222382.0578 | 93.3585 | 3535.9296 | 4251.4024 | 1636747.0792
Sunday | Sunday | 5 | 14 | 530757.2413 | 848452.035 | 222299.1338 | 93.7548 | 4495.8706 | 4505.6087 | 1610603.6442
Sunday | Sunday | 5 | 15 | 501074.384 | 845078.5603 | 220369.7411 | 93.9813 | 3461.0718 | 4412.6435 | 1574490.3819
Sunday | Sunday | 5 | 16 | 484481.9819 | 835755.5938 | 220721.8348 | 90.8391 | 2668.4599 | 4584.4004 | 1548303.11
Sunday | Sunday | 5 | 17 | 491850.0709 | 829000.8638 | 212113.7295 | 94.3776 | 3311.3562 | 4369.5138 | 1540739.9117
Sunday | Sunday | 5 | 18 | 518770.0186 | 846776.9295 | 210742.2938 | 78443.4261 | 1963.9161 | 4488.0824 | 1661184.6665
Sunday | Sunday | 5 | 19 | 607725.4749 | 864767.8175 | 212274.9842 | 78458.2026 | 1677.6951 | 4574.0371 | 1769478.2114
Sunday | Sunday | 5 | 20 | 691863.071 | 846307.5459 | 212806.1624 | 78521.0597 | 1541.1897 | 4433.0654 | 1835472.0941
Sunday | Sunday | 5 | 21 | 751380.9459 | 823795.8382 | 212125.62 | 78522.8572 | 1321.0198 | 4300.3234 | 1871446.6045
Sunday | Sunday | 5 | 22 | 768514.1802 | 810032.2051 | 211014.4717 | 78522.8572 | 1215.3382 | 4164.6857 | 1873463.7381
Sunday | Sunday | 5 | 23 | 736424.2348 | 787139.307 | 212041.915 | 78520.9606 | 1505.9625 | 4138.4726 | 1819770.8525
WeekDay | Monday | 5 | 0 | 678414.1654 | 769014.6707 | 212947.1654 | 78501.1311 | 2782.9483 | 4070.5013 | 1745730.5822
WeekDay | Monday | 5 | 1 | 631935.6758 | 754622.8506 | 213808.697 | 78491.7188 | 3641.6112 | 4078.731 | 1686579.2845
WeekDay | Monday | 5 | 2 | 596681.5183 | 733318.6422 | 214143.0208 | 78491.4216 | 3681.2418 | 4040.1734 | 1630356.0181
WeekDay | Monday | 5 | 3 | 569129.9862 | 724723.3465 | 215780.2552 | 78493.3607 | 3324.5664 | 4135.1197 | 1595586.6348
WeekDay | Monday | 5 | 4 | 591875.2706 | 729661.2713 | 220201.0652 | 78491.4216 | 2518.7444 | 4330.9561 | 1627078.7292
WeekDay | Monday | 5 | 5 | 603151.4724 | 757632.0491 | 228662.5464 | 142.3023 | 3712.0655 | 4669.2883 | 1597969.7242
WeekDay | Monday | 5 | 6 | 609347.8078 | 813481.7895 | 240315.7415 | 133.4279 | 3910.2185 | 4917.5509 | 1672106.5362
WeekDay | Monday | 5 | 7 | 517495.2069 | 967395.5907 | 254588.1232 | 105.092 | 3306.9528 | 5027.585 | 1747918.5506
WeekDay | Monday | 5 | 8 | 464546.4891 | 1169207.0365 | 272977.5179 | 131.5738 | 2395.4492 | 5224.4882 | 1914482.5547
WeekDay | Monday | 5 | 9 | 457218.2399 | 1256534.9494 | 284387.6095 | 139.2876 | 2527.5512 | 5137.3144 | 2005944.9519
WeekDay | Monday | 5 | 10 | 458398.4675 | 1312621.0477 | 287700.0714 | 143.2223 | 2950.2775 | 5509.0225 | 2067322.109
WeekDay | Monday | 5 | 11 | 477008.0003 | 1331855.3118 | 293902.988 | 144.7651 | 3584.367 | 5686.4183 | 2112181.8504
WeekDay | Monday | 5 | 12 | 491480.4063 | 1327178.4781 | 299585.3524 | 152.6629 | 4724.8474 | 5345.0381 | 2128466.7852
WeekDay | Monday | 5 | 13 | 491400.2166 | 1331699.8922 | 300348.7096 | 195.8603 | 5838.9074 | 5121.7694 | 2134605.3555
WeekDay | Monday | 5 | 14 | 495119.0657 | 1324235.7336 | 303378.095 | 178.4795 | 5759.6462 | 5992.8984 | 2134663.9183
WeekDay | Monday | 5 | 15 | 530066.882 | 1263229.1081 | 300970.9637 | 171.8979 | 5094.7329 | 5426.4207 | 2104960.0053
WeekDay | Monday | 5 | 16 | 576149.2659 | 1185357.6598 | 294293.8979 | 139.2027 | 4288.9108 | 5326.2927 | 2065555.2298
WeekDay | Monday | 5 | 17 | 618888.1366 | 1068428.4868 | 285762.6557 | 130.2858 | 4385.7856 | 4966.9291 | 1982562.2796
WeekDay | Monday | 5 | 18 | 667266.931 | 1000379.687 | 279526.792 | 78496.1631 | 2826.9823 | 4994.0566 | 2033490.6121
WeekDay | Monday | 5 | 19 | 771608.232 | 994938.3189 | 275139.8501 | 78805.4096 | 2540.7614 | 5035.8147 | 2128068.3867
WeekDay | Monday | 5 | 20 | 838530.3001 | 950057.0222 | 270686.1311 | 78840.2138 | 1805.3937 | 4798.525 | 2144717.5859
WeekDay | Monday | 5 | 21 | 878660.655 | 908602.5584 | 267760.9697 | 78680.106 | 1501.5591 | 4624.7869 | 2139830.6352
WeekDay | Monday | 5 | 22 | 882858.9938 | 859455.57 | 264700.5852 | 78517.7194 | 1690.9053 | 4490.2161 | 2091713.9897
WeekDay | Monday | 5 | 23 | 825099.2813 | 826624.1118 | 260296.5029 | 78516.4031 | 2043.1772 | 4389.0212 | 1996968.4975
WeekDay | Tuesday | 5 | 0 | 755743.1902 | 812289.5301 | 259048.697 | 78515.2 | 3320.163 | 4323.1836 | 1913239.964
WeekDay | Tuesday | 5 | 1 | 701101.6737 | 783556.9368 | 254130.5446 | 78516.1766 | 3597.5772 | 4221.8364 | 1825124.7453
WeekDay | Tuesday | 5 | 2 | 663656.0522 | 763100.8601 | 249871.5708 | 78514.5348 | 3579.9636 | 4210.2539 | 1762933.2353
WeekDay | Tuesday | 5 | 3 | 634464.8296 | 745484.6645 | 252756.9717 | 78514.3083 | 3130.8169 | 4261.0037 | 1718612.5946
WeekDay | Tuesday | 5 | 4 | 636907.374 | 756146.624 | 254829.8853 | 78516.1766 | 2633.2327 | 4447.696 | 1733480.9886
WeekDay | Tuesday | 5 | 5 | 650112.5154 | 785508.1755 | 258538.2148 | 163.8727 | 3782.5199 | 4838.7591 | 1702944.0575
WeekDay | Tuesday | 5 | 6 | 659822.7336 | 842597.3509 | 264490.3097 | 153.8802 | 3936.6389 | 5119.331 | 1776120.2442
WeekDay | Tuesday | 5 | 7 | 559730.9951 | 984713.0842 | 280492.9089 | 124.9639 | 3095.5897 | 5138.9908 | 1833296.5326
WeekDay | Tuesday | 5 | 8 | 496932.0098 | 1168332.6633 | 290049.5521 | 138.042 | 1977.1263 | 5010.6684 | 1962440.0621
WeekDay | Tuesday | 5 | 9 | 478925.2217 | 1264045.0091 | 294941.9728 | 157.2346 | 1668.8883 | 5565.1064 | 2045303.433
WeekDay | Tuesday | 5 | 10 | 480585.3821 | 1317637.8557 | 295340.9485 | 161.0703 | 2034.3704 | 4887.9849 | 2100647.612
WeekDay | Tuesday | 5 | 11 | 495107.7155 | 1328921.2403 | 296882.4234 | 169.9872 | 2210.5064 | 4967.3863 | 2128259.2591
WeekDay | Tuesday | 5 | 12 | 498083.1952 | 1346328.8224 | 301236.1437 | 174.9127 | 3985.0763 | 5720.2515 | 2155528.4018
WeekDay | Tuesday | 5 | 13 | 492974.1002 | 1353466.3274 | 299094.7948 | 170.0296 | 4306.5244 | 6156.8828 | 2156168.6593
WeekDay | Tuesday | 5 | 14 | 498295.627 | 1344395.7753 | 296388.7793 | 161.8629 | 5596.7204 | 6282.9192 | 2151121.6842
WeekDay | Tuesday | 5 | 15 | 536584.3384 | 1285316.3254 | 295430.1337 | 151.7571 | 6336.4915 | 6300.293 | 2130119.339
WeekDay | Tuesday | 5 | 16 | 588989.9425 | 1208105.9056 | 290743.1939 | 120.1233 | 4773.2848 | 5258.0167 | 2097990.4667
WeekDay | Tuesday | 5 | 17 | 635672.0324 | 1097652.6633 | 284182.6215 | 116.6556 | 4073.1443 | 5167.6424 | 2026864.7595
WeekDay | Tuesday | 5 | 18 | 690845.0349 | 1041493.3413 | 277700.4829 | 78588.2761 | 2391.0458 | 5082.4497 | 2096100.6307
WeekDay | Tuesday | 5 | 19 | 799173.5495 | 1017731.0857 | 275746.3968 | 79000.4348 | 2347.0118 | 5085.1929 | 2179083.6716
WeekDay | Tuesday | 5 | 20 | 856547.0437 | 968178.5596 | 270905.0087 | 79273.4475 | 2179.6826 | 4732.6874 | 2181816.4296
WeekDay | Tuesday | 5 | 21 | 902570.5167 | 916414.5985 | 262908.1481 | 78903.7219 | 1933.0923 | 4467.6606 | 2167197.738
WeekDay | Tuesday | 5 | 22 | 907276.8851 | 870573.5681 | 255663.3446 | 78593.6687 | 1475.1387 | 4218.4836 | 2117801.0889
WeekDay | Tuesday | 5 | 23 | 846787.5604 | 830411.5408 | 252578.6158 | 78536.7138 | 1594.0305 | 4146.5499 | 2014055.0112
WeekDay | Wednesday | 5 | 0 | 780848.3962 | 796085.1247 | 251898.5646 | 78513.7138 | 2562.7784 | 4102.0485 | 1914010.6262
WeekDay | Wednesday | 5 | 1 | 730333.0142 | 771029.54 | 253220.6958 | 78504.7262 | 3315.7596 | 4056.6328 | 1840460.3686
WeekDay | Wednesday | 5 | 2 | 693101.6664 | 746893.139 | 251925.6414 | 78503.4099 | 3976.2695 | 4039.8686 | 1778439.9948
WeekDay | Wednesday | 5 | 3 | 661231.3019 | 739085.9113 | 257777.9439 | 78502.8862 | 4051.1273 | 4090.0088 | 1744739.1793
WeekDay | Wednesday | 5 | 4 | 635076.2706 | 741721.4107 | 257227.9704 | 78504.1317 | 2787.3517 | 4275.177 | 1719592.3122
WeekDay | Wednesday | 5 | 5 | 649218.2423 | 765007.1774 | 263505.9413 | 152.7478 | 3333.3732 | 4616.2524 | 1685833.7344
WeekDay | Wednesday | 5 | 6 | 652685.4409 | 798001.0683 | 266920.2037 | 138.962 | 3553.5432 | 4974.7016 | 1726273.9197
WeekDay | Wednesday | 5 | 7 | 556600.9203 | 936637.4487 | 274563.7684 | 108.4323 | 3201.2712 | 5482.9618 | 1776594.8027
WeekDay | Wednesday | 5 | 8 | 488661.1615 | 1127238.2267 | 284164.7566 | 138.0137 | 2214.9098 | 5273.8665 | 1907690.9347
WeekDay | Wednesday | 5 | 9 | 468941.8537 | 1222341.4452 | 295692.8946 | 140.6322 | 1800.9903 | 5207.8764 | 1994125.6924
WeekDay | Wednesday | 5 | 10 | 471287.226 | 1273414.6309 | 304150.0197 | 145.4869 | 2206.103 | 5012.4973 | 2056215.9638
WeekDay | Wednesday | 5 | 11 | 484760.7225 | 1299917.0794 | 304449.8264 | 150.7097 | 2483.5172 | 4850.1893 | 2096612.0444
WeekDay | Wednesday | 5 | 12 | 485425.4763 | 1305839.6378 | 311936.5184 | 167.0998 | 4293.3142 | 4362.9605 | 2112025.0071
WeekDay | Wednesday | 5 | 13 | 480569.3516 | 1317953.8868 | 311744.1419 | 158.7632 | 5363.3403 | 4797.4582 | 2120586.9421
WeekDay | Wednesday | 5 | 14 | 489809.5044 | 1301569.5371 | 309147.5539 | 151.842 | 5473.4252 | 4663.6494 | 2110815.512
WeekDay | Wednesday | 5 | 15 | 532761.7341 | 1253985.9644 | 312220.5277 | 145.2039 | 5689.1918 | 5697.8484 | 2110500.4703
WeekDay | Wednesday | 5 | 16 | 571988.7428 | 1183585.7134 | 300856.2156 | 172.9595 | 4610.359 | 5384.6626 | 2066598.6529
WeekDay | Wednesday | 5 | 17 | 616039.8766 | 1084966.5342 | 295790.5791 | 266.7567 | 3839.7641 | 5552.3047 | 2006455.8154
WeekDay | Wednesday | 5 | 18 | 675851.3457 | 1019373.029 | 294135.7385 | 78612.2385 | 2421.8696 | 5530.816 | 2075925.0373
WeekDay | Wednesday | 5 | 19 | 777586.2366 | 1019988.5 | 294084.4062 | 78640.7725 | 2003.5466 | 5521.6719 | 2177825.1339
WeekDay | Wednesday | 5 | 20 | 829131.3453 | 977069.947 | 287031.1316 | 78963.8897 | 1299.0028 | 5355.249 | 2178850.5654
WeekDay | Wednesday | 5 | 21 | 887147.0102 | 931809.8848 | 284602.1066 | 78962.0497 | 1263.7756 | 5080.7733 | 2188865.6002
WeekDay | Wednesday | 5 | 22 | 912292.9712 | 877066.7651 | 281310.3251 | 78895.0456 | 1048.009 | 4770.7879 | 2155383.904
WeekDay | Wednesday | 5 | 23 | 878566.0127 | 838451.0715 | 278446.0868 | 78541.8516 | 1193.3212 | 4658.7725 | 2079857.1163
WeekDay | Thursday | 5 | 0 | 714171.3435 | 745905.133 | 276379.9207 | 78514.9735 | 2188.4894 | 4595.8306 | 1821755.6907
WeekDay | Thursday | 5 | 1 | 659949.1543 | 728702.3238 | 274001.3322 | 78510.7132 | 2844.5959 | 4508.6567 | 1748516.7762
WeekDay | Thursday | 5 | 2 | 622726.6505 | 712091.8466 | 272993.1752 | 78509.3969 | 2932.6639 | 4448.1532 | 1693701.8862
WeekDay | Thursday | 5 | 3 | 591718.733 | 707777.6614 | 270049.2072 | 78509.4677 | 3553.5432 | 4462.7837 | 1656071.3962
WeekDay | Thursday | 5 | 4 | 557856.9728 | 702865.7703 | 273391.8337 | 78508.4486 | 2430.6764 | 4641.0939 | 1619694.7956
WeekDay | Thursday | 5 | 5 | 572089.3875 | 732881.5265 | 276980.8041 | 155.6918 | 3152.8338 | 4952.7557 | 1590212.9995
WeekDay | Thursday | 5 | 6 | 580611.1527 | 775303.645 | 284430.3028 | 150.554 | 3377.4072 | 5163.5275 | 1649036.5892
WeekDay | Thursday | 5 | 7 | 499329.3983 | 919167.62 | 292283.588 | 122.1615 | 3007.5217 | 5428.4019 | 1719338.6915
WeekDay | Thursday | 5 | 8 | 444290.2364 | 1093767.4208 | 300248.9924 | 138.1411 | 1981.5297 | 5685.3515 | 1846111.6719
WeekDay | Thursday | 5 | 9 | 423356.8169 | 1183655.859 | 303698.0977 | 148.0063 | 2351.4152 | 6235.3698 | 1919445.5649
WeekDay | Thursday | 5 | 10 | 423293.088 | 1231306.2123 | 300070.0772 | 160.0795 | 2976.6979 | 5537.5217 | 1963343.6766
WeekDay | Thursday | 5 | 11 | 431339.9774 | 1247830.0559 | 303765.0793 | 163.2641 | 3623.9976 | 5925.6892 | 1992648.0635
WeekDay | Thursday | 5 | 12 | 501089.2114 | 1258254.2876 | 306194.3843 | 169.0672 | 4288.9108 | 6242.6851 | 2076238.5464
WeekDay | Thursday | 5 | 13 | 496680.3556 | 1259860.6357 | 307984.2031 | 179.1588 | 4073.1443 | 5450.043 | 2074227.5405
WeekDay | Thursday | 5 | 14 | 502886.7872 | 1253857.1643 | 310171.224 | 173.4266 | 4354.9618 | 5569.8309 | 2077013.3948
WeekDay | Thursday | 5 | 15 | 534724.9886 | 1210088.1582 | 299721.1143 | 165.741 | 4196.4395 | 5434.3456 | 2054330.7872
WeekDay | Thursday | 5 | 16 | 571922.6645 | 1144087.8188 | 294176.6612 | 133.1165 | 4214.0531 | 5900.2381 | 2020434.5522
WeekDay | Thursday | 5 | 17 | 623585.0644 | 1043133.3588 | 288680.055 | 128.5165 | 3712.0655 | 5528.6824 | 1964767.7427
WeekDay | Thursday | 5 | 18 | 685935.6154 | 978071.0598 | 280640.3131 | 78484.741 | 2950.2775 | 5591.1671 | 2031673.1739
WeekDay | Thursday | 5 | 19 | 772821.1838 | 979109.5977 | 274837.2795 | 78845.5781 | 1915.4787 | 5639.0213 | 2113168.1391
WeekDay | Thursday | 5 | 20 | 827111.2088 | 934433.2759 | 273209.6596 | 78978.7795 | 2465.9036 | 5429.6212 | 2121628.4486
WeekDay | Thursday | 5 | 21 | 871835.6879 | 893114.4319 | 270015.9248 | 78967.598 | 2206.103 | 5125.7318 | 2121265.4775
WeekDay | Thursday | 5 | 22 | 880231.7684 | 844014.5953 | 265667.9318 | 78961.6251 | 1765.7631 | 4889.3566 | 2075531.0403
WeekDay | Thursday | 5 | 23 | 833409.3697 | 803902.4597 | 260746.2715 | 78948.0941 | 2210.5064 | 4720.3429 | 1983937.0443
WeekDay | Friday | 5 | 0 | 767898.3818 | 779023.6245 | 255884.9716 | 78647.439 | 3729.6791 | 4676.6036 | 1889860.6996
WeekDay | Friday | 5 | 1 | 717407.2778 | 763446.3065 | 256718.4668 | 78505.9292 | 3967.4627 | 4542.7947 | 1824588.2377
WeekDay | Friday | 5 | 2 | 686270.1256 | 743756.9299 | 255273.2003 | 78505.3065 | 3795.7301 | 4503.0178 | 1772104.3103
WeekDay | Friday | 5 | 3 | 661396.5772 | 730992.4703 | 254925.352 | 78506 | 3720.8723 | 4545.6904 | 1734086.9622
WeekDay | Friday | 5 | 4 | 639142.7067 | 730000.1584 | 258747.8564 | 78510.0622 | 2769.7381 | 4831.2914 | 1714001.8132
WeekDay | Friday | 5 | 5 | 650852.5002 | 748853.085 | 262836.9788 | 157.7017 | 3020.7319 | 5224.3358 | 1670945.3335
WeekDay | Friday | 5 | 6 | 660185.8302 | 784378.5489 | 268825.6792 | 151.658 | 3685.6452 | 5391.2159 | 1722618.5773
WeekDay | Friday | 5 | 7 | 579049.1744 | 933290.9985 | 278569.8145 | 128.9695 | 3161.6406 | 5652.1279 | 1799852.7254
WeekDay | Friday | 5 | 8 | 522785.6793 | 1123242.1033 | 291694.876 | 157.9423 | 2351.4152 | 5560.382 | 1945792.398
WeekDay | Friday | 5 | 9 | 500615.3956 | 1219188.2792 | 298514.9743 | 166.01 | 1999.1432 | 5862.8997 | 2026346.7019
WeekDay | Friday | 5 | 10 | 491670.9068 | 1263833.7006 | 299161.6305 | 169.2229 | 2575.9885 | 5952.2071 | 2063363.6565
WeekDay | Friday | 5 | 11 | 506745.0969 | 1284261.2414 | 298613.1702 | 187.7785 | 3557.9466 | 5830.7429 | 2099195.9764
WeekDay | Friday | 5 | 12 | 498369.8519 | 1294919.6456 | 303842.7384 | 190.8923 | 4473.8536 | 5512.985 | 2107309.9668
WeekDay | Friday | 5 | 13 | 490409.1621 | 1302545.5252 | 302901.1355 | 177.8567 | 4931.8071 | 4950.4697 | 2105915.9563
WeekDay | Friday | 5 | 14 | 503042.5599 | 1291938.6793 | 300324.4956 | 179.7816 | 5187.2043 | 4829.9198 | 2105502.6405
WeekDay | Friday | 5 | 15 | 528188.7878 | 1256611.8255 | 299155.1485 | 172.9736 | 5218.0281 | 5538.4361 | 2094885.1996
WeekDay | Friday | 5 | 16 | 564824.689 | 1174658.5382 | 291885.1949 | 147.6242 | 4368.172 | 5497.2876 | 2041381.5059
WeekDay | Friday | 5 | 17 | 617244.741 | 1065395.8057 | 279067.3387 | 140.1227 | 4583.9386 | 5545.7514 | 1971977.698
WeekDay | Friday | 5 | 18 | 664762.2792 | 995361.002 | 273546.1282 | 78482.2641 | 2650.8463 | 5583.547 | 2020386.0668
WeekDay | Friday | 5 | 19 | 747551.747 | 999298.763 | 271121.0851 | 78512.1145 | 1836.2175 | 5610.3698 | 2103930.2967
WeekDay | Friday | 5 | 20 | 786807.5275 | 961343.9256 | 267569.3626 | 78554.222 | 1774.5699 | 5374.9089 | 2101424.5165
WeekDay | Friday | 5 | 21 | 823592.6664 | 918098.0791 | 259704.6594 | 78557.3359 | 1475.1387 | 5244.6053 | 2086672.4849
WeekDay | Friday | 5 | 22 | 861814.3662 | 877461.4694 | 254110.4643 | 78557.7322 | 1250.5654 | 4953.8225 | 2078148.42
WeekDay | Friday | 5 | 23 | 850041.0628 | 845470.0206 | 251682.5888 | 78554.8448 | 1677.6951 | 4846.9888 | 2032273.201
Saturday | Saturday | 5 | 0 | 809067.9421 | 810502.2535 | 251706.0324 | 78528.4621 | 2734.5109 | 4722.1717 | 1957261.3727
Saturday | Saturday | 5 | 1 | 766220.3547 | 780427.6565 | 247291.9244 | 78523.48 | 3403.8276 | 4603.1459 | 1880470.389
Saturday | Saturday | 5 | 2 | 729277.8115 | 764751.7487 | 241559.495 | 78527.4147 | 3897.0083 | 4515.972 | 1822529.4502
Saturday | Saturday | 5 | 3 | 698376.8833 | 749193.3798 | 238639.9429 | 78522.8855 | 3007.5217 | 4521.9157 | 1772262.5288
Saturday | Saturday | 5 | 4 | 675229.4106 | 746606.843 | 236235.1782 | 78522.8855 | 2395.4492 | 4494.1785 | 1743483.9451
Saturday | Saturday | 5 | 5 | 661589.7822 | 754358.6376 | 236676.796 | 168.9823 | 3016.3285 | 4650.238 | 1660460.7646
Saturday | Saturday | 5 | 6 | 653168.2063 | 746588.8256 | 238901.6456 | 160.858 | 1981.5297 | 4595.6782 | 1645396.7432
Saturday | Saturday | 5 | 7 | 650610.9963 | 792160.059 | 241706.4358 | 125.1762 | 1686.5019 | 4550.872 | 1690840.0413
Saturday | Saturday | 5 | 8 | 646069.2685 | 880324.252 | 244754.4208 | 122.5578 | 1395.8776 | 4205.2246 | 1776871.6013
Saturday | Saturday | 5 | 9 | 615805.2541 | 966840.4985 | 244083.2295 | 126.3085 | 1611.6441 | 4068.6725 | 1832535.6073
Saturday | Saturday | 5 | 10 | 594843.0407 | 1002751.9654 | 245605.4142 | 129.295 | 1439.9115 | 4059.9856 | 1848829.6124
Saturday | Saturday | 5 | 11 | 596709.593 | 1028377.0777 | 249057.6829 | 128.6156 | 1497.1557 | 4528.9261 | 1880299.0512
Saturday | Saturday | 5 | 12 | 582936.2839 | 1029713.4101 | 251871.3111 | 125.2612 | 3712.0655 | 4094.5808 | 1872452.9127
Saturday | Saturday | 5 | 13 | 579796.6203 | 1008814.9249 | 246329.1465 | 126.3935 | 5248.8519 | 3636.7656 | 1843952.7027
Saturday | Saturday | 5 | 14 | 581632.2427 | 983749.5853 | 242295.8452 | 125.0205 | 5971.0094 | 4038.1922 | 1817811.8953
Saturday | Saturday | 5 | 15 | 589549.6445 | 976097.9543 | 239518.0004 | 127.3135 | 5451.4082 | 4477.1095 | 1815221.4304
Saturday | Saturday | 5 | 16 | 605501.2698 | 958138.3433 | 233089.9562 | 125.6433 | 4456.24 | 4938.1251 | 1806249.5777
Saturday | Saturday | 5 | 17 | 633111.5058 | 921908.6334 | 231896.1467 | 133.2439 | 3575.5602 | 5382.8338 | 1796007.9238
Saturday | Saturday | 5 | 18 | 673937.5233 | 916398.7307 | 232750.2364 | 78485.0807 | 2615.6191 | 5497.5924 | 1909684.7826
Saturday | Saturday | 5 | 19 | 737552.4455 | 935251.0272 | 232814.2136 | 78520.0406 | 2263.3472 | 5569.3737 | 1991970.4477
Saturday | Saturday | 5 | 20 | 753807.3759 | 904678.162 | 229215.1251 | 78725.6387 | 2712.4939 | 5250.0918 | 1974388.8874
Saturday | Saturday | 5 | 21 | 780579.6513 | 882132.0502 | 226862.02 | 78564.8232 | 1695.3087 | 5109.4248 | 1974943.2783
Saturday | Saturday | 5 | 22 | 798852.632 | 849449.7868 | 224870.3563 | 78558.5248 | 1492.7523 | 4853.5421 | 1958077.5943
Saturday | Saturday | 5 | 23 | 795034.8801 | 827812.1503 | 223142.6085 | 78541.5402 | 1902.2685 | 4670.3551 | 1931103.8027
Sunday | Sunday | 5 | 0 | 762960.3104 | 797745.5337 | 226882.0304 | 78526.6221 | 6666.7464 | 4559.1017 | 1877340.3448
Sunday | Sunday | 5 | 1 | 727024.0602 | 763536.441 | 225399.0132 | 78524.0603 | 7780.8064 | 4422.8545 | 1806687.2356
Sunday | Sunday | 5 | 2 | 696381.3331 | 735682.859 | 221485.0396 | 78524.4 | 3685.6452 | 4349.2444 | 1740108.5212
Sunday | Sunday | 5 | 3 | 669246.6618 | 735185.0422 | 218809.9335 | 78517.9317 | 3910.2185 | 4373.3238 | 1710043.1115
Sunday | Sunday | 5 | 4 | 619465.6173 | 731375.2554 | 219351.8958 | 78520.3237 | 3170.4474 | 4361.8937 | 1656245.4333
Sunday | Sunday | 5 | 5 | 604561.2878 | 731232.1979 | 218654.702 | 167.2413 | 3293.7426 | 4487.0156 | 1562396.1873
Sunday | Sunday | 5 | 6 | 601302.8316 | 718885.1996 | 217083.2498 | 156.4986 | 3395.0208 | 4310.2295 | 1545133.03
Sunday | Sunday | 5 | 7 | 613975.4412 | 725449.1118 | 220786.4804 | 117.4058 | 1726.1325 | 4152.9508 | 1566207.5225
Sunday | Sunday | 5 | 8 | 628231.9868 | 760711.4802 | 223034.8473 | 108.588 | 1734.9393 | 3739.6369 | 1617561.4785
Sunday | Sunday | 5 | 9 | 631838.937 | 797785.4259 | 224346.8251 | 111.447 | 2338.205 | 3706.8705 | 1660127.7105
Sunday | Sunday | 5 | 10 | 619778.051 | 837703.6314 | 225162.3434 | 110.2015 | 2377.8356 | 3944.0078 | 1689076.0707
Sunday | Sunday | 5 | 11 | 612247.4479 | 856888.7229 | 227380.5221 | 113.2163 | 2782.9483 | 4319.2212 | 1703732.0787
Sunday | Sunday | 5 | 12 | 616930.1948 | 876398.537 | 229575.9995 | 112.0415 | 4152.4055 | 4314.8015 | 1731483.9799
Sunday | Sunday | 5 | 13 | 615491.4837 | 870451.9829 | 229150.9313 | 112.268 | 4482.6604 | 4709.5224 | 1724398.8486
Sunday | Sunday | 5 | 14 | 607553.8846 | 872090.1038 | 228436.6418 | 115.127 | 4429.8196 | 5048.1593 | 1717673.7362
Sunday | Sunday | 5 | 15 | 606470.7307 | 869585.557 | 227266.8897 | 112.9898 | 4090.7579 | 5237.29 | 1712764.2151
Sunday | Sunday | 5 | 16 | 608391.5942 | 861643.5001 | 226533.9176 | 114.1646 | 3773.7131 | 5136.8572 | 1705593.7468
Sunday | Sunday | 5 | 17 | 625430.6346 | 860188.807 | 224885.275 | 114.5609 | 4557.5182 | 5406.1513 | 1720582.947
Sunday | Sunday | 5 | 18 | 657528.8155 | 878831.075 | 225771.3067 | 78484.8542 | 2998.7149 | 5187.4546 | 1848802.2209
Sunday | Sunday | 5 | 19 | 742563.1401 | 899381.6376 | 227993.1114 | 78501.5557 | 2598.0055 | 5246.8913 | 1956284.3417
Sunday | Sunday | 5 | 20 | 811243.354 | 873109.8168 | 223898.5094 | 78539.6011 | 1466.3319 | 5072.3912 | 1993330.0045
Sunday | Sunday | 5 | 21 | 864579.0447 | 844621.8686 | 225813.6563 | 78543.1396 | 1576.4169 | 4915.4173 | 2020049.5434
Sunday | Sunday | 5 | 22 | 868958.2022 | 821606.2257 | 224659.488 | 78543.9605 | 1312.213 | 4738.7835 | 1999818.8729
Sunday | Sunday | 5 | 23 | 832412.0009 | 798806.1614 | 230100.9405 | 78543.1113 | 1567.6101 | 4674.3175 | 1946104.1418
WeekDay | Monday | 5 | 0 | 770513.9561 | 780764.2991 | 228387.9046 | 78514.096 | 2967.8911 | 4595.0686 | 1865743.2154
WeekDay | Monday | 5 | 1 | 716044.8793 | 763256.9992 | 227155.0634 | 78510.7557 | 3729.6791 | 4506.5231 | 1793203.8998
WeekDay | Monday | 5 | 2 | 679326.5829 | 743894.9905 | 228746.9141 | 78511.6049 | 3566.7534 | 4475.2807 | 1738522.1265
WeekDay | Monday | 5 | 3 | 648832.0775 | 737245.4871 | 229588.3031 | 78510.1329 | 2950.2775 | 4529.0786 | 1701655.3567
WeekDay | Monday | 5 | 4 | 653353.573 | 741288.2328 | 232551.302 | 78507.3446 | 2910.6469 | 4663.497 | 1713274.5964
WeekDay | Monday | 5 | 5 | 656161.3975 | 768770.2989 | 240216.5158 | 152.6205 | 4165.6157 | 5137.7716 | 1674604.22
WeekDay | Monday | 5 | 6 | 654714.6853 | 824459.2128 | 247785.7404 | 145.8974 | 4284.5074 | 5341.0757 | 1736731.119
WeekDay | Monday | 5 | 7 | 581846.7822 | 984603.0499 | 262739.9413 | 119.4298 | 3654.8214 | 5714.3078 | 1838678.3324
WeekDay | Monday | 5 | 8 | 525774.46 | 1172989.8429 | 278312.3917 | 147.3977 | 3469.8786 | 5735.7965 | 1986429.7673
WeekDay | Monday | 5 | 9 | 507030.3885 | 1265664.444 | 278574.8742 | 153.866 | 3615.1908 | 5203.7616 | 2060242.5251
WeekDay | Monday | 5 | 10 | 510198.5306 | 1323168.5317 | 285383.6604 | 158.9472 | 2730.1075 | 5236.6804 | 2126876.4579
WeekDay | Monday | 5 | 11 | 520210.6604 | 1339090.1099 | 289563.1814 | 160.6881 | 2664.0565 | 6031.6085 | 2157720.3048
WeekDay | Monday | 5 | 12 | 544905.1844 | 1334623.9366 | 295834.8035 | 161.9761 | 4513.4842 | 5032.4619 | 2185071.8468
WeekDay | Monday | 5 | 13 | 517996.9717 | 1331681.3826 | 295950.4636 | 158.8198 | 5275.2723 | 5949.6163 | 2157012.5263
WeekDay | Monday | 5 | 14 | 524406.7919 | 1313489.9735 | 294013.3611 | 156.4845 | 5385.3573 | 6164.5029 | 2143616.4712
WeekDay | Monday | 5 | 15 | 549235.0017 | 1260665.0299 | 287994.6095 | 138.0845 | 4971.4377 | 5804.5297 | 2108808.693
WeekDay | Monday | 5 | 16 | 583552.1889 | 1178864.8124 | 282507.267 | 119.6987 | 3377.4072 | 6014.6919 | 2054436.0662
WeekDay | Monday | 5 | 17 | 632130.3524 | 1071822.7645 | 279318.4718 | 114.7873 | 2245.7336 | 5818.3983 | 1991450.508
WeekDay | Monday | 5 | 18 | 676871.44 | 1012340.0781 | 275271.146 | 78470.8844 | 1761.3597 | 5742.6546 | 2050457.5628
WeekDay | Monday | 5 | 19 | 765702.8512 | 1010555.32 | 270840.3576 | 78472.8377 | 2166.4724 | 5556.4195 | 2133294.2584
WeekDay | Monday | 5 | 20 | 824585.6618 | 965813.3055 | 266598.675 | 78535.5249 | 1505.9625 | 5259.6931 | 2142298.8228
WeekDay | Monday | 5 | 21 | 851295.0168 | 917746.7717 | 262195.9032 | 78554.7599 | 1373.8606 | 5169.6236 | 2116335.9357
WeekDay | Monday | 5 | 22 | 865029.4056 | 869096.1782 | 257604.9533 | 78552.3396 | 1215.3382 | 4933.8579 | 2076432.0728
WeekDay | Monday | 5 | 23 | 814250.0262 | 832409.1041 | 261292.875 | 78512.624 | 1572.0135 | 4834.6443 | 1992871.2872
WeekDay | Tuesday | 5 | 0 | 750803.3476 | 818344.0046 | 258304.2119 | 78498.9231 | 3267.3222 | 4757.8337 | 1913975.6432
WeekDay | Tuesday | 5 | 1 | 700368.7666 | 788648.6235 | 254960.5484 | 78499.5459 | 3663.6282 | 4759.9674 | 1830901.0799
WeekDay | Tuesday | 5 | 2 | 665335.9627 | 770623.7197 | 255741.6915 | 78500.7631 | 3998.2865 | 4653.4385 | 1778853.862
WeekDay | Tuesday | 5 | 3 | 640297.1237 | 752497.4999 | 255111.2302 | 78499.1496 | 2752.1245 | 4659.0773 | 1733816.2053
WeekDay | Tuesday | 5 | 4 | 626956.9245 | 754694.7483 | 256072.0081 | 78500.4942 | 2906.2435 | 4785.2661 | 1723915.6847
WeekDay | Tuesday | 5 | 5 | 641086.8255 | 788518.5821 | 259514.6301 | 147.3411 | 2624.4259 | 5238.814 | 1697130.6187
WeekDay | Tuesday | 5 | 6 | 645295.6793 | 846224.4964 | 263476.6777 | 139.6131 | 2549.5682 | 5469.8552 | 1763155.8899
WeekDay | Tuesday | 5 | 7 | 570324.2505 | 971888.2935 | 273015.1404 | 132.2673 | 2351.4152 | 5701.8109 | 1823413.1778
WeekDay | Tuesday | 5 | 8 | 517699.9135 | 1125375.4606 | 281981.7585 | 137.6033 | 2329.3982 | 5825.2564 | 1933349.3905
WeekDay | Tuesday | 5 | 9 | 498441.1607 | 1227569.3614 | 288828.922 | 127.3842 | 1721.7291 | 5568.1544 | 2022256.7118
WeekDay | Tuesday | 5 | 10 | 501511.1584 | 1293628.778 | 295237.7711 | 143.7602 | 2324.9948 | 5690.3807 | 2098536.8432
WeekDay | Tuesday | 5 | 11 | 518733.7774 | 1316240.9263 | 299276.2776 | 148.9971 | 3033.9421 | 5450.5002 | 2142884.4207
WeekDay | Tuesday | 5 | 12 | 525589.7018 | 1323110.8485 | 299946.4359 | 150.1294 | 3927.8321 | 5727.7192 | 2158452.6669
WeekDay | Tuesday | 5 | 13 | 516046.2524 | 1331471.9323 | 299587.2972 | 152.3657 | 5209.2213 | 6742.7156 | 2159209.7845
WeekDay | Tuesday | 5 | 14 | 528592.0842 | 1324695.1749 | 296296.3192 | 147.9072 | 5402.9709 | 6739.6676 | 2161874.1239
WeekDay | Tuesday | 5 | 15 | 554024.0338 | 1276108.7941 | 291936.8982 | 144.0291 | 4848.1426 | 6117.5632 | 2133179.461
WeekDay | Tuesday | 5 | 16 | 593721.4331 | 1197195.2546 | 286304.1686 | 127.0162 | 3870.5879 | 5846.2878 | 2087064.7483
WeekDay | Tuesday | 5 | 17 | 633293.7579 | 1094053.3846 | 279367.4784 | 118.5098 | 3298.146 | 5722.3851 | 2015853.6619
WeekDay | Tuesday | 5 | 18 | 685246.2508 | 1049407.1928 | 273267.6555 | 78468.634 | 2536.358 | 5569.8309 | 2094495.9219
WeekDay | Tuesday | 5 | 19 | 787851.504 | 1025755.2977 | 269162.38 | 78554.8306 | 2038.7738 | 5550.0186 | 2168912.8048
WeekDay | Tuesday | 5 | 20 | 842154.5407 | 977852.3718 | 267960.8164 | 78956.5156 | 1391.4742 | 5229.5175 | 2173545.2361
WeekDay | Tuesday | 5 | 21 | 896951.9267 | 918427.6783 | 264256.3453 | 78954.8879 | 1387.0708 | 4950.3173 | 2164928.2263
WeekDay | Tuesday | 5 | 22 | 915503.4248 | 873375.7837 | 259610.0718 | 78799.6065 | 1365.0538 | 4779.6272 | 2133433.5678
WeekDay | Tuesday | 5 | 23 | 872281.6489 | 836877.1399 | 256999.7065 | 78525.051 | 1823.0073 | 4646.7328 | 2051153.2863
WeekDay | Wednesday | 5 | 0 | 807496.0761 | 802971.918 | 255776.4302 | 78523.5083 | 3249.7086 | 4572.0559 | 1952589.6971
WeekDay | Wednesday | 5 | 1 | 747242.1844 | 776662.9853 | 254340.0267 | 78495.0591 | 3698.8554 | 4531.2122 | 1864970.323
WeekDay | Wednesday | 5 | 2 | 709129.9612 | 755795.2425 | 254850.9427 | 78492.0444 | 3157.2372 | 4473.9091 | 1805899.3371
WeekDay | Wednesday | 5 | 3 | 677404.8014 | 744686.0724 | 254510.5127 | 78491.4216 | 2826.9823 | 4531.0598 | 1762450.8502
WeekDay | Wednesday | 5 | 4 | 657528.1776 | 752443.7926 | 254091.9018 | 78494.4647 | 2589.1987 | 4703.4263 | 1749850.9617
WeekDay | Wednesday | 5 | 5 | 667908.9053 | 777390.4256 | 257690.5445 | 140.7313 | 3293.7426 | 5126.189 | 1711550.5384
WeekDay | Wednesday | 5 | 6 | 665625.8065 | 805949.0539 | 261629.6631 | 131.9134 | 3839.7641 | 5552.3047 | 1742728.5057
WeekDay | Wednesday | 5 | 7 | 602630.0097 | 944887.6604 | 271999.2199 | 104.1578 | 3681.2418 | 5566.0208 | 1828868.3104
WeekDay | Wednesday | 5 | 8 | 546210.3613 | 1135727.555 | 287209.5345 | 163.3066 | 2804.9653 | 4967.5387 | 1977083.2614
WeekDay | Wednesday | 5 | 9 | 517385.7915 | 1243403.9892 | 294809.4912 | 130.8661 | 2360.222 | 4576.9327 | 2062667.2926
WeekDay | Wednesday | 5 | 10 | 516406.3154 | 1293633.9957 | 299276.9893 | 136.9097 | 1972.7229 | 4779.17 | 2116206.103
WeekDay | Wednesday | 5 | 11 | 526937.3992 | 1315471.3678 | 298275.4954 | 148.2611 | 2126.8418 | 4573.8847 | 2147533.25
WeekDay | Wednesday | 5 | 12 | 535669.0287 | 1323291.782 | 304366.2223 | 155.8051 | 3615.1908 | 4620.9769 | 2171719.0057
WeekDay | Wednesday | 5 | 13 | 529865.8366 | 1329671.786 | 305093.0595 | 153.8094 | 4398.9958 | 4726.5914 | 2173910.0787
WeekDay | Wednesday | 5 | 14 | 538121.5775 | 1315543.4494 | 301249.8208 | 146.7042 | 4385.7856 | 5988.4788 | 2165435.8163
WeekDay | Wednesday | 5 | 15 | 566649.6624 | 1267148.9843 | 296874.8669 | 151.7005 | 4808.512 | 6799.8663 | 2142433.5923
WeekDay | Wednesday | 5 | 16 | 602869.7439 | 1185050.8349 | 289628.1661 | 136.8107 | 3654.8214 | 6492.0145 | 2087832.3915
WeekDay | Wednesday | 5 | 17 | 649027.6378 | 1090613.3403 | 281442.5477 | 136.8814 | 3276.129 | 6054.0116 | 2030550.5479
WeekDay | Wednesday | 5 | 18 | 694721.6214 | 1036613.6808 | 274777.7462 | 78602.5006 | 2051.984 | 5811.2354 | 2092578.7685
WeekDay | Wednesday | 5 | 19 | 797988.6222 | 1029489.5457 | 271225.8551 | 78985.9696 | 1911.0753 | 5590.7099 | 2185191.7779
WeekDay | Wednesday | 5 | 20 | 830304.7663 | 975655.3823 | 269197.9636 | 79191.5395 | 1818.6039 | 5350.5246 | 2161518.7802
WeekDay | Wednesday | 5 | 21 | 887775.0814 | 929970.6192 | 265995.5169 | 78814.9492 | 1624.8543 | 5116.8925 | 2169297.9136
WeekDay | Wednesday | 5 | 22 | 912691.2603 | 877884.5799 | 261297.1855 | 78590.385 | 1356.247 | 4984.9125 | 2136804.5702
WeekDay | Wednesday | 5 | 23 | 878857.0701 | 839045.5142 | 254781.0851 | 78538.7519 | 1836.2175 | 4833.2727 | 2057891.9114
WeekDay | Thursday | 5 | 0 | 819769.3912 | 753182.7956 | 255013.8824 | 78508.7883 | 3108.7999 | 4799.8967 | 1914383.5541
WeekDay | Thursday | 5 | 1 | 763058.4745 | 737650.3602 | 254332.3743 | 78507.3163 | 3848.5709 | 4726.2866 | 1842123.3828
WeekDay | Thursday | 5 | 2 | 723377.1817 | 719160.0718 | 252522.5208 | 78506.3397 | 3716.4689 | 4668.069 | 1781950.652
WeekDay | Thursday | 5 | 3 | 692988.4058 | 715400.0397 | 248988.5433 | 78505.3773 | 3434.6514 | 4697.1778 | 1744014.1951
WeekDay | Thursday | 5 | 4 | 683735.3311 | 712329.3273 | 250547.1182 | 78505.7736 | 2430.6764 | 4866.1915 | 1732414.4179
WeekDay | Thursday | 5 | 5 | 682916.3258 | 732554.2873 | 253948.7846 | 152.2949 | 3152.8338 | 5348.391 | 1678072.9173
WeekDay | Thursday | 5 | 6 | 677526.3842 | 767421.4514 | 260309.5929 | 140.5614 | 3377.4072 | 5430.3832 | 1714205.7803
WeekDay | Thursday | 5 | 7 | 613358.9591 | 919485.2701 | 273399.6047 | 114.7732 | 3007.5217 | 5575.7745 | 1814941.9033
WeekDay | Thursday | 5 | 8 | 555378.495 | 1105481.8017 | 284956.4552 | 134.6451 | 1981.5297 | 5616.161 | 1953549.0877
WeekDay | Thursday | 5 | 9 | 527881.7887 | 1204809.6424 | 289702.67 | 140.9436 | 2351.4152 | 5044.3492 | 2029930.8091
WeekDay | Thursday | 5 | 10 | 521220.3316 | 1255339.5022 | 292985.3362 | 155.7626 | 2976.6979 | 6141.7951 | 2078819.4255
WeekDay | Thursday | 5 | 11 | 535586.6819 | 1280548.576 | 292262.1873 | 166.7035 | 3623.9976 | 6203.8226 | 2118391.969
WeekDay | Thursday | 5 | 12 | 546149.4448 | 1286686.1725 | 297069.4511 | 162.3866 | 4284.5074 | 6449.0372 | 2140800.9997
WeekDay | Thursday | 5 | 13 | 539127.4469 | 1288990.7247 | 294287.4806 | 162.7121 | 4751.2678 | 6066.8133 | 2133386.4455
WeekDay | Thursday | 5 | 14 | 544602.8155 | 1288189.5811 | 295022.9751 | 159.202 | 5160.7839 | 4906.1208 | 2138041.4782
WeekDay | Thursday | 5 | 15 | 567430.3319 | 1244893.0085 | 290278.9563 | 145.0623 | 6111.9181 | 6066.2037 | 2114925.481
WeekDay | Thursday | 5 | 16 | 600061.7972 | 1176354.7181 | 285141.3877 | 131.2199 | 4099.5647 | 6248.6288 | 2072037.3163
WeekDay | Thursday | 5 | 17 | 639500.1086 | 1062374.1401 | 279449.0219 | 130.1584 | 4421.0128 | 5878.9018 | 1991753.3437
WeekDay | Thursday | 5 | 18 | 688656.3102 | 1002737.8853 | 276850.4909 | 78487.6991 | 3218.8848 | 5664.0152 | 2055615.2857
WeekDay | Thursday | 5 | 19 | 789374.7565 | 1000222.272 | 271861.5748 | 78771.7943 | 1981.5297 | 5618.7519 | 2147830.6791
WeekDay | Thursday | 5 | 20 | 853479.0214 | 950867.0841 | 267015.3922 | 79256.4771 | 1884.6549 | 5379.6333 | 2157882.263
WeekDay | Thursday | 5 | 21 | 908825.1186 | 907073.8594 | 262898.0607 | 78934.6904 | 1946.3025 | 5159.4127 | 2164837.4442
WeekDay | Thursday | 5 | 22 | 930042.5712 | 853846.1907 | 260806.7934 | 78547.499 | 1624.8543 | 4955.1942 | 2129823.1027
WeekDay | Thursday | 5 | 23 | 890567.6199 | 817779.2084 | 259015.7367 | 78535.9495 | 1871.4447 | 4807.974 | 2052577.9332
WeekDay | Friday | 5 | 0 | 826328.0842 | 790102.7131 | 257198.7099 | 78505.2074 | 2875.4197 | 4685.5953 | 1959695.7296
WeekDay | Friday | 5 | 1 | 769692.0028 | 770138.1249 | 255066.4748 | 78507.0474 | 3086.7829 | 4655.1149 | 1881145.5476
WeekDay | Friday | 5 | 2 | 730375.7848 | 750362.559 | 254369.2827 | 78503.8911 | 3703.2588 | 4547.5192 | 1821862.2955
WeekDay | Friday | 5 | 3 | 698661.7555 | 737640.6022 | 248660.3277 | 78504.9102 | 4059.9341 | 4538.9847 | 1772066.5143
WeekDay | Friday | 5 | 4 | 663557.6751 | 735618.7422 | 248634.5415 | 78500.2536 | 2642.0395 | 4692.3009 | 1733645.5528
WeekDay | Friday | 5 | 5 | 663803.0695 | 752122.7738 | 251517.6309 | 147.9214 | 3183.6576 | 5197.8179 | 1675972.8712
WeekDay | Friday | 5 | 6 | 667205.1068 | 785410.7627 | 255431.7398 | 138.2544 | 3945.4457 | 5398.5312 | 1717529.8405
WeekDay | Friday | 5 | 7 | 616220.2632 | 924294.0526 | 262132.8875 | 110.8526 | 2866.6129 | 5370.6416 | 1810995.3104
WeekDay | Friday | 5 | 8 | 567831.4428 | 1116139.6845 | 275732.942 | 129.2384 | 2479.1138 | 5546.361 | 1967858.7824
WeekDay | Friday | 5 | 9 | 540749.2379 | 1214498.8494 | 283578.1437 | 143.746 | 2413.0628 | 4902.9203 | 2046285.9601
WeekDay | Friday | 5 | 10 | 534710.6347 | 1255932.1412 | 287102.4388 | 142.2457 | 3461.0718 | 5887.8936 | 2087236.4258
WeekDay | Friday | 5 | 11 | 548704.066 | 1280474.1439 | 290551.0431 | 160.2777 | 3579.9636 | 5131.6755 | 2128601.1697
WeekDay | Friday | 5 | 12 | 546373.8394 | 1291718.0868 | 295619.7609 | 144.9066 | 3945.4457 | 5252.9874 | 2143055.027
WeekDay | Friday | 5 | 13 | 544547.1623 | 1295853.099 | 296227.9215 | 139.7263 | 4742.461 | 5547.5802 | 2147057.9502
WeekDay | Friday | 5 | 14 | 557834.9006 | 1292371.7376 | 294170.7003 | 138.5091 | 5429.3912 | 5490.5819 | 2155435.8207
WeekDay | Friday | 5 | 15 | 583259.85 | 1258505.6663 | 293924.7246 | 145.0199 | 5843.3108 | 6017.4351 | 2147696.0067
WeekDay | Friday | 5 | 16 | 616999.1148 | 1187012.7276 | 287047.0767 | 147.5392 | 4332.9448 | 5652.4327 | 2101191.8359
WeekDay | Friday | 5 | 17 | 656593.1315 | 1087023.7072 | 279874.9217 | 152.5355 | 3359.7936 | 5661.272 | 2032665.3615
WeekDay | Friday | 5 | 18 | 692705.8481 | 1018582.9021 | 273781.6759 | 78502.3483 | 2633.2327 | 5536.1501 | 2071742.1573
WeekDay | Friday | 5 | 19 | 783050.8142 | 1019793.8157 | 268688.5683 | 78532.0996 | 2021.1602 | 5584.0042 | 2157670.4624
WeekDay | Friday | 5 | 20 | 826954.6426 | 977159.6959 | 264041.9517 | 78564.894 | 1620.4509 | 5304.042 | 2153645.6771
WeekDay | Friday | 5 | 21 | 873502.5719 | 932474.8863 | 257814.4638 | 78565.2195 | 1594.0305 | 5163.5275 | 2149114.6996
WeekDay | Friday | 5 | 22 | 916038.0928 | 885893.4759 | 252220.3704 | 78557.1236 | 1827.4107 | 4824.8906 | 2139361.364
WeekDay | Friday | 5 | 23 | 913163.9625 | 847585.0994 | 252267.6678 | 78557.2226 | 2184.086 | 4697.9398 | 2098455.9781
Saturday | Saturday | 5 | 0 | 873715.1998 | 813675.7479 | 248879.5884 | 78544.9654 | 3447.8616 | 4604.8223 | 2022868.1854
Saturday | Saturday | 5 | 1 | 826474.2023 | 781648.2574 | 242632.6537 | 78523.8904 | 3835.3607 | 4485.644 | 1937600.0085
Saturday | Saturday | 5 | 2 | 788400.9072 | 766929.5248 | 240106.2066 | 78519.2055 | 3469.8786 | 4426.0549 | 1881851.7776
Saturday | Saturday | 5 | 3 | 754923.2037 | 748578.7663 | 251480.7084 | 78509.8215 | 3033.9421 | 4436.8754 | 1840963.3174
Saturday | Saturday | 5 | 4 | 717788.0566 | 744919.0514 | 252302.7733 | 78509.2695 | 2637.6361 | 4428.3409 | 1800585.1279
Saturday | Saturday | 5 | 5 | 696126.998 | 752473.0363 | 252333.344 | 154.8709 | 3060.3625 | 4529.231 | 1708677.8427
Saturday | Saturday | 5 | 6 | 686384.4506 | 747832.6126 | 249260.608 | 145.2746 | 2897.4367 | 4285.2356 | 1690805.6181
Saturday | Saturday | 5 | 7 | 677916.0361 | 795000.2723 | 250205.0093 | 108.1209 | 2981.1013 | 4093.0568 | 1730303.5967
Saturday | Saturday | 5 | 8 | 663230.1311 | 875830.2502 | 250757.2562 | 107.4274 | 2435.0798 | 3855.1575 | 1796215.3022
Saturday | Saturday | 5 | 9 | 642151.8949 | 962805.1763 | 251679.9992 | 113.4003 | 2545.1648 | 3938.9785 | 1863234.6139
Saturday | Saturday | 5 | 10 | 623552.0872 | 995181.6614 | 252825.804 | 115.495 | 2862.2095 | 3577.6337 | 1878114.891
Saturday | Saturday | 5 | 11 | 625489.1188 | 1026766.6259 | 253550.8361 | 120.8735 | 2694.8803 | 3403.5908 | 1912025.9255
Saturday | Saturday | 5 | 12 | 608875.3958 | 1015107.5797 | 251992.3677 | 126.9455 | 3148.4304 | 3562.5459 | 1882813.265
Saturday | Saturday | 5 | 13 | 612242.5224 | 998608.3299 | 248897.7977 | 126.4501 | 3610.7874 | 3595.9219 | 1867081.8094
Saturday | Saturday | 5 | 14 | 613101.9785 | 968903.9557 | 250012.8651 | 126.3793 | 4170.0191 | 3694.2211 | 1840009.4188
Saturday | Saturday | 5 | 15 | 627382.4951 | 959292.2193 | 247533.4605 | 126.4784 | 3707.6622 | 4955.499 | 1842997.8143
Saturday | Saturday | 5 | 16 | 648182.4209 | 942311.1783 | 244763.0857 | 128.3467 | 3082.3795 | 5138.2288 | 1843605.6399
Saturday | Saturday | 5 | 17 | 664093.5497 | 908825.9408 | 240789.4188 | 135.7491 | 2950.2775 | 5307.0901 | 1822102.026
Saturday | Saturday | 5 | 18 | 680420.9201 | 904578.8477 | 239566.2493 | 78484.6136 | 2118.035 | 5357.3827 | 1910526.0485
Saturday | Saturday | 5 | 19 | 736823.4853 | 927022.537 | 242877.4138 | 78491.6198 | 1814.2005 | 5414.5334 | 1992443.7897
Saturday | Saturday | 5 | 20 | 787129.0728 | 905740.7241 | 243048.9136 | 78546.211 | 2170.8758 | 5247.8057 | 2021883.6029
Saturday | Saturday | 5 | 21 | 816444.223 | 881532.8896 | 240832.8994 | 78548.1784 | 1941.8991 | 5091.289 | 2024391.3784
Saturday | Saturday | 5 | 22 | 841738.0641 | 851881.4198 | 236646.2966 | 78545.291 | 1778.9733 | 4883.4129 | 2015473.4576
Saturday | Saturday | 5 | 23 | 836902.2357 | 827430.5202 | 234537.0589 | 78538.2141 | 2699.2837 | 4728.5726 | 1984835.8852
Sunday | Sunday | 5 | 0 | 800639.0076 | 798577.1288 | 234642.5412 | 78535.5956 | 3333.3732 | 4674.4699 | 1920402.1164
Sunday | Sunday | 5 | 1 | 760212.3272 | 764281.9747 | 234853.5761 | 78521.4277 | 3923.4287 | 4571.2939 | 1846364.0282
Sunday | Sunday | 5 | 2 | 722895.3207 | 736809.4128 | 234331.121 | 78494.9459 | 3258.5154 | 4501.189 | 1780290.5047
Sunday | Sunday | 5 | 3 | 696336.0962 | 735898.5757 | 232402.858 | 78487.4019 | 3262.9188 | 4521.7633 | 1750909.6139
Sunday | Sunday | 5 | 4 | 657979.9006 | 727648.0735 | 231671.2523 | 78490.6148 | 2712.4939 | 4550.4148 | 1703052.7499
Sunday | Sunday | 5 | 5 | 641050.0287 | 724375.4245 | 229856.8927 | 134.9424 | 3240.9018 | 4618.386 | 1603276.5761
Sunday | Sunday | 5 | 6 | 638373.1672 | 707269.1671 | 227401.4842 | 125.0489 | 3174.8508 | 4333.2422 | 1580676.9604
Sunday | Sunday | 5 | 7 | 651594.9173 | 717814.0485 | 228206.6389 | 91.3062 | 2756.5279 | 4190.594 | 1604654.0328
Sunday | Sunday | 5 | 8 | 669953.3534 | 756987.8473 | 226516.9827 | 88.0933 | 2483.5172 | 3784.2906 | 1659814.0845
Sunday | Sunday | 5 | 9 | 666324.968 | 795008.9878 | 227355.8874 | 120.1516 | 2589.1987 | 3770.4221 | 1695169.6157
Sunday | Sunday | 5 | 10 | 643724.3282 | 828542.7676 | 228158.2447 | 132.2814 | 2708.0905 | 3948.4275 | 1707214.1399
Sunday | Sunday | 5 | 11 | 628015.0224 | 846093.3138 | 230841.4081 | 144.114 | 3694.452 | 4022.0376 | 1712810.3478
Sunday | Sunday | 5 | 12 | 622815.1478 | 863232.5792 | 232806.1556 | 148.346 | 4376.9788 | 4061.5096 | 1727440.7172
Sunday | Sunday | 5 | 13 | 616967.1107 | 857105.6955 | 230092.6598 | 142.2457 | 4517.8876 | 3959.248 | 1712784.8473
Sunday | Sunday | 5 | 14 | 612708.8971 | 869927.072 | 229454.6105 | 131.0642 | 3945.4457 | 4888.5945 | 1721055.684
Sunday | Sunday | 5 | 15 | 609731.0386 | 862404.7453 | 230741.0827 | 124.511 | 3456.6684 | 4859.181 | 1711317.2269
Sunday | Sunday | 5 | 16 | 614941.457 | 856822.7893 | 230453.9232 | 122.4162 | 3919.0253 | 5605.3405 | 1711864.9516
Sunday | Sunday | 5 | 17 | 634420.0411 | 859544.0512 | 234109.9135 | 108.9135 | 3914.6219 | 5356.7731 | 1737454.3143
Sunday | Sunday | 5 | 18 | 675091.075 | 877288.1245 | 234474.8904 | 78453.4753 | 2245.7336 | 5172.2144 | 1872725.5132
Sunday | Sunday | 5 | 19 | 755652.0463 | 893246.7372 | 236880.85 | 78464.4445 | 2170.8758 | 5183.0349 | 1971597.9887
Sunday | Sunday | 5 | 20 | 827130.3948 | 875826.3104 | 237828.9291 | 78528.2498 | 2866.6129 | 4887.2229 | 2027067.7199
Sunday | Sunday | 5 | 21 | 871848.1002 | 844224.1617 | 234190.1057 | 78524.768 | 2954.6809 | 4791.667 | 2036533.4835
Sunday | Sunday | 5 | 22 | 875611.0381 | 824479.3891 | 226730.4081 | 78524.5415 | 2439.4832 | 4646.428 | 2012431.288
Sunday | Sunday | 5 | 23 | 854662.4835 | 799120.8225 | 222844.8088 | 78502.4191 | 3029.5387 | 4494.4833 | 1962654.5559
WeekDay | Monday | 5 | 0 | 796053.6243 | 778833.2887 | 221191.1727 | 78494.2241 | 3804.5369 | 4441.4475 | 1882818.2942
WeekDay | Monday | 5 | 1 | 741375.2669 | 763314.7119 | 220297.3435 | 78495.8376 | 4403.3992 | 4442.6667 | 1812329.2258
WeekDay | Monday | 5 | 2 | 702782.7709 | 743779.5116 | 221053.1751 | 78494.5496 | 4324.138 | 4432.151 | 1754866.2963
WeekDay | Monday | 5 | 3 | 670610.5109 | 736607.5829 | 221788.7419 | 78495.5687 | 4121.5817 | 4343.6055 | 1715967.5916
WeekDay | Monday | 5 | 4 | 652594.3092 | 734746.4774 | 224478.5222 | 78495.5404 | 3412.6344 | 4457.1449 | 1698184.6285
WeekDay | Monday | 5 | 5 | 651688.7826 | 761954.6684 | 230286.4817 | 140.4482 | 3672.435 | 4711.8084 | 1652454.6243
WeekDay | Monday | 5 | 6 | 648861.5479 | 818815.3512 | 236904.6382 | 130.4556 | 4046.7239 | 4609.8515 | 1713368.5683
WeekDay | Monday | 5 | 7 | 597602.6838 | 974241.1644 | 251144.8092 | 102.7283 | 3346.5834 | 4264.0517 | 1830702.0207
WeekDay | Monday | 5 | 8 | 556496.6852 | 1159570.0527 | 261849.2605 | 128.5024 | 2906.2435 | 4052.0607 | 1985002.8049
WeekDay | Monday | 5 | 9 | 536416.8615 | 1250810.7782 | 266938.6121 | 140.703 | 3064.7659 | 4380.6391 | 2061752.3598
WeekDay | Monday | 5 | 10 | 533125.5798 | 1301289.8826 | 272415.3007 | 143.0666 | 3254.112 | 4273.9578 | 2114501.8996
WeekDay | Monday | 5 | 11 | 546601.994 | 1318823.834 | 271914.8182 | 164.5663 | 3606.384 | 4996.9523 | 2146108.5488
WeekDay | Monday | 5 | 12 | 535540.107 | 1311658.4049 | 276689.8792 | 209.5046 | 5244.4485 | 4008.4738 | 2133350.8179
WeekDay | Monday | 5 | 13 | 523193.5583 | 1320335.5334 | 278725.2645 | 212.2221 | 5786.0666 | 4300.6282 | 2132553.273
WeekDay | Monday | 5 | 14 | 536496.9526 | 1309587.618 | 276157.6236 | 207.0135 | 5151.9771 | 3937.4545 | 2131538.6394
WeekDay | Monday | 5 | 15 | 560805.1762 | 1261427.5234 | 276913.9399 | 198.2806 | 5125.5567 | 3955.1331 | 2108425.61
WeekDay | Monday | 5 | 16 | 590934.4818 | 1188642.4273 | 273691.6958 | 144.2556 | 3905.8151 | 4613.3568 | 2061932.0324
WeekDay | Monday | 5 | 17 | 639474.2531 | 1079611.5625 | 267733.1221 | 126.9455 | 3355.3902 | 4837.6923 | 1995138.9658
WeekDay | Monday | 5 | 18 | 689111.8673 | 1013097.2935 | 259490.6365 | 78473.701 | 2087.2112 | 5003.6579 | 2047264.3675
WeekDay | Monday | 5 | 19 | 788981.8099 | 1014615.6123 | 257952.092 | 78476.6026 | 1933.0923 | 5108.6628 | 2147067.8719
WeekDay | Monday | 5 | 20 | 863860.9082 | 969060.5493 | 253521.1115 | 78525.0793 | 2435.0798 | 4982.4741 | 2172385.2022
WeekDay | Monday | 5 | 21 | 919313.6714 | 920071.4789 | 249228.5515 | 78522.8714 | 1814.2005 | 4891.6426 | 2173842.4162
WeekDay | Monday | 5 | 22 | 936415.8413 | 870440.2622 | 246075.1625 | 78516.0917 | 1756.9563 | 4781.7608 | 2137986.0748
WeekDay | Monday | 5 | 23 | 889776.8266 | 835458.4381 | 244781.3065 | 78503.9619 | 2509.9376 | 4681.1756 | 2055711.6462
WeekDay | Tuesday | 5 | 0 | 831411.5191 | 819086.508 | 241974.7379 | 78498.2579 | 4002.6899 | 4560.3209 | 1979534.0337
WeekDay | Tuesday | 5 | 1 | 778705.3395 | 792107.0736 | 243930.5332 | 78498.0314 | 3808.9403 | 4406.5475 | 1901456.4655
WeekDay | Tuesday | 5 | 2 | 736306.8209 | 773278.3211 | 241991.8463 | 78496.1914 | 4077.5477 | 4370.1234 | 1838520.8508
WeekDay | Tuesday | 5 | 3 | 705056.989 | 752751.8657 | 242273.6696 | 78496.4179 | 3747.2927 | 4382.9252 | 1786709.1602
WeekDay | Tuesday | 5 | 4 | 690579.3975 | 755706.3852 | 243720.6346 | 78497.437 | 3223.2882 | 4538.3751 | 1776265.5175
WeekDay | Tuesday | 5 | 5 | 688318.779 | 787999.8731 | 249574.7764 | 144.2556 | 3557.9466 | 4939.192 | 1734534.8225
WeekDay | Tuesday | 5 | 6 | 671352.0759 | 841996.9864 | 256517.3989 | 136.2304 | 3813.3437 | 5258.0167 | 1779074.0519
WeekDay | Tuesday | 5 | 7 | 615117.0698 | 975038.0636 | 272630.1109 | 116.4009 | 3469.8786 | 5512.6802 | 1871884.2039
WeekDay | Tuesday | 5 | 8 | 568235.4691 | 1156128.0763 | 284290.1254 | 132.9608 | 3064.7659 | 5419.715 | 2017271.1126
WeekDay | Tuesday | 5 | 9 | 537595.9974 | 1255574.4997 | 295172.7258 | 135.9897 | 3113.2033 | 5712.0218 | 2097304.4377
WeekDay | Tuesday | 5 | 10 | 535864.8729 | 1316261.9144 | 300090.4644 | 140.2217 | 3254.112 | 5066.7523 | 2160678.3378
WeekDay | Tuesday | 5 | 11 | 549344.691 | 1333023.8376 | 302003.391 | 156.4845 | 4037.9171 | 4827.4814 | 2193393.8026
WeekDay | Tuesday | 5 | 12 | 551849.6955 | 1345280.6878 | 303606.4573 | 172.6481 | 5292.8859 | 4555.2917 | 2210757.6662
WeekDay | Tuesday | 5 | 13 | 540087.8666 | 1349963.2926 | 303923.5634 | 164.8069 | 4962.6309 | 4824.1286 | 2203926.289
WeekDay | Tuesday | 5 | 14 | 551651.7438 | 1330940.7921 | 303007.6624 | 156.6826 | 4786.495 | 5578.0606 | 2196121.4364
WeekDay | Tuesday | 5 | 15 | 573045.5694 | 1275886.3227 | 301042.4464 | 150.3417 | 4649.9896 | 6190.7161 | 2160965.3858
WeekDay | Tuesday | 5 | 16 | 605211.7238 | 1187464.5999 | 298399.4958 | 129.9461 | 3566.7534 | 5851.3171 | 2100623.8361
WeekDay | Tuesday | 5 | 17 | 654275.1977 | 1084384.6846 | 290955.5546 | 130.4273 | 3998.2865 | 5728.4812 | 2039472.632
WeekDay | Tuesday | 5 | 18 | 693166.7114 | 1033846.3001 | 282813.4262 | 78492.2284 | 2954.6809 | 5588.2715 | 2096861.6185
WeekDay | Tuesday | 5 | 19 | 778615.342 | 1017009.2845 | 279289.7109 | 78696.1564 | 2549.5682 | 5610.5222 | 2161770.5842
WeekDay | Tuesday | 5 | 20 | 841535.8401 | 971199.2693 | 276585.9697 | 78994.7167 | 2743.3177 | 5368.0508 | 2176427.1643
WeekDay | Tuesday | 5 | 21 | 884957.5257 | 917810.4984 | 272058.7964 | 78989.0269 | 2320.5914 | 5170.0808 | 2161306.5195
WeekDay | Tuesday | 5 | 22 | 907026.5741 | 875233.9493 | 265368.2641 | 78651.586 | 2051.984 | 4845.0076 | 2133177.3652
WeekDay | Tuesday | 5 | 23 | 876746.1338 | 839565.2606 | 260789.0365 | 78525.3766 | 2796.1585 | 4684.376 | 2063106.3421
WeekDay | Wednesday | 5 | 0 | 816806.7779 | 806724.6951 | 258607.105 | 78543.7624 | 4086.3545 | 4600.7074 | 1969369.4023
WeekDay | Wednesday | 5 | 1 | 762294.2927 | 779721.0361 | 259229.6451 | 78515.7661 | 3707.6622 | 4523.2873 | 1887991.6895
WeekDay | Wednesday | 5 | 2 | 723689.0815 | 757275.7532 | 258283.9402 | 78508.5194 | 5957.7992 | 4472.6899 | 1828187.7834
WeekDay | Wednesday | 5 | 3 | 692871.6084 | 749865.4586 | 258530.7931 | 78508.8874 | 4258.0871 | 4457.6021 | 1788492.4367
WeekDay | Wednesday | 5 | 4 | 662552.5728 | 757543.6242 | 258895.6846 | 78510.4585 | 3077.9761 | 4683.4616 | 1765263.7777
WeekDay | Wednesday | 5 | 5 | 666191.391 | 781550.8715 | 264247.3396 | 156.2863 | 3350.9868 | 5043.7396 | 1720540.6148
WeekDay | Wednesday | 5 | 6 | 664081.3964 | 808272.7775 | 269914.3687 | 146.5626 | 3989.4797 | 5274.6285 | 1751679.2134
WeekDay | Wednesday | 5 | 7 | 610127.4897 | 941268.2864 | 282243.118 | 121.6519 | 3223.2882 | 5638.2593 | 1842622.0936
WeekDay | Wednesday | 5 | 8 | 554299.7657 | 1112454.9028 | 292207.8648 | 120.5904 | 2571.5851 | 4977.14 | 1966631.8489
WeekDay | Wednesday | 5 | 9 | 528208.9849 | 1216973.0915 | 296827.937 | 142.1325 | 2923.8571 | 4982.3217 | 2050058.3247
WeekDay | Wednesday | 5 | 10 | 521925.8974 | 1267094.8948 | 300420.6849 | 150.3983 | 2470.307 | 4654.9625 | 2096717.1449
WeekDay | Wednesday | 5 | 11 | 531831.8107 | 1290502.8455 | 302829.1071 | 167.0432 | 3712.0655 | 5589.7955 | 2134632.6676
WeekDay | Wednesday | 5 | 12 | 522756.2819 | 1281907.5318 | 305092.7619 | 181.2395 | 5592.317 | 5102.1096 | 2120632.2417
WeekDay | Wednesday | 5 | 13 | 516710.7404 | 1302507.7427 | 302636.7323 | 191.5293 | 4658.7964 | 5051.6645 | 2131757.2055
WeekDay | Wednesday | 5 | 14 | 532015.1144 | 1294950.6721 | 303965.3301 | 242.9642 | 4865.7561 | 5771.1537 | 2141810.9907
WeekDay | Wednesday | 5 | 15 | 556642.3654 | 1250036.8761 | 303216.4066 | 237.3168 | 5323.7097 | 5607.7789 | 2121064.4535
WeekDay | Wednesday | 5 | 16 | 590035.341 | 1174941.418 | 299285.2414 | 226.1353 | 4015.9001 | 5693.4288 | 2074197.4645
WeekDay | Wednesday | 5 | 17 | 634741.3406 | 1077692.5743 | 290139.9921 | 209.3631 | 3897.0083 | 5602.4449 | 2012282.7232
WeekDay | Wednesday | 5 | 18 | 681309.8198 | 1035779.4936 | 281343.3771 | 78693.9767 | 2712.4939 | 5453.5482 | 2085292.7094
WeekDay | Wednesday | 5 | 19 | 759119.2835 | 1026520.7673 | 276625.7513 | 79077.8844 | 2575.9885 | 5400.9696 | 2149320.6447
WeekDay | Wednesday | 5 | 20 | 830572.3017 | 981809.7925 | 271981.235 | 79146.1199 | 2725.7041 | 5220.221 | 2171455.3742
WeekDay | Wednesday | 5 | 21 | 884857.7891 | 930505.3639 | 267189.978 | 79149.0639 | 2320.5914 | 5083.5165 | 2169106.3027
WeekDay | Wednesday | 5 | 22 | 905236.4075 | 875313.3111 | 264714.7148 | 79144.0818 | 2395.4492 | 4858.419 | 2131662.3833
WeekDay | Wednesday | 5 | 23 | 874141.9316 | 839452.5507 | 261326.2908 | 78949.6793 | 3905.8151 | 4681.0232 | 2062457.2907
WeekDay | Thursday | 5 | 0 | 817986.4997 | 756680.0917 | 257826.5208 | 78684.7767 | 4914.1935 | 4635.1502 | 1920727.2327
WeekDay | Thursday | 5 | 1 | 767399.89 | 741484.372 | 255994.9349 | 78606.8317 | 8296.0041 | 4587.7533 | 1856369.786
WeekDay | Thursday | 5 | 2 | 726479.9499 | 722362.7314 | 254791.8457 | 78589.1395 | 4130.3885 | 4471.7754 | 1790825.8303
WeekDay | Thursday | 5 | 3 | 696152.5759 | 716587.7254 | 254110.5956 | 78587.0022 | 3778.1165 | 4529.6882 | 1753745.7038
WeekDay | Thursday | 5 | 4 | 684109.5237 | 716130.6517 | 255768.2342 | 78587.2995 | 2831.3857 | 4761.7962 | 1742188.891
WeekDay | Thursday | 5 | 5 | 686689.6959 | 738047.7514 | 260177.6294 | 232.8018 | 3513.9126 | 5177.8533 | 1693839.6443
WeekDay | Thursday | 5 | 6 | 685558.346 | 774646.6913 | 264206.6786 | 226.1919 | 4055.5307 | 5411.4853 | 1734104.9238
WeekDay | Thursday | 5 | 7 | 628246.1815 | 918340.214 | 271657.5145 | 204.1403 | 3901.4117 | 5432.8216 | 1827782.2836
WeekDay | Thursday | 5 | 8 | 570207.9077 | 1092562.4526 | 286312.2383 | 189.4911 | 3377.4072 | 5622.4095 | 1958271.9065
WeekDay | Thursday | 5 | 9 | 536731.605 | 1178185.3256 | 296429.1394 | 163.8586 | 2712.4939 | 4962.0522 | 2019184.4748
WeekDay | Thursday | 5 | 10 | 525057.9064 | 1225310.4355 | 302094.454 | 152.9885 | 2351.4152 | 4734.9735 | 2059702.173
WeekDay | Thursday | 5 | 11 | 531559.2736 | 1238538.4186 | 301883.846 | 169.1804 | 2871.0163 | 5096.4707 | 2080118.2057
WeekDay | Thursday | 5 | 12 | 530128.8213 | 1232642.5357 | 305328.7141 | 176.3564 | 4183.2293 | 5204.9808 | 2077664.6376
WeekDay | Thursday | 5 | 13 | 511349.1176 | 1247304.633 | 309787.7869 | 187.4671 | 3932.2355 | 5327.9691 | 2077889.2093
WeekDay | Thursday | 5 | 14 | 521350.3346 | 1238706.6243 | 305251.8021 | 180.4185 | 5543.8796 | 5897.0377 | 2076930.0969
WeekDay | Thursday | 5 | 15 | 543322.0398 | 1197448.1526 | 300133.5528 | 210.368 | 5768.453 | 5918.8311 | 2052801.3973
WeekDay | Thursday | 5 | 16 | 579021.1795 | 1133840.7049 | 296009.0294 | 205.9378 | 7534.2161 | 5872.9582 | 2022484.026
WeekDay | Thursday | 5 | 17 | 623543.0158 | 1040479.347 | 289788.2375 | 196.016 | 2994.3115 | 5839.4298 | 1962840.3576
WeekDay | Thursday | 5 | 18 | 661973.0643 | 988383.1211 | 286831.0986 | 78558.9352 | 2307.3812 | 5613.4178 | 2023667.0182
WeekDay | Thursday | 5 | 19 | 737524.9893 | 984823.2421 | 285182.3215 | 78815.8975 | 1391.4742 | 5572.5741 | 2093310.4988
WeekDay | Thursday | 5 | 20 | 787972.3872 | 934106.8349 | 278969.5511 | 79043.2642 | 2096.018 | 5397.1596 | 2087585.215
WeekDay | Thursday | 5 | 21 | 830594.2056 | 895996.4069 | 274008.082 | 78918.7815 | 1761.3597 | 5113.8445 | 2086392.6802
WeekDay | Thursday | 5 | 22 | 850327.5688 | 848426.0626 | 272532.9777 | 78596.9099 | 1589.6271 | 4850.3417 | 2056323.4878
WeekDay | Thursday | 5 | 23 | 813011.2824 | 813596.7904 | 272117.8968 | 78589.7905 | 2197.2962 | 4651.4572 | 1984164.5137
WeekDay | Friday | 5 | 0 | 763583.0622 | 786498.8244 | 267936.813 | 78563.9598 | 3342.18 | 4579.676 | 1904504.5155
WeekDay | Friday | 5 | 1 | 712812.8803 | 766246.4253 | 266630.0649 | 78560.1949 | 3544.7364 | 4510.1807 | 1832304.4825
WeekDay | Friday | 5 | 2 | 676293.8462 | 746258.7757 | 265774.8221 | 78558.3832 | 3874.9913 | 4438.247 | 1775199.0657
WeekDay | Friday | 5 | 3 | 650678.7257 | 735194.1741 | 262412.334 | 78558.0577 | 3971.8661 | 4477.1095 | 1735292.2672
WeekDay | Friday | 5 | 4 | 636561.524 | 732272.1506 | 263532.308 | 78556.5149 | 2074.001 | 4687.2717 | 1717683.7702
WeekDay | Friday | 5 | 5 | 648808.4342 | 754669.2699 | 267600.171 | 201.7908 | 2501.1308 | 5061.8755 | 1678842.6721
WeekDay | Friday | 5 | 6 | 660040.8243 | 787767.8955 | 265761.3587 | 200.2622 | 3126.4135 | 5279.3529 | 1722176.107
WeekDay | Friday | 5 | 7 | 617632.9262 | 927230.2584 | 277005.7707 | 177.0782 | 2910.6469 | 5474.4273 | 1830431.1077
WeekDay | Friday | 5 | 8 | 566605.6587 | 1104872.8093 | 288982.1392 | 191.416 | 2518.7444 | 5236.3756 | 1968407.1432
WeekDay | Friday | 5 | 9 | 542627.2491 | 1201098.6412 | 296437.9797 | 198.2099 | 2465.9036 | 4813.7652 | 2047641.7487
WeekDay | Friday | 5 | 10 | 538973.4268 | 1244589.4368 | 300690.9625 | 211.84 | 2501.1308 | 4430.3221 | 2091397.119
WeekDay | Friday | 5 | 11 | 547704.7692 | 1264588.2794 | 302898.9228 | 211.5852 | 2937.0673 | 4563.9786 | 2122904.6025
WeekDay | Friday | 5 | 12 | 523980.9803 | 1245017.6858 | 306271.8578 | 208.3723 | 5037.4887 | 4415.082 | 2084931.4669
WeekDay | Friday | 5 | 13 | 508826.439 | 1252233.5543 | 306323.6079 | 216.808 | 4592.7454 | 4796.239 | 2076989.3936
WeekDay | Friday | 5 | 14 | 513258.5298 | 1245659.1526 | 302843.9199 | 204.3668 | 4751.2678 | 5081.8401 | 2071799.077
WeekDay | Friday | 5 | 15 | 544407.1413 | 1203156.8923 | 298354.2464 | 181.2111 | 4174.4225 | 5414.8382 | 2055688.7518
WeekDay | Friday | 5 | 16 | 571982.497 | 1137835.3179 | 291474.7844 | 171.445 | 3491.8956 | 5639.4785 | 2010595.4185
WeekDay | Friday | 5 | 17 | 610467.7681 | 1049109.1149 | 281283.0687 | 193.44 | 3522.7194 | 5768.1057 | 1950344.2168
WeekDay | Friday | 5 | 18 | 650950.1023 | 996379.996 | 274655.0677 | 78537.379 | 2509.9376 | 5685.1991 | 2008717.6816
WeekDay | Friday | 5 | 19 | 705794.6561 | 988863.2044 | 270704.3278 | 78570.2724 | 1770.1665 | 5774.9638 | 2051477.591
WeekDay | Friday | 5 | 20 | 710855.7802 | 951033.7111 | 272511.1748 | 78608.9689 | 1501.5591 | 5577.6034 | 2020088.7975
WeekDay | Friday | 5 | 21 | 735380.8976 | 913846.2501 | 265814.3414 | 78591.9278 | 1519.1727 | 5385.2722 | 2000537.8618
WeekDay | Friday | 5 | 22 | 757159.4636 | 864638.7534 | 257532.4066 | 78595.0416 | 1871.4447 | 5111.4061 | 1964908.5159
WeekDay | Friday | 5 | 23 | 740183.2854 | 832955.1284 | 254339.1687 | 78594.0933 | 2157.6656 | 4903.8347 | 1913133.1761
Saturday | Saturday | 5 | 0 | 715390.1097 | 803039.6758 | 255462.5285 | 78582.6146 | 3355.3902 | 4751.2805 | 1860581.5992
Saturday | Saturday | 5 | 1 | 676612.414 | 773373.0367 | 253273.9224 | 78558.6522 | 3377.4072 | 4660.2966 | 1789855.729
Saturday | Saturday | 5 | 2 | 649748.1106 | 754225.7491 | 251786.8243 | 78551.9999 | 2967.8911 | 4571.5987 | 1741852.1737
Saturday | Saturday | 5 | 3 | 626042.0317 | 735606.1865 | 245664.2158 | 78547.4424 | 2760.9313 | 4540.3563 | 1693161.164
Saturday | Saturday | 5 | 4 | 605497.4316 | 733396.4445 | 243681.6824 | 78546.4657 | 2373.4322 | 4655.1149 | 1668150.5714
Saturday | Saturday | 5 | 5 | 594743.4267 | 744747.4003 | 240652.16 | 190.8499 | 2694.8803 | 4741.8316 | 1587770.5488
Saturday | Saturday | 5 | 6 | 602503.9886 | 740393.5584 | 236829.5365 | 185.5988 | 3782.5199 | 4586.6865 | 1588281.8887
Saturday | Saturday | 5 | 7 | 614411.7523 | 787306.5775 | 241660.6635 | 147.5109 | 2906.2435 | 4398.0129 | 1650830.7607
Saturday | Saturday | 5 | 8 | 614733.3599 | 859445.0763 | 243955.4782 | 145.9399 | 2791.7551 | 4431.6938 | 1725503.3031
Saturday | Saturday | 5 | 9 | 603935.4438 | 933369.5057 | 243271.5757 | 146.8174 | 1999.1432 | 4367.9898 | 1787090.4757
Saturday | Saturday | 5 | 10 | 603997.8392 | 970039.666 | 251051.3606 | 145.0765 | 1690.9053 | 4196.3853 | 1831121.2328
Saturday | Saturday | 5 | 11 | 608182.5861 | 1001732.1007 | 248833.7183 | 164.7078 | 2122.4384 | 4516.1244 | 1865551.6757
Saturday | Saturday | 5 | 12 | 594409.2052 | 1002445.2385 | 247139.4382 | 176.4838 | 4222.8599 | 3827.7252 | 1852220.9507
Saturday | Saturday | 5 | 13 | 589131.5648 | 982784.4653 | 248615.259 | 182.9379 | 4293.3142 | 4698.0922 | 1829705.6335
Saturday | Saturday | 5 | 14 | 591113.0271 | 951810.3356 | 245518.2816 | 184.2542 | 5099.1363 | 3510.2721 | 1797235.3069
Saturday | Saturday | 5 | 15 | 594592.7772 | 949053.8045 | 243635.3604 | 177.0641 | 5151.9771 | 3950.1039 | 1796561.0872
Saturday | Saturday | 5 | 16 | 618120.3407 | 935532.9117 | 239618.4126 | 187.368 | 4293.3142 | 4547.9764 | 1802300.3237
Saturday | Saturday | 5 | 17 | 633614.7771 | 903809.2663 | 236355.2313 | 192.3502 | 4121.5817 | 5232.8704 | 1783326.0769
Saturday | Saturday | 5 | 18 | 659302.6706 | 899462.8466 | 234460.991 | 78662.6402 | 2611.2157 | 5437.8509 | 1879938.2149
Saturday | Saturday | 5 | 19 | 710661.7254 | 920661.4168 | 233037.0074 | 78994.4336 | 2051.984 | 5280.1149 | 1950686.6822
Saturday | Saturday | 5 | 20 | 716477.4444 | 895742.3648 | 230942.4486 | 79042.0187 | 2029.967 | 5059.1322 | 1929293.3758
Saturday | Saturday | 5 | 21 | 732254.2462 | 872535.5068 | 228119.9709 | 79040.3203 | 2021.1602 | 4922.4278 | 1918893.6321
Saturday | Saturday | 5 | 22 | 746798.0903 | 839467.2087 | 222167.7386 | 79039.7541 | 1699.7121 | 4733.9067 | 1893906.4104
Saturday | Saturday | 5 | 23 | 740480.5108 | 816731.3981 | 218748.302 | 78947.2307 | 2192.8928 | 4557.1205 | 1861657.4549
Sunday | Sunday | 5 | 0 | 709045.0627 | 789943.8786 | 218256.6179 | 78584.2422 | 3306.9528 | 4478.9383 | 1803615.6925
Sunday | Sunday | 5 | 1 | 676941.3283 | 757860.618 | 217100.2908 | 78574.5469 | 3434.6514 | 4414.3199 | 1738325.7553
Sunday | Sunday | 5 | 2 | 648142.4579 | 728850.1749 | 216096.9258 | 78571.4614 | 3694.452 | 4322.4216 | 1679677.8935
Sunday | Sunday | 5 | 3 | 626964.0862 | 730720.5452 | 214908.8217 | 78565.2337 | 3672.435 | 4331.4133 | 1659162.535
Sunday | Sunday | 5 | 4 | 615437.4302 | 731319.1912 | 213470.9638 | 78547.3999 | 3249.7086 | 4387.3448 | 1646412.0385
Sunday | Sunday | 5 | 5 | 593382.8728 | 726328.965 | 212248.2065 | 194.9686 | 3099.9931 | 4483.6628 | 1539738.6689
Sunday | Sunday | 5 | 6 | 594671.8615 | 717078.1124 | 210300.5783 | 182.6548 | 3320.163 | 4226.4085 | 1529779.7785
Sunday | Sunday | 5 | 7 | 618340.8052 | 730640.0345 | 213495.9956 | 150.0586 | 2584.7953 | 3939.1309 | 1569150.8202
Sunday | Sunday | 5 | 8 | 653229.8001 | 759611.9139 | 216282.1135 | 155.6635 | 2021.1602 | 3356.9558 | 1634657.6071
Sunday | Sunday | 5 | 9 | 657080.6461 | 797705.9258 | 216362.8909 | 161.8912 | 3016.3285 | 3323.8846 | 1677651.5671
Sunday | Sunday | 5 | 10 | 646513.6736 | 833003.3716 | 210443.1388 | 165.6278 | 2611.2157 | 3374.1772 | 1696111.2049
Sunday | Sunday | 5 | 11 | 638491.3727 | 854363.8829 | 210367.7901 | 168.9681 | 3152.8338 | 3433.4616 | 1709978.3093
Sunday | Sunday | 5 | 12 | 629506.8515 | 872708.3943 | 213038.8274 | 171.5299 | 4429.8196 | 3394.2943 | 1723249.7171
Sunday | Sunday | 5 | 13 | 623457.7392 | 873475.1859 | 217496.7561 | 172.0819 | 4434.223 | 3550.3538 | 1722586.34
Sunday | Sunday | 5 | 14 | 614174.191 | 871084.4483 | 219660.1563 | 171.5583 | 5675.9816 | 4015.0271 | 1714781.3625
Sunday | Sunday | 5 | 15 | 611446.1709 | 862267.1919 | 219330.9611 | 173.653 | 5944.589 | 4551.9388 | 1703714.5047
Sunday | Sunday | 5 | 16 | 616439.3259 | 848109.4733 | 219136.7845 | 175.9176 | 5288.4825 | 5155.755 | 1694305.7388
Sunday | Sunday | 5 | 17 | 639617.4502 | 847632.1124 | 218489.7661 | 173.101 | 5006.6649 | 5540.7221 | 1716459.8168
Sunday | Sunday | 5 | 18 | 676102.1278 | 873677.3171 | 218627.6718 | 78524.4141 | 3139.6236 | 5602.9021 | 1855674.0564
Sunday | Sunday | 5 | 19 | 737624.2728 | 893681.7382 | 220807.4103 | 78545.6165 | 2536.358 | 5627.2864 | 1938822.6821
Sunday | Sunday | 5 | 20 | 794216.7544 | 871623.7915 | 214973.1283 | 78589.5216 | 2435.0798 | 5363.3263 | 1967201.602
Sunday | Sunday | 5 | 21 | 839452.7763 | 842983.1428 | 214490.5573 | 78581.6238 | 2324.9948 | 5165.2039 | 1982998.2988
Sunday | Sunday | 5 | 22 | 860290.9911 | 821125.6753 | 213735.2015 | 78577.6607 | 2369.0288 | 4995.8855 | 1981094.4429
Sunday | Sunday | 5 | 23 | 839434.6531 | 797625.012 | 216920.283 | 78576.7124 | 2809.3687 | 4888.4421 | 1940254.4714
WeekDay | Monday | 5 | 0 | 799163.5826 | 786673.2759 | 233964.8008 | 78559.2042 | 4015.9001 | 4785.4185 | 1907162.182
WeekDay | Monday | 5 | 1 | 756141.584 | 773428.4553 | 233183.2799 | 78552.1556 | 4112.7749 | 4633.0166 | 1850051.2663
WeekDay | Monday | 5 | 2 | 719766.5316 | 754230.4582 | 234521.6812 | 78550.5845 | 3822.1505 | 4611.9852 | 1795503.3912
WeekDay | Monday | 5 | 3 | 690551.1992 | 745015.1184 | 235098.7047 | 78552.3254 | 3412.6344 | 4630.883 | 1757260.8651
WeekDay | Monday | 5 | 4 | 666432.1464 | 745259.0252 | 237626.9508 | 78549.6362 | 2791.7551 | 4804.7735 | 1735464.2872
WeekDay | Monday | 5 | 5 | 653934.9691 | 772281.4124 | 242088.6318 | 196.1859 | 3764.9063 | 5199.7991 | 1677465.9047
WeekDay | Monday | 5 | 6 | 646351.4259 | 803721.4451 | 247463.9297 | 186.9859 | 4421.0128 | 5489.8199 | 1707634.6193
WeekDay | Monday | 5 | 7 | 641410.3121 | 898159.3601 | 266619.0912 | 155.9608 | 3522.7194 | 5751.6463 | 1815619.0898
WeekDay | Monday | 5 | 8 | 644973.3828 | 1020595.1224 | 282050.2928 | 155.9608 | 3320.163 | 5736.4061 | 1956831.3279
WeekDay | Monday | 5 | 9 | 641513.3963 | 1089658.7203 | 293289.6139 | 161.7921 | 3135.2203 | 5334.5224 | 2033093.2652
WeekDay | Monday | 5 | 10 | 640921.5933 | 1140961.2085 | 302647.018 | 178.0265 | 4526.6944 | 5513.5946 | 2094748.1354
WeekDay | Monday | 5 | 11 | 656359.6627 | 1164043.7963 | 306386.2266 | 172.9736 | 3659.2248 | 5203.6092 | 2135825.4932
WeekDay | Monday | 5 | 12 | 647239.6754 | 1168089.376 | 311546.4151 | 185.7404 | 5244.4485 | 4816.8133 | 2137122.4686
WeekDay | Monday | 5 | 13 | 636396.4332 | 1172188.0554 | 313173.5361 | 192.1662 | 4887.7731 | 4899.4151 | 2131737.3791
WeekDay | Monday | 5 | 14 | 638530.0421 | 1168430.8911 | 311698.6134 | 192.237 | 8296.0041 | 5661.5768 | 2132809.3645
WeekDay | Monday | 5 | 15 | 654701.9576 | 1146526.9284 | 309488.6822 | 178.5644 | 5107.9431 | 6010.7295 | 2122014.8051
WeekDay | Monday | 5 | 16 | 678451.5647 | 1115039.367 | 303002.001 | 177.5453 | 4310.9278 | 6367.1974 | 2107348.6033
WeekDay | Monday | 5 | 17 | 714516.9924 | 1038766.8131 | 293560.3731 | 177.9416 | 3822.1505 | 5890.9416 | 2056735.2122
WeekDay | Monday | 5 | 18 | 761891.2717 | 1013201.8546 | 286501.4206 | 78521.5126 | 2804.9653 | 5618.5995 | 2148539.6242
WeekDay | Monday | 5 | 19 | 839337.3132 | 1010250.2753 | 281853.9792 | 78536.5015 | 2382.239 | 5502.012 | 2217862.3202
WeekDay | Monday | 5 | 20 | 864205.2739 | 957478.6882 | 278154.7852 | 78554.1088 | 2276.5574 | 5336.0464 | 2186005.4599
WeekDay | Monday | 5 | 21 | 895702.6011 | 916295.8049 | 274614.8795 | 78555.4534 | 2113.6316 | 5075.4392 | 2172357.8099
WeekDay | Monday | 5 | 22 | 903447.9241 | 874234.2106 | 269447.6256 | 78555.6799 | 1545.5931 | 4809.498 | 2132040.5313
WeekDay | Monday | 5 | 23 | 861868.1446 | 839095.1743 | 265961.5779 | 78546.1968 | 2250.137 | 4751.7377 | 2052472.9684
WeekDay | Tuesday | 5 | 0 | 798159.3136 | 824803.1033 | 261482.6463 | 78542.0922 | 3513.9126 | 4674.9271 | 1971175.9952
WeekDay | Tuesday | 5 | 1 | 751698.4465 | 795534.0429 | 255855.1116 | 78543.1396 | 3619.5942 | 4678.1276 | 1889928.4623
WeekDay | Tuesday | 5 | 2 | 716249.9247 | 778176.4064 | 254171.6605 | 78544.3285 | 3465.4752 | 4611.6804 | 1835219.4757
WeekDay | Tuesday | 5 | 3 | 686042.5952 | 760939.1643 | 253337.4308 | 78541.4978 | 3086.7829 | 4702.0547 | 1786649.5256
WeekDay | Tuesday | 5 | 4 | 655717.5404 | 757866.7896 | 256389.1745 | 78544.0313 | 2945.8741 | 4894.081 | 1756357.491
WeekDay | Tuesday | 5 | 5 | 651721.9707 | 788750.6078 | 263502.0431 | 188.0899 | 3597.5772 | 5133.6567 | 1712893.9454
WeekDay | Tuesday | 5 | 6 | 651297.2603 | 838421.1286 | 270900.7511 | 182.9804 | 3813.3437 | 5224.1834 | 1769839.6475
WeekDay | Tuesday | 5 | 7 | 598552.5902 | 969910.6528 | 286048.5752 | 153.0451 | 3011.9251 | 5535.9977 | 1863212.786
WeekDay | Tuesday | 5 | 8 | 547457.9862 | 1142687.1331 | 298607.1032 | 164.3398 | 2267.7506 | 5415.905 | 1996600.2178
WeekDay | Tuesday | 5 | 9 | 525565.8922 | 1247111.5982 | 308622.7624 | 169.4918 | 2426.273 | 5079.7065 | 2088975.724
WeekDay | Tuesday | 5 | 10 | 521071.4842 | 1306018.6713 | 315755.3096 | 198.1532 | 3232.095 | 4864.0578 | 2151139.7712
WeekDay | Tuesday | 5 | 11 | 536935.6154 | 1330957.145 | 316623.4022 | 204.6782 | 3509.5092 | 4895.9098 | 2193126.2597
WeekDay | Tuesday | 5 | 12 | 539852.0126 | 1326273.6481 | 319775.9388 | 213.6234 | 5464.6184 | 5203.6092 | 2196783.4505
WeekDay | Tuesday | 5 | 13 | 527709.6465 | 1374137.9752 | 319749.2268 | 212.1089 | 4856.9493 | 5331.6268 | 2231997.5335
WeekDay | Tuesday | 5 | 14 | 535641.9291 | 1363797.6383 | 318168.1216 | 209.8868 | 5090.3295 | 6434.559 | 2229342.4643
WeekDay | Tuesday | 5 | 15 | 558398.0644 | 1332492.5084 | 314616.6525 | 214.3027 | 4429.8196 | 5725.8904 | 2215877.238
WeekDay | Tuesday | 5 | 16 | 592577.8245 | 1253716.9525 | 308754.8952 | 197.1625 | 4007.0933 | 6081.9011 | 2165335.8291
WeekDay | Tuesday | 5 | 17 | 633872.636 | 1146658.0566 | 300657.8514 | 187.1557 | 3738.4859 | 6070.9282 | 2091185.1139
WeekDay | Tuesday | 5 | 18 | 686832.712 | 1096414.7595 | 292163.8835 | 78506.1699 | 2267.7506 | 5894.7516 | 2162080.0271
WeekDay | Tuesday | 5 | 19 | 783750.6182 | 1080281.0754 | 287436.1148 | 78617.4188 | 2461.5002 | 5778.0118 | 2238324.7392
WeekDay | Tuesday | 5 | 20 | 859789.9966 | 971891.6212 | 285086.7669 | 79015.6502 | 2157.6656 | 5481.5902 | 2203423.2907
WeekDay | Tuesday | 5 | 21 | 910642.6583 | 919680.6526 | 279675.0069 | 79027.5677 | 1774.5699 | 5252.073 | 2196052.5284
WeekDay | Tuesday | 5 | 22 | 936460.1882 | 879123.8027 | 274313.5647 | 78698.6333 | 1616.0475 | 5108.5104 | 2175320.7468
WeekDay | Tuesday | 5 | 23 | 905140.4101 | 846311.2053 | 271117.6376 | 78576.6983 | 2245.7336 | 4930.2003 | 2108321.8851
WeekDay | Wednesday | 5 | 0 | 841889.6634 | 814741.9232 | 269854.4645 | 78576.1463 | 3597.5772 | 4839.5211 | 2013499.2957
WeekDay | Wednesday | 5 | 1 | 794883.6969 | 790099.6054 | 266523.2824 | 78557.1377 | 3883.7981 | 4760.4246 | 1938707.945
WeekDay | Wednesday | 5 | 2 | 753515.0472 | 766203.7399 | 265030.9126 | 78552.0282 | 3967.4627 | 4739.8503 | 1872009.0409
WeekDay | Wednesday | 5 | 3 | 722021.1156 | 758482.0536 | 262585.2694 | 78550.6128 | 3998.2865 | 4798.8298 | 1830436.1677
WeekDay | Wednesday | 5 | 4 | 703967.2169 | 764722.0106 | 265607.5874 | 78550.6411 | 2910.6469 | 5019.0505 | 1820777.1534
WeekDay | Wednesday | 5 | 5 | 699542.6059 | 783879.9067 | 270180.3687 | 197.1625 | 3355.3902 | 5356.0111 | 1762511.445
WeekDay | Wednesday | 5 | 6 | 689308.5232 | 812188.2009 | 276818.5559 | 185.4007 | 3804.5369 | 5352.6582 | 1787657.8758
WeekDay | Wednesday | 5 | 7 | 624030.6519 | 939157.2742 | 291670.7776 | 159.0746 | 3505.1058 | 5387.7106 | 1863910.5948
WeekDay | Wednesday | 5 | 8 | 558866.0193 | 1115591.6953 | 301293.4851 | 186.8444 | 3073.5727 | 4775.6648 | 1983787.2815
WeekDay | Wednesday | 5 | 9 | 529394.1412 | 1227079.3585 | 309524.3604 | 184.2259 | 2743.3177 | 4704.1883 | 2073629.592
WeekDay | Wednesday | 5 | 10 | 521602.3572 | 1276884.8402 | 315463.7658 | 193.9071 | 3135.2203 | 4486.2536 | 2121766.3442
WeekDay | Wednesday | 5 | 11 | 534785.1468 | 1298786.4472 | 317085.2627 | 196.1859 | 3298.146 | 4490.0637 | 2158641.2522
WeekDay | Wednesday | 5 | 12 | 530498.0098 | 1311542.4829 | 320397.2238 | 212.4486 | 3601.9806 | 4724.4577 | 2170976.6035
WeekDay | Wednesday | 5 | 13 | 524813.8646 | 1330210.8749 | 321500.1543 | 223.5593 | 3531.5262 | 4209.187 | 2184489.1663
WeekDay | Wednesday | 5 | 14 | 531141.2836 | 1316426.876 | 318640.1732 | 225.1021 | 4015.9001 | 4186.022 | 2174635.357
WeekDay | Wednesday | 5 | 15 | 553842.1017 | 1286224.1669 | 313645.1665 | 208.7403 | 5495.4422 | 5665.6916 | 2165081.3093
WeekDay | Wednesday | 5 | 16 | 587285.4543 | 1208282.5724 | 309312.1958 | 206.8012 | 4848.1426 | 6264.3262 | 2116199.4924
WeekDay | Wednesday | 5 | 17 | 631804.5971 | 1104205.6643 | 301609.3884 | 208.1458 | 4421.0128 | 5876.311 | 2048125.1194
WeekDay | Wednesday | 5 | 18 | 678583.834 | 1042768.7325 | 293012.9464 | 78661.338 | 4544.308 | 5753.0179 | 2103324.1769
WeekDay | Wednesday | 5 | 19 | 768283.142 | 1036346.1363 | 289385.4041 | 79046.3922 | 2474.7104 | 5753.1703 | 2181288.9553
WeekDay | Wednesday | 5 | 20 | 834527.3586 | 980008.5084 | 282967.8004 | 79115.9299 | 2043.1772 | 5474.1225 | 2184136.8969
WeekDay | Wednesday | 5 | 21 | 888920.1007 | 924620.7032 | 280024.6859 | 79128.8098 | 1602.8373 | 5215.9537 | 2179513.0907
WeekDay | Wednesday | 5 | 22 | 921998.7723 | 879863.4388 | 275796.6988 | 79127.1963 | 1303.4062 | 4926.8474 | 2163016.3597
WeekDay | Wednesday | 5 | 23 | 887055.0643 | 848688.4233 | 273691.3909 | 78895.2721 | 2091.6146 | 4772.1595 | 2095193.9248
WeekDay | Thursday | 6 | 0 | 944541.225 | 791205.1434 | 267090.4948 | 86583.2082 | 5180.48 | 5818.9808 | 2100419.5323
WeekDay | Thursday | 6 | 1 | 883057.694 | 773921.0898 | 264718.8642 | 86407.1304 | 5273.9423 | 5787.3333 | 2019166.0539
WeekDay | Thursday | 6 | 2 | 837430.9405 | 755046.2572 | 263726.4407 | 86409.9466 | 5561.005 | 5720.2481 | 1953894.8379
WeekDay | Thursday | 6 | 3 | 801405.5186 | 751625.7511 | 262848.5666 | 86409.0367 | 5293.9699 | 5852.713 | 1913435.5559
WeekDay | Thursday | 6 | 4 | 802342.1087 | 753326.0087 | 266770.5878 | 86406.9137 | 3504.8351 | 6037.8606 | 1918388.3146
WeekDay | Thursday | 6 | 5 | 799250.2614 | 776028.1361 | 272771.7263 | 683.3414 | 3865.3324 | 6668.3481 | 1859267.1458
WeekDay | Thursday | 6 | 6 | 785196.0692 | 816060.7391 | 282787.6726 | 646.7308 | 5714.5501 | 6928.3508 | 1897334.1125
WeekDay | Thursday | 6 | 7 | 719148.6283 | 970646.4296 | 296790.1827 | 567.4437 | 4826.6586 | 7244.4473 | 1999223.7902
WeekDay | Thursday | 6 | 8 | 656019.819 | 1164388.6023 | 307927.5126 | 637.2423 | 3745.1666 | 7385.6295 | 2140103.9724
WeekDay | Thursday | 6 | 9 | 622358.0547 | 1261795.3682 | 315043.4769 | 660.8984 | 3818.6012 | 6981.0336 | 2210657.4331
WeekDay | Thursday | 6 | 10 | 622227.4651 | 1327392.1366 | 319667.1103 | 693.5231 | 4092.3122 | 6285.7349 | 2280358.2821
WeekDay | Thursday | 6 | 11 | 637962.8176 | 1351209.6428 | 323306.5169 | 758.9457 | 4519.5683 | 6359.4528 | 2324116.9442
WeekDay | Thursday | 6 | 12 | 620801.6381 | 1352428.9421 | 330645.4678 | 780.1322 | 4766.5757 | 7230.8029 | 2316653.5588
WeekDay | Thursday | 6 | 13 | 614292.3016 | 1362143.8424 | 327531.8157 | 790.6605 | 4593.0029 | 7565.092 | 2316916.7151
WeekDay | Thursday | 6 | 14 | 625561.9115 | 1364150.7728 | 323422.4125 | 710.2903 | 5153.7765 | 7843.8558 | 2326843.0194
WeekDay | Thursday | 6 | 15 | 648946.5824 | 1322438.2725 | 316735.1834 | 562.1579 | 5681.1707 | 7126.3849 | 2301489.752
WeekDay | Thursday | 6 | 16 | 693486.3904 | 1252986.0318 | 308888.629 | 514.9757 | 4793.2792 | 7076.1657 | 2267745.4718
WeekDay | Thursday | 6 | 17 | 747416.8707 | 1131187.1853 | 301068.7617 | 491.5795 | 4479.513 | 6995.436 | 2191639.3462
WeekDay | Thursday | 6 | 18 | 811186.2644 | 1064786.7906 | 293227.0916 | 86224.7269 | 2490.1019 | 6900.6829 | 2264815.6582
WeekDay | Thursday | 6 | 19 | 931885.6826 | 1065878.4616 | 291120.4164 | 86263.1139 | 3558.2421 | 6862.2131 | 2385568.1297
WeekDay | Thursday | 6 | 20 | 1026136.6252 | 1008150.0811 | 286201.4992 | 87687.0741 | 2877.3027 | 6598.0413 | 2417650.6236
WeekDay | Thursday | 6 | 21 | 1100532.1255 | 960187.0513 | 280540.3058 | 87687.9406 | 3171.0412 | 6290.4725 | 2438408.937
WeekDay | Thursday | 6 | 22 | 1143248.2459 | 905074.0472 | 277760.0973 | 86355.1389 | 2536.833 | 5986.6939 | 2420961.0562
WeekDay | Thursday | 6 | 23 | 1107436.7377 | 870885.2371 | 272944.8208 | 86280.921 | 3130.986 | 5771.4148 | 2346450.1174
WeekDay | Friday | 6 | 0 | 1044767.3671 | 840634.9815 | 268728.2381 | 86193.532 | 3778.546 | 5653.7313 | 2249756.396
WeekDay | Friday | 6 | 1 | 986283.5773 | 816532.9935 | 265819.2221 | 86192.3189 | 3097.6066 | 5583.993 | 2163509.7114
WeekDay | Friday | 6 | 2 | 937670.6693 | 794810.1346 | 262934.9699 | 86197.2581 | 2810.5439 | 5559.7362 | 2089983.312
WeekDay | Friday | 6 | 3 | 897027.5814 | 779953.1915 | 259931.5448 | 86192.6222 | 3791.8977 | 5666.9968 | 2032563.8344
WeekDay | Friday | 6 | 4 | 871511.9326 | 782313.2034 | 262734.5361 | 86193.3154 | 3511.5109 | 5824.666 | 2012089.1644
WeekDay | Friday | 6 | 5 | 858633.4389 | 802066.552 | 269578.7397 | 469.8297 | 4279.2367 | 6389.7739 | 1941417.5708
WeekDay | Friday | 6 | 6 | 826568.2218 | 838640.4537 | 273262.2739 | 434.9088 | 5280.6182 | 6611.1172 | 1950797.5936
WeekDay | Friday | 6 | 7 | 748717.6032 | 997079.4309 | 287104.1467 | 389.5462 | 4519.5683 | 6709.471 | 2044519.7663
WeekDay | Friday | 6 | 8 | 680385.7736 | 1184143.1037 | 301597.4047 | 398.3848 | 3791.8977 | 6836.8192 | 2177153.3838
WeekDay | Friday | 6 | 9 | 648218.0118 | 1299940.5076 | 312021.9519 | 413.3323 | 3604.9732 | 6230.7781 | 2270429.5549
WeekDay | Friday | 6 | 10 | 640145.5499 | 1357543.0098 | 314142.3262 | 450.6795 | 4239.1815 | 5744.1258 | 2322264.8728
WeekDay | Friday | 6 | 11 | 653235.5918 | 1385101.6345 | 316586.7059 | 524.7241 | 4492.8647 | 5813.4852 | 2365755.0061
WeekDay | Friday | 6 | 12 | 649136.6761 | 1374887.9405 | 319112.4236 | 551.6297 | 4906.7691 | 5582.6665 | 2354178.1054
WeekDay | Friday | 6 | 13 | 649607.1051 | 1380104.9085 | 319262.5967 | 566.5772 | 4265.885 | 5772.7413 | 2359579.8137
WeekDay | Friday | 6 | 14 | 655893.9502 | 1375289.1541 | 316403.2679 | 571.6031 | 3985.4982 | 5955.2359 | 2358098.7093
WeekDay | Friday | 6 | 15 | 678686.4874 | 1335939.7716 | 309494.8878 | 524.7241 | 5941.5299 | 6000.5279 | 2336587.9286
WeekDay | Friday | 6 | 16 | 717853.4488 | 1251335.2554 | 301597.6001 | 487.2469 | 5467.5427 | 6629.3098 | 2283370.4037
WeekDay | Friday | 6 | 17 | 762480.6616 | 1138770.7453 | 294747.8191 | 474.0757 | 4572.9753 | 6839.8513 | 2207886.1283
WeekDay | Friday | 6 | 18 | 822175.3615 | 1068607.2064 | 287437.8943 | 86879.6896 | 2717.0817 | 6898.2193 | 2274715.4528
WeekDay | Friday | 6 | 19 | 913774.3047 | 1071368.4751 | 283584.6587 | 87182.54 | 2216.3909 | 6902.957 | 2365029.3263
WeekDay | Friday | 6 | 20 | 970287.9231 | 1032523.972 | 280054.7951 | 87329.7626 | 2590.24 | 6610.7382 | 2379397.431
WeekDay | Friday | 6 | 21 | 1031791.6924 | 989115.9996 | 273257.2313 | 87366.1133 | 2036.1423 | 6338.6072 | 2389905.7861
WeekDay | Friday | 6 | 22 | 1066667.3285 | 942146.1644 | 271366.132 | 87362.2573 | 1989.4111 | 6031.7964 | 2375563.0897
WeekDay | Friday | 6 | 23 | 1055641.2366 | 907347.5426 | 268103.5026 | 87197.271 | 2890.6544 | 5849.1123 | 2327029.3195
Saturday | Saturday | 6 | 0 | 1020917.5922 | 863346.2162 | 261640.2861 | 86834.6303 | 3912.0635 | 5699.7814 | 2242350.5697
Saturday | Saturday | 6 | 1 | 971326.2426 | 831947.8875 | 259917.568 | 86493.2196 | 3177.7171 | 5644.635 | 2158507.2699
Saturday | Saturday | 6 | 2 | 926515.0513 | 817275.19 | 258196.3013 | 86271.6925 | 2883.9786 | 5567.127 | 2096709.3407
Saturday | Saturday | 6 | 3 | 889685.9659 | 799958.6669 | 254684.4341 | 86213.2021 | 4192.4503 | 5570.9171 | 2040305.6364
Saturday | Saturday | 6 | 4 | 859168.2145 | 794009.1113 | 252931.9936 | 86204.0603 | 3544.8903 | 5574.5177 | 2001432.7877
Saturday | Saturday | 6 | 5 | 832556.2515 | 802620.9997 | 251930.4831 | 479.2748 | 3705.1113 | 5773.8783 | 1897065.9988
Saturday | Saturday | 6 | 6 | 814237.5918 | 798384.9526 | 248396.9073 | 446.5635 | 5180.48 | 5698.0758 | 1872344.5711
Saturday | Saturday | 6 | 7 | 799676.8363 | 854629.4688 | 251597.7789 | 340.1543 | 3998.8499 | 5400.1719 | 1915643.2601
Saturday | Saturday | 6 | 8 | 782024.6801 | 942011.3499 | 249409.3765 | 335.1284 | 3444.7522 | 5032.9087 | 1982258.1959
Saturday | Saturday | 6 | 9 | 749985.8476 | 1034245.1988 | 251422.9944 | 356.315 | 2196.3633 | 5173.3328 | 2043380.0518
Saturday | Saturday | 6 | 10 | 737124.0562 | 1073869.5047 | 256081.3473 | 407.3966 | 2984.1167 | 4604.4349 | 2075070.8564
Saturday | Saturday | 6 | 11 | 737632.0133 | 1103892.75 | 257946.603 | 470.4363 | 3104.2825 | 3769.0911 | 2106815.1762
Saturday | Saturday | 6 | 12 | 728057.2104 | 1102489.6924 | 259396.4256 | 450.3329 | 5066.9901 | 4026.4406 | 2099487.0921
Saturday | Saturday | 6 | 13 | 724133.3469 | 1082046.9641 | 260311.7299 | 401.6776 | 4345.9955 | 4473.6755 | 2075713.3895
Saturday | Saturday | 6 | 14 | 726931.5986 | 1054108.4105 | 255167.2752 | 399.078 | 4339.3196 | 5431.2509 | 2046376.9328
Saturday | Saturday | 6 | 15 | 741925.703 | 1044115.6168 | 249733.3571 | 397.8648 | 4319.292 | 5930.7896 | 2046422.6233
Saturday | Saturday | 6 | 16 | 755773.8716 | 1028802.3451 | 248437.8121 | 401.6776 | 5921.5023 | 6479.5998 | 2045816.8085
Saturday | Saturday | 6 | 17 | 775401.8698 | 983262.2682 | 245934.9702 | 412.4225 | 7076.4289 | 6592.1666 | 2018680.1261
Saturday | Saturday | 6 | 18 | 811620.1697 | 970077.7713 | 243435.0369 | 86113.3351 | 4292.5885 | 6860.5075 | 2122399.4091
Saturday | Saturday | 6 | 19 | 897895.1342 | 986848.7251 | 242850.0947 | 86145.2666 | 2630.2953 | 6905.7995 | 2223275.3153
Saturday | Saturday | 6 | 20 | 941856.1162 | 967418.6578 | 240653.4391 | 86277.4116 | 2389.9637 | 6638.0271 | 2245233.6156
Saturday | Saturday | 6 | 21 | 974971.1961 | 946084.7568 | 239976.1375 | 86299.2914 | 2076.1975 | 6271.3324 | 2255678.9117
Saturday | Saturday | 6 | 22 | 986968.3461 | 911802.8427 | 236828.7755 | 86297.0817 | 2636.9711 | 6000.7174 | 2230534.7346
Saturday | Saturday | 6 | 23 | 973642.7854 | 885164.0261 | 234210.7701 | 86295.3053 | 2897.3303 | 5716.4579 | 2187926.6752
Sunday | Sunday | 6 | 0 | 944814.0913 | 854593.4183 | 232895.8246 | 86224.0337 | 4259.2091 | 5591.1943 | 2128377.7712
Sunday | Sunday | 6 | 1 | 936372.2588 | 820570.0683 | 230935.8118 | 86211.4691 | 3464.7798 | 5522.0244 | 2083076.4122
Sunday | Sunday | 6 | 2 | 899495.6017 | 789766.8938 | 230031.1753 | 86205.9666 | 3444.7522 | 5422.1546 | 2014366.5443
Sunday | Sunday | 6 | 3 | 863551.2959 | 789995.7187 | 229074.9098 | 86205.0568 | 3398.021 | 5443.0003 | 1977668.0025
Sunday | Sunday | 6 | 4 | 831312.7717 | 783937.4069 | 225567.6795 | 86204.7535 | 3705.1113 | 5511.6016 | 1936239.3245
Sunday | Sunday | 6 | 5 | 802818.9725 | 777299.934 | 226258.3276 | 488.8933 | 5167.1283 | 5615.8301 | 1817649.0857
Sunday | Sunday | 6 | 6 | 782941.8302 | 760890.7215 | 225203.3069 | 441.7543 | 5354.0528 | 5494.167 | 1780325.8328
Sunday | Sunday | 6 | 7 | 781769.3982 | 834477.1359 | 228481.2662 | 335.0418 | 3431.4004 | 5508.1905 | 1854002.433
Sunday | Sunday | 6 | 8 | 795817.7206 | 871039.8771 | 231093.6146 | 332.3556 | 2770.4887 | 5351.6583 | 1906405.7148
Sunday | Sunday | 6 | 9 | 785690.2874 | 909193.0226 | 236474.5057 | 324.7302 | 2623.6194 | 4592.875 | 1938899.0402
Sunday | Sunday | 6 | 10 | 770024.1711 | 885923.1626 | 236361.4672 | 333.872 | 3885.36 | 3903.2615 | 1900431.2945
Sunday | Sunday | 6 | 11 | 750351.2419 | 908260.8186 | 238894.0538 | 352.329 | 4212.4779 | 4917.6888 | 1906988.61
Sunday | Sunday | 6 | 12 | 735695.1795 | 932020.1493 | 240158.7289 | 392.0591 | 4332.6437 | 3905.5356 | 1916504.2962
Sunday | Sunday | 6 | 13 | 742433.5335 | 931839.3933 | 240216.395 | 454.9688 | 3658.3802 | 4219.1685 | 1922821.8394
Sunday | Sunday | 6 | 14 | 734539.0261 | 933828.0741 | 240641.0518 | 455.2721 | 4639.734 | 5124.4402 | 1919227.5983
Sunday | Sunday | 6 | 15 | 733987.5123 | 923321.9583 | 240612.2661 | 421.6509 | 5567.6808 | 6363.4325 | 1910274.501
Sunday | Sunday | 6 | 16 | 749468.3885 | 913046.3438 | 239923.7431 | 433.3057 | 4913.445 | 6775.0402 | 1914560.2662
Sunday | Sunday | 6 | 17 | 766723.6962 | 911532.8132 | 239224.6397 | 445.3504 | 5334.0252 | 6822.0378 | 1930082.5625
Sunday | Sunday | 6 | 18 | 797086.1232 | 925238.8692 | 239560.1654 | 86811.9707 | 3317.9105 | 6632.7209 | 2058647.7599
Sunday | Sunday | 6 | 19 | 915508.2467 | 950608.1276 | 240756.1156 | 86902.9125 | 2376.612 | 6558.624 | 2202710.6383
Sunday | Sunday | 6 | 20 | 1028304.54 | 936588.7631 | 240191.3358 | 86984.5825 | 1829.1901 | 6201.5941 | 2300100.0056
Sunday | Sunday | 6 | 21 | 1100528.636 | 906840.5279 | 240271.9728 | 86389.6699 | 1989.4111 | 6047.9045 | 2342068.1222
Sunday | Sunday | 6 | 22 | 1119713.2274 | 884267.2507 | 240937.3246 | 86317.445 | 1989.4111 | 5902.1741 | 2339126.833
Sunday | Sunday | 6 | 23 | 1082264.5512 | 860999.1822 | 242014.1915 | 86313.3291 | 2496.7777 | 5822.9605 | 2279910.9921
WeekDay | Monday | 6 | 0 | 1017564.3307 | 836431.5598 | 241783.4972 | 86311.726 | 3725.139 | 5711.9098 | 2191528.1625
WeekDay | Monday | 6 | 1 | 955220.758 | 818382.1411 | 240257.4947 | 86262.7673 | 3097.6066 | 5649.1832 | 2108869.9509
WeekDay | Monday | 6 | 2 | 906556.7281 | 797108.5258 | 243078.5728 | 86236.3817 | 2710.4058 | 5590.8152 | 2041281.4293
WeekDay | Monday | 6 | 3 | 867345.5512 | 788371.3067 | 244756.0577 | 86239.1979 | 2244.972 | 5754.3592 | 1994711.4446
WeekDay | Monday | 6 | 4 | 835658.2905 | 789193.0296 | 249373.6408 | 86249.5095 | 1942.68 | 5930.9791 | 1968348.1296
WeekDay | Monday | 6 | 5 | 825371.6716 | 820178.2728 | 255581.3385 | 518.3984 | 2243.0944 | 6496.0869 | 1910388.8627
WeekDay | Monday | 6 | 6 | 800894.3049 | 874429.6831 | 263212.1597 | 471.1295 | 4092.3122 | 6736.9494 | 1949836.5388
WeekDay | Monday | 6 | 7 | 731020.6661 | 1048665.7642 | 281862.663 | 406.4434 | 4900.0932 | 7000.5527 | 2073856.1827
WeekDay | Monday | 6 | 8 | 663524.9239 | 1239569.2501 | 299256.109 | 521.3879 | 4105.6639 | 6320.4145 | 2213297.7495
WeekDay | Monday | 6 | 9 | 640778.0117 | 1337673.5644 | 309022.1075 | 541.578 | 4593.0029 | 5391.6441 | 2297999.9086
WeekDay | Monday | 6 | 10 | 637634.8355 | 1398691.4336 | 314424.0561 | 546.9938 | 4225.8297 | 6230.2095 | 2361753.3582
WeekDay | Monday | 6 | 11 | 654641.9961 | 1421909.6468 | 316155.0265 | 572.9028 | 4419.4301 | 5401.3089 | 2403100.3113
WeekDay | Monday | 6 | 12 | 639521.9858 | 1402966.8675 | 320804.0805 | 565.9706 | 5340.701 | 5130.6939 | 2374330.2994
WeekDay | Monday | 6 | 13 | 620749.3337 | 1405879.418 | 321703.6728 | 532.8694 | 4472.8371 | 5270.9286 | 2358609.0596
WeekDay | Monday | 6 | 14 | 623769.7963 | 1396435.4344 | 319616.5134 | 530.9197 | 5414.1357 | 5716.4579 | 2351483.2575
WeekDay | Monday | 6 | 15 | 648013.1651 | 1343684.4977 | 317783.3746 | 537.3753 | 4986.8796 | 6203.6787 | 2321208.971
WeekDay | Monday | 6 | 16 | 684939.8491 | 1262020.9748 | 314326.7551 | 433.739 | 5974.9093 | 6620.024 | 2274316.2513
WeekDay | Monday | 6 | 17 | 724944.3228 | 1141562.7595 | 306748.0148 | 377.1982 | 5868.0953 | 7089.2417 | 2186589.6323
WeekDay | Monday | 6 | 18 | 777176.7026 | 1066702.4743 | 299362.6581 | 86079.9306 | 3024.172 | 7054.7515 | 2239400.689
WeekDay | Monday | 6 | 19 | 905529.244 | 1065256.2157 | 294774.2959 | 86106.0563 | 2957.4132 | 7002.4478 | 2361625.6729
WeekDay | Monday | 6 | 20 | 1003709.095 | 1015228.046 | 291051.7241 | 86241.1042 | 2930.7097 | 6734.8649 | 2405895.5439
WeekDay | Monday | 6 | 21 | 1070243.8242 | 968705.3059 | 285423.4919 | 86265.4969 | 3204.4206 | 6412.5146 | 2420255.0541
WeekDay | Monday | 6 | 22 | 1087086.2966 | 915281.1171 | 280113.766 | 86251.6325 | 2002.7629 | 6181.6959 | 2376917.271
WeekDay | Monday | 6 | 23 | 1033682.4584 | 881038.5739 | 296476.2785 | 86227.5431 | 2216.3909 | 5973.4285 | 2305614.6733
WeekDay | Tuesday | 6 | 0 | 959284.5421 | 866614.5708 | 297375.3383 | 86206.8765 | 3524.8627 | 5804.3889 | 2218810.5792
WeekDay | Tuesday | 6 | 1 | 898083.6654 | 839794.7339 | 290719.9625 | 86201.8506 | 3237.8 | 5757.3913 | 2123795.4037
WeekDay | Tuesday | 6 | 2 | 854466.5819 | 821191.2397 | 286968.3113 | 86203.0638 | 3297.8829 | 5681.9678 | 2057809.0473
WeekDay | Tuesday | 6 | 3 | 815182.165 | 800911.8739 | 290147.0898 | 86207.6997 | 2944.0614 | 5844.5642 | 2001237.454
WeekDay | Tuesday | 6 | 4 | 805836.8763 | 805067.6904 | 291106.0755 | 86205.9666 | 3925.4153 | 5999.0118 | 1998141.0359
WeekDay | Tuesday | 6 | 5 | 795528.1514 | 834029.5944 | 299955.8566 | 479.6215 | 4452.8095 | 6457.0486 | 1940903.082
WeekDay | Tuesday | 6 | 6 | 776304.0955 | 890711.6486 | 308534.2786 | 446.1303 | 5834.7159 | 6963.0305 | 1988793.8993
WeekDay | Tuesday | 6 | 7 | 706197.7761 | 1034172.2244 | 322916.7142 | 375.3785 | 4726.5204 | 7183.2368 | 2075571.8505
WeekDay | Tuesday | 6 | 8 | 638314.1081 | 1230633.2952 | 326497.156 | 479.1882 | 4873.3897 | 6551.6122 | 2207348.7493
WeekDay | Tuesday | 6 | 9 | 610279.9016 | 1333879.5371 | 328932.3061 | 583.7344 | 5093.6936 | 6460.4597 | 2285229.6325
WeekDay | Tuesday | 6 | 10 | 607657.4634 | 1395977.1024 | 335703.3028 | 558.9951 | 6148.4821 | 5815.1907 | 2351860.5365
WeekDay | Tuesday | 6 | 11 | 622251.4764 | 1413998.3477 | 338435.9282 | 564.5842 | 6809.3938 | 6260.341 | 2388320.0715
WeekDay | Tuesday | 6 | 12 | 620790.7396 | 1412694.6495 | 340714.8145 | 568.3103 | 5914.8264 | 7651.8859 | 2388335.2262
WeekDay | Tuesday | 6 | 13 | 617562.2547 | 1423568.2619 | 344721.1021 | 600.0251 | 5527.6256 | 6293.1256 | 2398272.395
WeekDay | Tuesday | 6 | 14 | 611183.0159 | 1401012.3995 | 341519.0474 | 612.1564 | 6455.5724 | 6463.3023 | 2367245.4939
WeekDay | Tuesday | 6 | 15 | 673265.4781 | 1380731.8876 | 335482.5304 | 565.4941 | 5167.1283 | 6369.4967 | 2401582.0151
WeekDay | Tuesday | 6 | 16 | 713977.4025 | 1287264.5876 | 330927.662 | 429.233 | 3351.2899 | 6833.4081 | 2342783.5832
WeekDay | Tuesday | 6 | 17 | 768754.2331 | 1150008.2256 | 323737.2754 | 401.9808 | 2710.4058 | 6987.4768 | 2252599.5974
WeekDay | Tuesday | 6 | 18 | 829069.9071 | 1094969.4112 | 313968.7726 | 86144.53 | 1562.1551 | 7218.6745 | 2332933.4504
WeekDay | Tuesday | 6 | 19 | 949644.9304 | 1080680.1134 | 304869.5463 | 86488.3237 | 1642.2656 | 7118.9941 | 2430444.1736
WeekDay | Tuesday | 6 | 20 | 1057136.1541 | 1035363.2433 | 294047.6323 | 87639.6318 | 1789.1348 | 6844.7785 | 2482820.575
WeekDay | Tuesday | 6 | 21 | 1124589.7144 | 974628.8306 | 283222.7351 | 87621.3048 | 2483.426 | 6390.7214 | 2478936.7323
WeekDay | Tuesday | 6 | 22 | 1150938.4285 | 929927.0836 | 274128.7594 | 87171.3619 | 1849.2177 | 6178.4743 | 2450193.3254
WeekDay | Tuesday | 6 | 23 | 1111133.4706 | 891564.3286 | 272030.9482 | 86265.9735 | 1855.8936 | 6003.56 | 2368854.1745
WeekDay | Wednesday | 6 | 0 | 1037166.2672 | 853045.0585 | 267147.7901 | 86272.2991 | 2276.4738 | 5944.055 | 2251851.9438
WeekDay | Wednesday | 6 | 1 | 970408.8446 | 827672.4623 | 265407.1983 | 86214.5019 | 2356.5843 | 5845.8907 | 2157905.4821
WeekDay | Wednesday | 6 | 2 | 925797.3134 | 804910.6316 | 264958.4969 | 86175.3783 | 2470.0742 | 5759.0968 | 2090070.9912
WeekDay | Wednesday | 6 | 3 | 886345.1027 | 796101.8468 | 264912.3315 | 86176.0715 | 2803.868 | 5923.0198 | 2042262.2403
WeekDay | Wednesday | 6 | 4 | 833349.7457 | 799376.9469 | 266856.3101 | 86175.465 | 1735.7278 | 6195.5299 | 1993689.7254
WeekDay | Wednesday | 6 | 5 | 819294.0801 | 822879.4605 | 271823.7839 | 445.957 | 2022.7905 | 6691.0889 | 1923157.1609
WeekDay | Wednesday | 6 | 6 | 794908.5635 | 853852.0742 | 278478.9643 | 406.4001 | 3671.732 | 6832.4606 | 1938150.1946
WeekDay | Wednesday | 6 | 7 | 725282.3673 | 996158.0849 | 291234.0335 | 339.8077 | 3851.9806 | 6649.3975 | 2023515.6715
WeekDay | Wednesday | 6 | 8 | 652494.5201 | 1201447.1927 | 302578.3635 | 412.0758 | 3244.4759 | 5462.709 | 2165639.337
WeekDay | Wednesday | 6 | 9 | 612086.606 | 1323503.2015 | 311621.3383 | 432.0926 | 4419.4301 | 5855.7451 | 2257918.4135
WeekDay | Wednesday | 6 | 10 | 615598.0509 | 1379851.3675 | 317093.1437 | 452.7592 | 4265.885 | 5418.175 | 2322679.3812
WeekDay | Wednesday | 6 | 11 | 624029.0245 | 1403429.6488 | 316514.143 | 484.2574 | 5467.5427 | 5577.3603 | 2355501.9765
WeekDay | Wednesday | 6 | 12 | 615639.1369 | 1393095.3142 | 320733.6623 | 480.6613 | 5474.2186 | 6382.7621 | 2341805.7553
WeekDay | Wednesday | 6 | 13 | 607203.6631 | 1410454.7963 | 323745.163 | 475.6354 | 6195.2132 | 5821.8234 | 2353896.2944
WeekDay | Wednesday | 6 | 14 | 615369.8651 | 1391950.0568 | 320020.2739 | 470.2197 | 5868.0953 | 5314.515 | 2338993.0258
WeekDay | Wednesday | 6 | 15 | 639753.1342 | 1353959.1395 | 316284.5292 | 465.6271 | 5821.3641 | 6692.2259 | 2322976.0201
WeekDay | Wednesday | 6 | 16 | 677590.1479 | 1258730.0539 | 307706.5898 | 438.6782 | 5661.1431 | 6948.8175 | 2257075.4303
WeekDay | Wednesday | 6 | 17 | 737566.4598 | 1149923.9737 | 299235.4685 | 397.8648 | 5046.9625 | 7064.4163 | 2199235.1457
WeekDay | Wednesday | 6 | 18 | 792666.0422 | 1073673.8566 | 291351.2691 | 86085.6497 | 3004.1443 | 7028.4101 | 2253809.3721
WeekDay | Wednesday | 6 | 19 | 904892.0633 | 1070575.1908 | 286654.8911 | 87027.6054 | 2396.6396 | 6963.7885 | 2358510.1788
WeekDay | Wednesday | 6 | 20 | 1007072.8939 | 1024492.0255 | 283206.0349 | 87823.9417 | 2476.7501 | 6748.5093 | 2411820.1554
WeekDay | Wednesday | 6 | 21 | 1084561.2432 | 976083.0951 | 278255.678 | 87837.5894 | 2196.3633 | 6465.9554 | 2435399.9244
WeekDay | Wednesday | 6 | 22 | 1114076.5545 | 924321.9353 | 274468.4989 | 87648.3837 | 1782.459 | 6150.9959 | 2408448.8273
WeekDay | Wednesday | 6 | 23 | 1071213.8917 | 887317.6218 | 275891.2592 | 86320.2179 | 1869.2454 | 5888.3402 | 2328500.5761
WeekDay | Thursday | 6 | 0 | 1002636.6642 | 799407.0267 | 272868.7094 | 86258.2181 | 2369.9361 | 5822.392 | 2169362.9465
WeekDay | Thursday | 6 | 1 | 943223.0226 | 782135.7451 | 270161.8835 | 86224.1203 | 2583.5641 | 5671.7344 | 2090000.0701
WeekDay | Thursday | 6 | 2 | 894554.2108 | 763511.2678 | 269163.0702 | 86222.9072 | 2289.8256 | 5573.0016 | 2021314.2833
WeekDay | Thursday | 6 | 3 | 852729.1809 | 756554.4598 | 268283.5552 | 86226.9365 | 2663.6746 | 5671.3554 | 1972129.1625
WeekDay | Thursday | 6 | 4 | 817677.6842 | 749450.9182 | 269617.0298 | 86226.9365 | 3544.8903 | 5879.0543 | 1932396.5133
WeekDay | Thursday | 6 | 5 | 805252.7567 | 767837.2072 | 271725.5562 | 445.827 | 3925.4153 | 6399.4387 | 1855586.201
WeekDay | Thursday | 6 | 6 | 781871.9484 | 803913.9676 | 279547.746 | 401.9808 | 4446.1336 | 6577.0061 | 1876758.7825
WeekDay | Thursday | 6 | 7 | 711033.468 | 958496.6289 | 295909.9968 | 348.1263 | 4940.1485 | 6460.0807 | 1977188.4492
WeekDay | Thursday | 6 | 8 | 644409.7147 | 1149341.9999 | 307617.62 | 402.1975 | 4739.8722 | 5886.8241 | 2112398.2284
WeekDay | Thursday | 6 | 9 | 609180.2802 | 1272248.8398 | 314854.269 | 443.574 | 4512.8924 | 5208.581 | 2206448.4364
WeekDay | Thursday | 6 | 10 | 604077.2738 | 1323527.3222 | 320334.5095 | 484.8206 | 5127.073 | 4474.8126 | 2258025.8115
WeekDay | Thursday | 6 | 11 | 613475.9383 | 1343715.5668 | 322693.4061 | 525.4606 | 5380.7563 | 4523.8947 | 2290315.0228
WeekDay | Thursday | 6 | 12 | 620465.3119 | 1349226.4347 | 326814.1284 | 565.5807 | 4766.5757 | 4367.3625 | 2306205.3939
WeekDay | Thursday | 6 | 13 | 613524.9883 | 1349242.329 | 326587.5817 | 534.1692 | 4593.0029 | 4531.6645 | 2299013.7355
WeekDay | Thursday | 6 | 14 | 622304.3825 | 1362406.0422 | 324576.0602 | 554.2292 | 5153.7765 | 4921.6685 | 2319916.1591
WeekDay | Thursday | 6 | 15 | 651586.1384 | 1329610.0401 | 319784.7838 | 518.0952 | 5681.1707 | 5530.7417 | 2312710.97
WeekDay | Thursday | 6 | 16 | 676707.0201 | 1232343.0364 | 312409.9087 | 438.1149 | 4793.2792 | 6202.9206 | 2232894.2799
WeekDay | Thursday | 6 | 17 | 748060.4007 | 1123531.4385 | 304410.9515 | 385.7335 | 4479.513 | 6865.0557 | 2187733.0928
WeekDay | Thursday | 6 | 18 | 805847.0747 | 1044967.4818 | 296401.5437 | 86174.945 | 2490.1019 | 7213.1788 | 2243094.3259
WeekDay | Thursday | 6 | 19 | 923539.7656 | 1041417.7204 | 290727.1074 | 86700.4923 | 3558.2421 | 7154.0528 | 2353097.3805
WeekDay | Thursday | 6 | 20 | 1034218.6649 | 1002252.6163 | 286449.7079 | 89512.7984 | 2763.8128 | 6881.1637 | 2422078.7639
WeekDay | Thursday | 6 | 21 | 1110284.8944 | 959172.9971 | 281067.1776 | 89891.3397 | 2049.494 | 6597.2833 | 2449063.1862
WeekDay | Thursday | 6 | 22 | 1150620.9964 | 905962.3133 | 275813.913 | 89053.0204 | 1755.7555 | 6234.5682 | 2429440.5668
WeekDay | Thursday | 6 | 23 | 1112870.9549 | 866156.5845 | 278700.1118 | 86504.3978 | 1869.2454 | 5997.3063 | 2352098.6006
WeekDay | Friday | 6 | 0 | 1047285.5991 | 840724.0588 | 274946.9485 | 86280.0978 | 2283.1497 | 5968.8803 | 2257488.7343
WeekDay | Friday | 6 | 1 | 978412.3324 | 819090.9494 | 272848.6645 | 86197.3014 | 2430.019 | 5800.0302 | 2164779.2968
WeekDay | Friday | 6 | 2 | 927015.8354 | 796455.6426 | 271940.5866 | 86182.2672 | 2803.868 | 5733.5135 | 2090131.7133
WeekDay | Friday | 6 | 3 | 882818.2016 | 782792.9342 | 270068.8778 | 86179.1477 | 4312.6161 | 5885.1185 | 2032056.8959
WeekDay | Friday | 6 | 4 | 804242.0729 | 767151.4042 | 268085.8024 | 86176.3315 | 3391.3452 | 6046.5779 | 1935093.5341
WeekDay | Friday | 6 | 5 | 788721.9217 | 785973.6916 | 270031.2084 | 454.7522 | 3357.9658 | 6590.2715 | 1855129.8112
WeekDay | Friday | 6 | 6 | 759652.9615 | 821430.2851 | 275177.3773 | 420.9577 | 5000.2313 | 6813.3205 | 1868495.1335
WeekDay | Friday | 6 | 7 | 695047.0389 | 961836.3798 | 289695.7371 | 347.3898 | 3878.6841 | 6505.7517 | 1957310.9813
WeekDay | Friday | 6 | 8 | 634569.8906 | 1145751.1611 | 304636.6879 | 451.1994 | 3778.546 | 5847.5963 | 2095035.0813
WeekDay | Friday | 6 | 9 | 602604.5935 | 1251481.1546 | 311429.5578 | 598.9852 | 4098.988 | 5583.0455 | 2175796.3247
WeekDay | Friday | 6 | 10 | 597445.0569 | 1304605.7697 | 318487.3715 | 629.4003 | 3224.4483 | 4975.1092 | 2229367.1558
WeekDay | Friday | 6 | 11 | 602592.234 | 1324326.4803 | 322819.2754 | 699.8487 | 3651.7043 | 4534.128 | 2258623.6708
WeekDay | Friday | 6 | 12 | 602533.958 | 1345044.2506 | 326481.9553 | 696.166 | 4185.7744 | 4828.0523 | 2283770.1566
WeekDay | Friday | 6 | 13 | 590473.2408 | 1348152.3651 | 325657.4514 | 661.635 | 4339.3196 | 6795.6964 | 2276079.7082
WeekDay | Friday | 6 | 14 | 595423.9954 | 1344357.9448 | 321028.6689 | 669.347 | 4392.7266 | 5811.2111 | 2271683.8938
WeekDay | Friday | 6 | 15 | 616813.1146 | 1321951.2816 | 315122.9386 | 616.9656 | 5721.226 | 6257.8775 | 2266483.4038
WeekDay | Friday | 6 | 16 | 654740.9901 | 1238621.1502 | 311015.8444 | 445.1338 | 5020.259 | 5940.8334 | 2215784.2109
WeekDay | Friday | 6 | 17 | 693717.6676 | 1128148.9161 | 303072.2493 | 418.4881 | 4893.4173 | 6132.9928 | 2136383.7313
WeekDay | Friday | 6 | 18 | 736407.5764 | 1047345.6785 | 294504.8424 | 86116.498 | 3124.3101 | 6660.5784 | 2174159.4837
WeekDay | Friday | 6 | 19 | 824717.7009 | 1043453.3908 | 290352.7845 | 86359.4715 | 2149.6322 | 6744.9087 | 2253777.8886
WeekDay | Friday | 6 | 20 | 886320.2455 | 1018185.444 | 286182.6861 | 86759.9792 | 3171.0412 | 6549.3382 | 2287168.7343
WeekDay | Friday | 6 | 21 | 945205.9719 | 975134.5233 | 278660.9644 | 86334.039 | 2770.4887 | 6272.4694 | 2294378.4566
WeekDay | Friday | 6 | 22 | 982943.3715 | 931631.6955 | 273407.1574 | 86306.5702 | 2917.3579 | 6092.2489 | 2283298.4015
WeekDay | Friday | 6 | 23 | 979054.6669 | 896230.0966 | 273507.5741 | 86297.7316 | 2236.4186 | 5834.3309 | 2243160.8186
Saturday | Saturday | 6 | 0 | 940615.9718 | 855005.4167 | 268755.945 | 86269.4396 | 2730.4334 | 5673.44 | 2159050.6465
Saturday | Saturday | 6 | 1 | 895607.8749 | 827030.7925 | 255119.8022 | 86193.8786 | 2363.2602 | 5589.2992 | 2071904.9077
Saturday | Saturday | 6 | 2 | 853891.9219 | 806887.7225 | 250961.9138 | 86190.3692 | 1702.3485 | 5569.022 | 2005203.2979
Saturday | Saturday | 6 | 3 | 817726.7377 | 787954.9299 | 248243.6468 | 86183.437 | 2937.3856 | 5554.9985 | 1948601.1355
Saturday | Saturday | 6 | 4 | 752930.4327 | 776266.0847 | 244123.0719 | 86180.9241 | 3838.6289 | 5532.6368 | 1868871.779
Saturday | Saturday | 6 | 5 | 727117.3063 | 784807.9782 | 244908.7698 | 456.0087 | 4372.699 | 5596.3109 | 1767259.0729
Saturday | Saturday | 6 | 6 | 713437.7953 | 781587.1048 | 239811.5482 | 416.8851 | 4993.5555 | 5457.5923 | 1745704.4811
Saturday | Saturday | 6 | 7 | 709748.7321 | 837219.8368 | 238763.1383 | 312.9021 | 4406.0784 | 4890.0209 | 1795340.7085
Saturday | Saturday | 6 | 8 | 694233.5526 | 922266.3477 | 243137.2048 | 318.8378 | 3237.8 | 3993.4665 | 1867187.2095
Saturday | Saturday | 6 | 9 | 672769.7075 | 1011675.7189 | 246695.5444 | 322.3472 | 3791.8977 | 3360.3259 | 1938615.5417
Saturday | Saturday | 6 | 10 | 650890.8169 | 1058134.0439 | 248607.9317 | 328.8895 | 4512.8924 | 3165.8925 | 1965640.4669
Saturday | Saturday | 6 | 11 | 653360.4898 | 1085435.488 | 255049.7894 | 385.1703 | 3791.8977 | 3057.6844 | 2001080.5195
Saturday | Saturday | 6 | 12 | 664930.5067 | 1080832.1586 | 263105.0437 | 417.5783 | 3978.8223 | 2947.3917 | 2016211.5012
Saturday | Saturday | 6 | 13 | 659943.1024 | 1052637.7798 | 262460.6188 | 425.117 | 4145.7192 | 3159.4492 | 1982771.7865
Saturday | Saturday | 6 | 14 | 673402.4976 | 1029046.2512 | 259398.5029 | 465.2371 | 4799.9551 | 4416.2551 | 1971528.699
Saturday | Saturday | 6 | 15 | 683807.3452 | 1022831.2675 | 255372.5309 | 655.266 | 7229.974 | 4434.2582 | 1974330.6419
Saturday | Saturday | 6 | 16 | 696331.6738 | 1009820.043 | 252098.3964 | 665.4044 | 5006.9072 | 5506.4849 | 1969428.9097
Saturday | Saturday | 6 | 17 | 722894.1842 | 970184.2102 | 253053.2986 | 650.2402 | 4746.548 | 6510.6789 | 1958039.1601
Saturday | Saturday | 6 | 18 | 750358.1772 | 954571.7021 | 250202.3417 | 86394.0025 | 3251.1518 | 6848.3791 | 2051625.7545
Saturday | Saturday | 6 | 19 | 832842.3049 | 974682.7454 | 246494.3738 | 87311.9988 | 2349.9085 | 6944.2693 | 2150625.6007
Saturday | Saturday | 6 | 20 | 895800.5271 | 956361.1851 | 245894.7181 | 88022.0725 | 2416.6672 | 6684.6457 | 2195179.8158
Saturday | Saturday | 6 | 21 | 945904.7945 | 933011.029 | 243611.7499 | 88030.0012 | 3164.3654 | 6473.7252 | 2220195.6652
Saturday | Saturday | 6 | 22 | 976646.6755 | 897738.6856 | 238013.8684 | 88064.099 | 3898.7118 | 6203.1101 | 2210565.1503
Saturday | Saturday | 6 | 23 | 969887.3205 | 870500.7495 | 233834.7059 | 87928.8778 | 2563.5365 | 5999.2013 | 2170714.3915
Sunday | Sunday | 6 | 0 | 944668.8405 | 843154.0481 | 232661.1414 | 86865.002 | 2309.8532 | 5919.7982 | 2115578.6834
Sunday | Sunday | 6 | 1 | 902950.9024 | 810825.0014 | 233764.7611 | 86181.9206 | 2329.8808 | 5831.2988 | 2041883.7651
Sunday | Sunday | 6 | 2 | 864000.8202 | 784417.209 | 233391.6668 | 86183.437 | 1895.9489 | 5758.9073 | 1975647.9893
Sunday | Sunday | 6 | 3 | 830689.9218 | 783818.3949 | 232106.7927 | 86179.7109 | 2329.8808 | 5800.5987 | 1940925.2999
Sunday | Sunday | 6 | 4 | 776438.9563 | 780026.9618 | 230786.9281 | 86175.2917 | 4366.0231 | 5871.4741 | 1883665.635
Sunday | Sunday | 6 | 5 | 750860.4483 | 771313.6248 | 229031.864 | 457.1351 | 4606.3546 | 5909.9439 | 1762179.3708
Sunday | Sunday | 6 | 6 | 733692.5714 | 756774.1258 | 227126.0515 | 407.1367 | 5520.9497 | 5563.1473 | 1729083.9824
Sunday | Sunday | 6 | 7 | 740480.7287 | 779461.3466 | 228588.3632 | 300.8574 | 4345.9955 | 4891.916 | 1758069.2073
Sunday | Sunday | 6 | 8 | 753945.0696 | 818017.2421 | 231933.9519 | 316.6281 | 2530.1571 | 4116.0771 | 1810859.126
Sunday | Sunday | 6 | 9 | 737946.1472 | 854915.4558 | 236738.979 | 378.5413 | 4719.8445 | 3442.1927 | 1838141.1605
Sunday | Sunday | 6 | 10 | 706853.6169 | 880459.0666 | 238144.0871 | 384.477 | 4052.2569 | 3274.1006 | 1833167.6051
Sunday | Sunday | 6 | 11 | 687716.6784 | 904921.3326 | 239878.033 | 386.1668 | 4325.9678 | 4272.0408 | 1841500.2194
Sunday | Sunday | 6 | 12 | 685951.4756 | 927402.8605 | 240682.9352 | 387.0766 | 4886.7415 | 4286.4433 | 1863597.5326
Sunday | Sunday | 6 | 13 | 673332.4116 | 923856.7444 | 239211.6647 | 401.6342 | 4779.9274 | 3882.9843 | 1845465.3667
Sunday | Sunday | 6 | 14 | 662515.9745 | 924704.8402 | 239183.9705 | 440.4545 | 6161.8338 | 4458.515 | 1837465.5886
Sunday | Sunday | 6 | 15 | 662284.2218 | 922210.9389 | 237339.7754 | 457.5251 | 7169.8911 | 5737.4931 | 1835199.8455
Sunday | Sunday | 6 | 16 | 667228.8622 | 909557.9881 | 234416.1333 | 455.922 | 6642.4969 | 5767.4351 | 1824068.8377
Sunday | Sunday | 6 | 17 | 682936.2551 | 902316.9062 | 235069.4295 | 455.7054 | 7697.2854 | 6221.1132 | 1834696.6947
Sunday | Sunday | 6 | 18 | 711215.9618 | 924372.0545 | 238280.7143 | 86194.8751 | 5707.8742 | 6320.0355 | 1972091.5154
Sunday | Sunday | 6 | 19 | 828084.7356 | 948946.158 | 239963.8409 | 86243.2272 | 3845.3047 | 6384.4677 | 2113467.7341
Sunday | Sunday | 6 | 20 | 968424.2503 | 928795.3887 | 240482.2586 | 86885.1054 | 3698.4355 | 6198.562 | 2234484.0004
Sunday | Sunday | 6 | 21 | 1045626.3628 | 897914.5129 | 239297.8494 | 86491.3566 | 2737.1093 | 6029.1433 | 2278096.3343
Sunday | Sunday | 6 | 22 | 1071268.469 | 877781.3118 | 237079.4465 | 86329.3164 | 2102.901 | 5970.0174 | 2280531.4621
Sunday | Sunday | 6 | 23 | 1041005.0162 | 853724.4817 | 236879.7653 | 86307.5233 | 2209.7151 | 5949.9297 | 2226076.4312
WeekDay | Monday | 6 | 0 | 973077.8149 | 833202.0572 | 235888.0595 | 86259.0846 | 2576.8883 | 5807.6105 | 2136811.5149
WeekDay | Monday | 6 | 1 | 912887.3903 | 814915.3061 | 237850.9458 | 86207.3097 | 2450.0466 | 5757.9598 | 2060068.9583
WeekDay | Monday | 6 | 2 | 864866.276 | 792507.5989 | 239369.1454 | 86206.4865 | 3044.1996 | 5702.4345 | 1991696.1409
WeekDay | Monday | 6 | 3 | 825702.0829 | 784126.9998 | 238578.167 | 86201.9806 | 3751.8425 | 5945.3816 | 1944306.4544
WeekDay | Monday | 6 | 4 | 813398.3902 | 786188.7859 | 242153.7532 | 86196.0449 | 3518.1868 | 6060.4119 | 1937515.5729
WeekDay | Monday | 6 | 5 | 798654.9639 | 817129.2125 | 248232.2575 | 472.5593 | 4419.4301 | 6627.6043 | 1875536.0275
WeekDay | Monday | 6 | 6 | 775818.3943 | 872029.4927 | 259211.2737 | 425.377 | 5187.1559 | 6678.5815 | 1919350.275
WeekDay | Monday | 6 | 7 | 706815.4892 | 1028971.0322 | 279316.4146 | 369.9194 | 4626.3823 | 6648.6395 | 2026747.8771
WeekDay | Monday | 6 | 8 | 648497.4247 | 1222838.6032 | 296981.5359 | 469.3098 | 4406.0784 | 6293.8837 | 2179486.8356
WeekDay | Monday | 6 | 9 | 625678.9221 | 1326537.4519 | 302142.9788 | 501.5012 | 3771.8701 | 6870.1724 | 2265502.8964
WeekDay | Monday | 6 | 10 | 617666.7216 | 1388975.7721 | 308729.5696 | 547.9903 | 3745.1666 | 5993.8952 | 2325659.1153
WeekDay | Monday | 6 | 11 | 625021.0361 | 1409474.9464 | 312001.1514 | 561.4214 | 4486.1889 | 6713.8297 | 2358258.5738
WeekDay | Monday | 6 | 12 | 639521.9858 | 1405743.8364 | 316237.855 | 552.7995 | 5340.701 | 6841.3674 | 2374238.5451
WeekDay | Monday | 6 | 13 | 620749.3337 | 1408329.9256 | 317909.6775 | 548.0769 | 4472.8371 | 6222.8188 | 2358232.6696
WeekDay | Monday | 6 | 14 | 623769.7963 | 1398617.3361 | 317249.3565 | 524.2042 | 5414.1357 | 5328.9175 | 2350903.7462
WeekDay | Monday | 6 | 15 | 648013.1651 | 1347117.8445 | 315575.5537 | 480.8346 | 4986.8796 | 5890.0457 | 2322064.3231
WeekDay | Monday | 6 | 16 | 684939.8491 | 1264077.7484 | 308156.2558 | 400.5077 | 5974.9093 | 6485.285 | 2270034.5554
WeekDay | Monday | 6 | 17 | 724944.3228 | 1144954.2557 | 301143.2479 | 358.8279 | 5868.0953 | 7066.3114 | 2184335.0608
WeekDay | Monday | 6 | 18 | 777176.7026 | 1067978.2741 | 293000.7519 | 86058.1375 | 3024.172 | 7201.6189 | 2234439.657
WeekDay | Monday | 6 | 19 | 905529.244 | 1065520.8807 | 287818.1936 | 86092.062 | 2957.4132 | 7090.7577 | 2355008.5512
WeekDay | Monday | 6 | 20 | 1003709.095 | 1016642.0967 | 281539.6902 | 86278.928 | 2930.7097 | 6818.8161 | 2397919.3358
WeekDay | Monday | 6 | 21 | 1070243.8242 | 969931.5371 | 278799.2729 | 86298.3815 | 3204.4206 | 6508.7838 | 2414986.2201
WeekDay | Monday | 6 | 22 | 1087086.2966 | 915999.954 | 274301.1327 | 86294.3522 | 2002.7629 | 6333.4905 | 2372017.9888
WeekDay | Monday | 6 | 23 | 1033682.4584 | 881454.7906 | 270466.2153 | 86268.573 | 2216.3909 | 6171.0836 | 2280259.5119
WeekDay | Tuesday | 6 | 0 | 959284.5421 | 866430.688 | 267088.4098 | 86247.9931 | 3524.8627 | 6016.8254 | 2188593.3211
WeekDay | Tuesday | 6 | 1 | 898083.6654 | 838213.2371 | 263215.5339 | 86167.6229 | 3237.8 | 5902.1741 | 2094820.0334
WeekDay | Tuesday | 6 | 2 | 854466.5819 | 817922.0026 | 260224.4884 | 86160.3008 | 3297.8829 | 5812.1586 | 2027883.4151
WeekDay | Tuesday | 6 | 3 | 815182.165 | 797987.5461 | 260306.0308 | 86156.1848 | 2944.0614 | 6006.9711 | 1968582.9593
WeekDay | Tuesday | 6 | 4 | 807180.8651 | 800627.3099 | 263382.7083 | 86166.9297 | 2369.9361 | 6192.4978 | 1965920.2469
WeekDay | Tuesday | 6 | 5 | 799179.5653 | 830757.231 | 266987.0752 | 431.5727 | 3364.6417 | 6481.8739 | 1907201.9597
WeekDay | Tuesday | 6 | 6 | 794757.6627 | 882061.3451 | 273498.0926 | 385.8201 | 3678.4078 | 6663.042 | 1961044.3703
WeekDay | Tuesday | 6 | 7 | 767578.9841 | 1040879.5563 | 289766.8184 | 321.524 | 2877.3027 | 6799.297 | 2108223.4825
WeekDay | Tuesday | 6 | 8 | 695877.3411 | 1224478.6133 | 303861.561 | 402.934 | 2643.2298 | 6223.7663 | 2233487.4456
WeekDay | Tuesday | 6 | 9 | 635601.6623 | 1335916.4512 | 313295.7536 | 452.7592 | 3210.262 | 6066.2866 | 2294543.1749
WeekDay | Tuesday | 6 | 10 | 608285.2142 | 1385366.7783 | 315884.2779 | 482.1777 | 4082.9242 | 6031.4174 | 2320132.7897
WeekDay | Tuesday | 6 | 11 | 607772.8729 | 1406445.3011 | 314353.2173 | 514.5857 | 4458.6509 | 5214.0767 | 2338758.7046
WeekDay | Tuesday | 6 | 12 | 613306.0973 | 1409688.2164 | 319704.1891 | 545.0007 | 5787.9848 | 4799.4369 | 2353830.9253
WeekDay | Tuesday | 6 | 13 | 593236.0911 | 1404645.4193 | 317402.3942 | 578.6219 | 5527.6256 | 4796.5943 | 2326186.7464
WeekDay | Tuesday | 6 | 14 | 591794.3784 | 1396294.9996 | 312885.4056 | 502.1511 | 6455.5724 | 6301.8429 | 2314234.35
WeekDay | Tuesday | 6 | 15 | 602300.2179 | 1366179.9561 | 311850.6513 | 441.1478 | 6816.0697 | 6244.612 | 2293832.6548
WeekDay | Tuesday | 6 | 16 | 634400.4244 | 1282275.4818 | 306549.4294 | 396.2618 | 6462.2483 | 6365.8961 | 2236449.7417
WeekDay | Tuesday | 6 | 17 | 670746.8261 | 1160008.323 | 298459.3265 | 361.5575 | 7930.941 | 6681.0451 | 2144188.0192
WeekDay | Tuesday | 6 | 18 | 717085.0015 | 1098933.3118 | 289574.8289 | 86101.8104 | 6776.0144 | 6996.7626 | 2205467.7296
WeekDay | Tuesday | 6 | 19 | 782766.3299 | 1086413.7939 | 284079.927 | 86937.7035 | 5247.2388 | 6980.844 | 2252425.837
WeekDay | Tuesday | 6 | 20 | 896139.2856 | 1031675.6912 | 279916.5569 | 87227.426 | 4065.6087 | 6801.1921 | 2305825.7604
WeekDay | Tuesday | 6 | 21 | 1022982.1673 | 970043.9449 | 275080.2647 | 87249.3058 | 3825.2771 | 6535.1252 | 2365716.085
WeekDay | Tuesday | 6 | 22 | 1085708.1001 | 925748.7969 | 270144.9884 | 86978.5601 | 3418.0487 | 6158.7657 | 2378157.2598
WeekDay | Tuesday | 6 | 23 | 1113132.1349 | 884508.2064 | 267200.5084 | 86246.4333 | 3831.953 | 5912.0284 | 2360831.2645
WeekDay | Wednesday | 6 | 0 | 1063389.5123 | 847207.9287 | 267281.7612 | 86211.4257 | 3811.9254 | 5907.1013 | 2273809.6546
WeekDay | Wednesday | 6 | 1 | 992364.4358 | 823008.8372 | 267015.5213 | 86139.7641 | 3851.9806 | 5739.1987 | 2178119.7378
WeekDay | Wednesday | 6 | 2 | 932053.0275 | 797571.4394 | 266626.8548 | 86138.1611 | 2763.8128 | 5714.9419 | 2090868.2374
WeekDay | Wednesday | 6 | 3 | 882998.5681 | 787807.2539 | 269550.1088 | 86142.667 | 4933.4726 | 5819.7389 | 2037251.8092
WeekDay | Wednesday | 6 | 4 | 838277.9863 | 786275.3164 | 271606.0554 | 86142.8836 | 3851.9806 | 6024.5952 | 1992178.8174
WeekDay | Wednesday | 6 | 5 | 777191.774 | 807301.5911 | 277148.2931 | 418.8781 | 4472.8371 | 6488.1276 | 1873021.501
WeekDay | Wednesday | 6 | 6 | 767239.2842 | 839952.9358 | 280615.9721 | 375.0319 | 5380.7563 | 6435.4449 | 1899999.4253
WeekDay | Wednesday | 6 | 7 | 732395.9363 | 989075.768 | 291521.2566 | 304.2802 | 4159.0709 | 6782.8099 | 2024239.122
WeekDay | Wednesday | 6 | 8 | 662632.5729 | 1175924.9785 | 303208.1153 | 395.4819 | 3584.9456 | 6028.5748 | 2151774.669
WeekDay | Wednesday | 6 | 9 | 602955.7049 | 1289714.334 | 310612.6649 | 430.7928 | 4005.5258 | 5978.3557 | 2213697.378
WeekDay | Wednesday | 6 | 10 | 576870.687 | 1335170.534 | 314385.1485 | 438.8081 | 4012.2017 | 6244.233 | 2237121.6123
WeekDay | Wednesday | 6 | 11 | 573001.4446 | 1366578.6539 | 315771.3229 | 438.4182 | 4125.6916 | 6045.2514 | 2265960.7825
WeekDay | Wednesday | 6 | 12 | 580219.8192 | 1385218.9389 | 320377.0982 | 439.2414 | 5460.8668 | 5194.9366 | 2296910.901
WeekDay | Wednesday | 6 | 13 | 599555.0358 | 1395122.9515 | 319637.3599 | 422.9941 | 5354.0528 | 6656.7883 | 2326749.1823
WeekDay | Wednesday | 6 | 14 | 592161.2235 | 1371261.064 | 319549.6163 | 658.6021 | 6088.3992 | 7267.9461 | 2296986.8512
WeekDay | Wednesday | 6 | 15 | 598192.7239 | 1334455.5852 | 316544.554 | 667.354 | 7817.4511 | 7461.4321 | 2265139.1004
WeekDay | Wednesday | 6 | 16 | 631445.963 | 1257525.7625 | 310053.0376 | 645.9942 | 6735.9592 | 6965.6835 | 2213372.4001
WeekDay | Wednesday | 6 | 17 | 663588.9521 | 1165016.3788 | 301923.6204 | 657.9956 | 6982.9666 | 6957.1558 | 2145127.0692
WeekDay | Wednesday | 6 | 18 | 705746.1904 | 1087725.1936 | 295640.343 | 86494.9526 | 4699.8169 | 6959.9984 | 2187266.4949
WeekDay | Wednesday | 6 | 19 | 763033.6778 | 1077266.984 | 291046.8584 | 87400.0377 | 4032.2293 | 6968.5261 | 2229748.3133
WeekDay | Wednesday | 6 | 20 | 864441.542 | 1015846.7865 | 286966.206 | 89115.1935 | 2189.6874 | 6687.6778 | 2265247.0932
WeekDay | Wednesday | 6 | 21 | 954511.2653 | 968288.0775 | 280617.3918 | 89135.4702 | 2216.3909 | 6436.2029 | 2301204.7987
WeekDay | Wednesday | 6 | 22 | 1017429.1058 | 921077.4678 | 278573.3912 | 88565.1236 | 2309.8532 | 6167.2934 | 2314122.2351
WeekDay | Wednesday | 6 | 23 | 1042793.9349 | 887129.2587 | 275507.1807 | 87778.969 | 2136.2804 | 5944.813 | 2301290.4367
WeekDay | Thursday | 6 | 0 | 1005186.4937 | 798418.6973 | 274367.9806 | 86489.6668 | 2596.9159 | 5778.616 | 2172838.3703
WeekDay | Thursday | 6 | 1 | 944568.8473 | 783547.6657 | 269442.6522 | 86209.2161 | 2550.1847 | 5710.3937 | 2092028.9597
WeekDay | Thursday | 6 | 2 | 888835.5101 | 762991.4532 | 268785.7693 | 86204.7102 | 2450.0466 | 5604.6492 | 2014872.1385
WeekDay | Thursday | 6 | 3 | 844435.893 | 756894.382 | 263486.2649 | 86202.5005 | 3211.0965 | 5762.887 | 1959993.0238
WeekDay | Thursday | 6 | 4 | 808708.2467 | 749692.7353 | 269024.6596 | 86203.7137 | 4185.7744 | 5924.5359 | 1923739.6655
WeekDay | Thursday | 6 | 5 | 771605.475 | 775104.3066 | 274834.1136 | 478.7983 | 4753.2239 | 6330.6479 | 1833106.5652
WeekDay | Thursday | 6 | 6 | 761957.4607 | 811670.2035 | 282210.9962 | 462.5509 | 5327.3493 | 6510.1104 | 1868138.671
WeekDay | Thursday | 6 | 7 | 742883.3803 | 958555.8879 | 297760.0889 | 413.6789 | 4426.106 | 6342.3973 | 2010381.5392
WeekDay | Thursday | 6 | 8 | 671400.7769 | 1129183.9061 | 308198.661 | 437.4217 | 3771.8701 | 5848.1648 | 2118840.8006
WeekDay | Thursday | 6 | 9 | 605135.3998 | 1223313.4407 | 313899.2331 | 460.2113 | 3197.7447 | 5158.7408 | 2151164.7705
WeekDay | Thursday | 6 | 10 | 577754.5355 | 1280404.7779 | 319087.9754 | 516.7087 | 3898.7118 | 5084.2649 | 2186746.9742
WeekDay | Thursday | 6 | 11 | 575215.8884 | 1302668.218 | 326074.7108 | 540.1915 | 5127.073 | 4671.8991 | 2214297.9809
WeekDay | Thursday | 6 | 12 | 585999.466 | 1308592.8169 | 331228.1418 | 506.9603 | 5360.7287 | 4518.778 | 2236206.8917
WeekDay | Thursday | 6 | 13 | 585958.3793 | 1288135.2225 | 331710.6103 | 479.2748 | 4759.8998 | 4683.2695 | 2215726.6562
WeekDay | Thursday | 6 | 14 | 574814.5784 | 1284698.1722 | 329850.4333 | 477.4551 | 4566.2994 | 5186.7878 | 2199593.7263
WeekDay | Thursday | 6 | 15 | 585280.6925 | 1253233.0937 | 326707.3492 | 467.2735 | 5280.6182 | 5942.918 | 2176911.9449
WeekDay | Thursday | 6 | 16 | 601587.3272 | 1191720.3712 | 319920.2842 | 392.9257 | 4960.1761 | 7434.1431 | 2126015.2275
WeekDay | Thursday | 6 | 17 | 634962.9735 | 1086019.0094 | 310232.771 | 321.524 | 5013.5831 | 7138.1343 | 2043687.9952
WeekDay | Thursday | 6 | 18 | 678034.0117 | 1026249.2702 | 300513.2203 | 86134.0018 | 3431.4004 | 7177.1726 | 2101539.077
WeekDay | Thursday | 6 | 19 | 731997.3907 | 1029829.5396 | 299403.8133 | 87429.023 | 2870.6268 | 7202.9454 | 2158733.3388
WeekDay | Thursday | 6 | 20 | 823252.7558 | 995807.7788 | 294860.4813 | 87238.9075 | 2109.5769 | 7000.1737 | 2210269.6739
WeekDay | Thursday | 6 | 21 | 901018.9238 | 955045.953 | 290056.293 | 87217.8509 | 1695.6726 | 6651.6716 | 2241686.3649
WeekDay | Thursday | 6 | 22 | 945128.509 | 899364.2106 | 284701.9499 | 87216.8544 | 1628.9138 | 6303.738 | 2224344.1758
WeekDay | Thursday | 6 | 23 | 955551.6919 | 856370.6699 | 281453.8215 | 87201.9069 | 1628.9138 | 6026.1112 | 2188233.1152
WeekDay | Friday | 6 | 0 | 913290.32 | 831659.7801 | 278959.9926 | 86522.9414 | 1769.1072 | 5926.0519 | 2118128.1932
WeekDay | Friday | 6 | 1 | 867665.6877 | 814507.4501 | 271019.8252 | 86169.6592 | 2430.019 | 5806.0944 | 2047598.7357
WeekDay | Friday | 6 | 2 | 815918.3085 | 790706.8804 | 269548.9674 | 86155.1016 | 2036.1423 | 5735.9771 | 1970101.3774
WeekDay | Friday | 6 | 3 | 777179.5395 | 775746.0539 | 268597.1301 | 86156.3148 | 3958.7946 | 5867.305 | 1917505.1379
WeekDay | Friday | 6 | 4 | 811170.4845 | 773915.0892 | 270226.3479 | 86151.2889 | 3391.3452 | 6119.9169 | 1950974.4725
WeekDay | Friday | 6 | 5 | 773259.902 | 795405.6136 | 279909.8741 | 423.0807 | 3357.9658 | 6589.324 | 1858945.7602
WeekDay | Friday | 6 | 6 | 756112.6058 | 821798.9203 | 288395.0687 | 388.3764 | 5000.2313 | 6898.5983 | 1878593.8008
WeekDay | Friday | 6 | 7 | 733969.5235 | 961846.6115 | 302682.5719 | 302.5471 | 3878.6841 | 6960.3774 | 2009640.3155
WeekDay | Friday | 6 | 8 | 718346.8612 | 1133201.7348 | 312845.0318 | 332.8322 | 3778.546 | 6545.548 | 2175050.5541
WeekDay | Friday | 6 | 9 | 729444.2368 | 1232646.042 | 315673.6467 | 362.0774 | 4098.988 | 5901.9846 | 2288126.9755
WeekDay | Friday | 6 | 10 | 737912.5693 | 1274563.0087 | 322035.1957 | 433.5223 | 3224.4483 | 5150.2131 | 2343318.9574
WeekDay | Friday | 6 | 11 | 695092.3877 | 1300899.2928 | 323153.5577 | 468.7466 | 3651.7043 | 5090.7081 | 2328356.3972
WeekDay | Friday | 6 | 12 | 764118.5483 | 1345074.4553 | 328500.8149 | 487.8101 | 3418.0487 | 5620.3782 | 2447220.0555
WeekDay | Friday | 6 | 13 | 687349.5006 | 1350370.1479 | 328437.0239 | 478.1917 | 6342.0825 | 5588.3517 | 2378565.2982
WeekDay | Friday | 6 | 14 | 610580.4529 | 1348799.1843 | 325951.9008 | 472.6459 | 3411.3728 | 7352.4659 | 2296568.0227
WeekDay | Friday | 6 | 15 | 605165.918 | 1320212.9841 | 320557.3761 | 452.7592 | 4973.5278 | 7424.2888 | 2258786.854
WeekDay | Friday | 6 | 16 | 620960.5794 | 1240302.1911 | 314385.1178 | 422.4308 | 4132.3674 | 7277.4214 | 2187480.108
WeekDay | Friday | 6 | 17 | 638201.8134 | 1132035.9437 | 305777.0221 | 403.4106 | 3851.9806 | 7104.0231 | 2087374.1936
WeekDay | Friday | 6 | 18 | 667570.2364 | 1063519.5087 | 296967.493 | 86118.6643 | 2243.0944 | 7126.0059 | 2123545.0026
WeekDay | Friday | 6 | 19 | 724168.6186 | 1066719.749 | 292244.4319 | 86144.1834 | 1835.866 | 7094.3583 | 2178207.2072
WeekDay | Friday | 6 | 20 | 774953.5898 | 1045065.5027 | 289176.7445 | 86259.7778 | 2490.1019 | 6880.2162 | 2204825.9329
WeekDay | Friday | 6 | 21 | 862395.6484 | 1004285.4838 | 282358.0677 | 86286.6834 | 2490.1019 | 6573.4055 | 2244389.3907
WeekDay | Friday | 6 | 22 | 917798.3816 | 950705.5477 | 281713.846 | 86284.5604 | 2917.3579 | 6342.2078 | 2245761.9015
WeekDay | Friday | 6 | 23 | 958199.5528 | 913973.329 | 276246.1446 | 86282.6541 | 2650.3229 | 6076.1409 | 2243428.1443
Saturday | Saturday | 6 | 0 | 993098.336 | 872500.7515 | 271500.3433 | 86282.0475 | 2269.7979 | 5933.4427 | 2231584.7188
Saturday | Saturday | 6 | 1 | 988185.639 | 839736.7425 | 267985.4699 | 86277.0217 | 2496.7777 | 5881.1389 | 2190562.7897
Saturday | Saturday | 6 | 2 | 950312.5644 | 819427.9805 | 265279.377 | 86184.7368 | 5213.8594 | 5809.316 | 2132227.8341
Saturday | Saturday | 6 | 3 | 904890.9203 | 800951.0117 | 262340.9896 | 86162.6404 | 3965.4705 | 5868.6315 | 2064179.664
Saturday | Saturday | 6 | 4 | 752930.4327 | 777552.002 | 259818.3734 | 86172.2588 | 3544.8903 | 5919.4192 | 1885937.3765
Saturday | Saturday | 6 | 5 | 727117.3063 | 785876.6178 | 255011.6238 | 448.6865 | 3705.1113 | 6092.2489 | 1778251.5947
Saturday | Saturday | 6 | 6 | 713437.7953 | 783614.9343 | 254198.0602 | 432.0492 | 5180.48 | 5974.5655 | 1762837.8846
Saturday | Saturday | 6 | 7 | 709748.7321 | 840666.2948 | 258916.4172 | 353.1088 | 3998.8499 | 5443.1898 | 1819126.5926
Saturday | Saturday | 6 | 8 | 694233.5526 | 927486.0433 | 262185.55 | 311.4723 | 3444.7522 | 5135.6211 | 1892796.9914
Saturday | Saturday | 6 | 9 | 672769.7075 | 1016862.0803 | 260030.1246 | 304.3668 | 2196.3633 | 4538.8657 | 1956701.5082
Saturday | Saturday | 6 | 10 | 650890.8169 | 1061146.4987 | 260042.311 | 313.292 | 2984.1167 | 4640.4411 | 1980017.4764
Saturday | Saturday | 6 | 11 | 653360.4898 | 1085584.911 | 258173.9755 | 373.2989 | 3104.2825 | 4968.287 | 2005565.2446
Saturday | Saturday | 6 | 12 | 880963.9102 | 1060913.8503 | 261057.5313 | 392.4491 | 2610.2676 | 5123.6822 | 2211061.6907
Saturday | Saturday | 6 | 13 | 839559.2943 | 1049549.0931 | 258258.0598 | 379.0179 | 2636.9711 | 5068.9149 | 2155451.3512
Saturday | Saturday | 6 | 14 | 759315.6618 | 1021864.3637 | 255580.4283 | 374.2954 | 3057.5513 | 6165.3984 | 2046357.6988
Saturday | Saturday | 6 | 15 | 679072.0292 | 1012442.3204 | 252661.9861 | 419.9612 | 4459.4854 | 6144.7422 | 1955200.5245
Saturday | Saturday | 6 | 16 | 673694.1433 | 998291.1684 | 249211.0217 | 578.4919 | 5921.5023 | 6046.9569 | 1933743.2845
Saturday | Saturday | 6 | 17 | 664568.1643 | 957010.0665 | 246926.2747 | 592.5296 | 4546.2718 | 7075.7867 | 1880719.0936
Saturday | Saturday | 6 | 18 | 667882.9596 | 957501.6105 | 242049.3202 | 86428.7068 | 3324.5864 | 7277.9899 | 1964465.1734
Saturday | Saturday | 6 | 19 | 686450.1412 | 982407.4683 | 240534.741 | 87809.644 | 2904.0062 | 7350.3814 | 2007456.3821
Saturday | Saturday | 6 | 20 | 714046.7778 | 961019.4394 | 242295.5487 | 88032.0809 | 2169.6598 | 7058.9206 | 2014622.4273
Saturday | Saturday | 6 | 21 | 729235.1944 | 999719.9092 | 240080.8471 | 88012.1075 | 1762.4313 | 6726.7161 | 2065537.2056
Saturday | Saturday | 6 | 22 | 768484.3728 | 967141.8691 | 236803.7218 | 88071.4211 | 1675.645 | 6537.5888 | 2068714.6186
Saturday | Saturday | 6 | 23 | 786772.4659 | 935798.9774 | 236279.8715 | 87384.007 | 2423.3431 | 6304.3065 | 2054962.9714
Sunday | Sunday | 6 | 0 | 797160.2205 | 909376.4364 | 234119.8334 | 86574.7162 | 2283.1497 | 6194.5824 | 2035708.9386
Sunday | Sunday | 6 | 1 | 816223.4616 | 877828.9216 | 230626.5653 | 86183.9136 | 2683.7023 | 6106.4619 | 2019653.0264
Sunday | Sunday | 6 | 2 | 810991.1994 | 844714.7518 | 231015.006 | 86162.0338 | 2323.205 | 6086.9428 | 1981293.1388
Sunday | Sunday | 6 | 3 | 781064.303 | 843769.8042 | 230227.1048 | 86163.247 | 2690.3781 | 6003.939 | 1949918.7762
Sunday | Sunday | 6 | 4 | 830511.302 | 779997.2208 | 228364.7718 | 86161.0373 | 3705.1113 | 5975.3235 | 1934714.7668
Sunday | Sunday | 6 | 5 | 799003.6737 | 776158.6939 | 225244.8052 | 424.9004 | 5167.1283 | 6010.5717 | 1812009.7731
Sunday | Sunday | 6 | 6 | 780440.9466 | 763028.4431 | 222935.6844 | 408.3931 | 5354.0528 | 5713.8048 | 1777881.3248
Sunday | Sunday | 6 | 7 | 760938.6496 | 774906.7159 | 226205.4994 | 296.2215 | 3431.4004 | 5769.7092 | 1771548.1959
Sunday | Sunday | 6 | 8 | 727989.0762 | 816992.8822 | 231239.2958 | 280.9707 | 2770.4887 | 4523.5157 | 1783796.2292
Sunday | Sunday | 6 | 9 | 712387.6144 | 846709.8997 | 232457.6842 | 283.7869 | 2623.6194 | 4424.4039 | 1798887.0085
Sunday | Sunday | 6 | 10 | 706296.3093 | 881548.7302 | 231723.2844 | 292.2355 | 3885.36 | 3753.741 | 1827499.6604
Sunday | Sunday | 6 | 11 | 725428.2892 | 902585.833 | 233131.0441 | 357.9614 | 4212.4779 | 3707.1225 | 1869422.7281
Sunday | Sunday | 6 | 12 | 744489.4448 | 924442.3412 | 235922.6626 | 376.2017 | 4332.6437 | 4393.8934 | 1913957.1873
Sunday | Sunday | 6 | 13 | 741046.4616 | 919648.4345 | 236952.1312 | 370.4827 | 3658.3802 | 3957.8393 | 1905633.7295
Sunday | Sunday | 6 | 14 | 723809.7774 | 925862.122 | 235762.3491 | 352.5456 | 4639.734 | 3794.2954 | 1894220.8235
Sunday | Sunday | 6 | 15 | 717393.3884 | 921356.8342 | 235213.6167 | 312.2955 | 5567.6808 | 6024.4057 | 1885868.2213
Sunday | Sunday | 6 | 16 | 703049.8775 | 913575.4017 | 233791.4006 | 303.7603 | 4913.445 | 7158.0324 | 1862791.9174
Sunday | Sunday | 6 | 17 | 705040.7848 | 913504.9809 | 233596.6946 | 306.4898 | 5334.0252 | 6877.5631 | 1864660.5383
Sunday | Sunday | 6 | 18 | 699955.6917 | 930551.8837 | 234322.7843 | 86058.6574 | 3317.9105 | 6810.4779 | 1961017.4054
Sunday | Sunday | 6 | 19 | 709796.7256 | 944552.2307 | 235707.7402 | 86136.7746 | 2376.612 | 6782.8099 | 1985352.893
Sunday | Sunday | 6 | 20 | 725605.3235 | 930266.0851 | 234708.1931 | 86247.8198 | 1829.1901 | 6426.1591 | 1985082.7707
Sunday | Sunday | 6 | 21 | 744084.3607 | 900324.2638 | 235122.8306 | 86261.1643 | 1989.4111 | 6206.5213 | 1973988.5518
Sunday | Sunday | 6 | 22 | 762901.9254 | 875116.9207 | 235557.8067 | 86261.1643 | 1989.4111 | 6038.9977 | 1967866.2259
Sunday | Sunday | 6 | 23 | 823143.6262 | 852714.4005 | 236881.479 | 86235.3852 | 2496.7777 | 6015.3094 | 2007486.978
WeekDay | Monday | 6 | 0 | 912925.9162 | 831518.6086 | 236280.0126 | 86156.4014 | 3725.139 | 5910.5124 | 2076516.5902
WeekDay | Monday | 6 | 1 | 955757.4433 | 820157.6467 | 236248.1375 | 86152.5021 | 3097.6066 | 5886.2556 | 2107299.5918
WeekDay | Monday | 6 | 2 | 967426.519 | 797035.2899 | 237361.7729 | 86152.5887 | 2710.4058 | 5735.9771 | 2096422.5534
WeekDay | Monday | 6 | 3 | 937861.1569 | 790049.3811 | 238157.1063 | 86152.8053 | 2244.972 | 5882.655 | 2060348.0766
WeekDay | Monday | 6 | 4 | 884855.8223 | 788621.0872 | 243009.6976 | 86148.6893 | 1942.68 | 6167.2934 | 2010745.2699
WeekDay | Monday | 6 | 5 | 838831.0332 | 817631.6465 | 251591.0347 | 421.261 | 2243.0944 | 6586.4814 | 1917304.5512
WeekDay | Monday | 6 | 6 | 809495.6229 | 870874.7032 | 263858.6521 | 407.2666 | 4092.3122 | 6613.0123 | 1955341.5693
WeekDay | Monday | 6 | 7 | 776050.9324 | 1035035.6841 | 281042.0113 | 336.0816 | 4900.0932 | 6595.3882 | 2103960.1909
WeekDay | Monday | 6 | 8 | 741943.3984 | 1222652.007 | 299587.9018 | 348.1696 | 4105.6639 | 5799.4617 | 2274436.6025
WeekDay | Monday | 6 | 9 | 737347.4248 | 1308624.5613 | 309181.1434 | 362.3807 | 4593.0029 | 5742.6098 | 2365851.1228
WeekDay | Monday | 6 | 10 | 738481.021 | 1367755.8321 | 315035.5592 | 392.6224 | 4225.8297 | 6143.4156 | 2432034.2801
WeekDay | Monday | 6 | 11 | 693910.151 | 1385795.4884 | 318235.1265 | 484.3007 | 4419.4301 | 7360.9937 | 2410205.4905
WeekDay | Monday | 6 | 12 | 648984.5966 | 1386163.6571 | 323775.7013 | 504.2741 | 5340.701 | 6562.9826 | 2371331.9127
WeekDay | Monday | 6 | 13 | 624006.2729 | 1393938.9652 | 324209.357 | 402.2408 | 4472.8371 | 6067.4236 | 2353097.0966
WeekDay | Monday | 6 | 14 | 624086.6437 | 1379740.1107 | 321294.4936 | 395.6985 | 5414.1357 | 4922.0475 | 2335853.1297
WeekDay | Monday | 6 | 15 | 632700.9662 | 1338849.9705 | 320365.9072 | 386.2967 | 4986.8796 | 7536.6661 | 2304826.6863
WeekDay | Monday | 6 | 16 | 643051.6825 | 1256137.5535 | 315807.4916 | 347.3031 | 5974.9093 | 7106.8657 | 2228425.8056
WeekDay | Monday | 6 | 17 | 637136.5575 | 1141350.4442 | 305250.4135 | 325.0768 | 5868.0953 | 6765.9439 | 2096696.5311
WeekDay | Monday | 6 | 18 | 631127.3946 | 1061534.084 | 296198.6458 | 86011.7351 | 3024.172 | 6837.3878 | 2084733.4193
WeekDay | Monday | 6 | 19 | 670004.4714 | 1064877.113 | 290656.1108 | 86104.7999 | 2957.4132 | 6829.8075 | 2121429.7159
WeekDay | Monday | 6 | 20 | 800272.4751 | 994558.1448 | 285738.8487 | 86434.2526 | 2256.4462 | 6649.587 | 2175909.7544
WeekDay | Monday | 6 | 21 | 769066.7029 | 954651.9267 | 279489.4356 | 86160.6474 | 2249.7703 | 6378.214 | 2097996.6968
WeekDay | Monday | 6 | 22 | 733594.7593 | 909363.5986 | 276071.3899 | 86171.1757 | 2169.6598 | 6150.4274 | 2013521.0106
WeekDay | Monday | 6 | 23 | 786571.3399 | 876192.5265 | 276754.4937 | 86152.1121 | 2162.9839 | 6017.394 | 2033850.85
WeekDay | Tuesday | 6 | 0 | 839547.9205 | 863343.8606 | 273960.3128 | 86123.5168 | 2389.9637 | 5826.1821 | 2071191.7565
WeekDay | Tuesday | 6 | 1 | 863802.8759 | 838513.7769 | 271830.9973 | 86116.108 | 2803.868 | 5689.3585 | 2068756.9848
WeekDay | Tuesday | 6 | 2 | 861779.7923 | 817858.505 | 269438.6293 | 86121.6104 | 2209.7151 | 5704.7085 | 2043112.9606
WeekDay | Tuesday | 6 | 3 | 820467.7374 | 799899.0853 | 264847.3954 | 86122.4336 | 2710.4058 | 5653.1628 | 1979700.2204
WeekDay | Tuesday | 6 | 4 | 762988.6446 | 796118.0715 | 266000.1809 | 86119.7041 | 2937.3856 | 5861.2407 | 1920025.2275
WeekDay | Tuesday | 6 | 5 | 727879.6025 | 828223.4251 | 270139.5975 | 397.8215 | 4212.4779 | 6319.467 | 1837172.3916
WeekDay | Tuesday | 6 | 6 | 713435.4228 | 880334.0875 | 277598.4366 | 366.0201 | 4733.1963 | 6605.6215 | 1883072.7848
WeekDay | Tuesday | 6 | 7 | 691974.0893 | 1005027.3694 | 300311.2178 | 297.4346 | 4519.5683 | 6720.2729 | 2008849.9523
WeekDay | Tuesday | 6 | 8 | 660179.6064 | 1157414.9938 | 311257.8464 | 375.5952 | 3905.3876 | 6110.8206 | 2139244.2499
WeekDay | Tuesday | 6 | 9 | 673877.7931 | 1263495.0267 | 311580.3402 | 367.4065 | 4339.3196 | 5685.9474 | 2259345.8335
WeekDay | Tuesday | 6 | 10 | 690082.5288 | 1320112.827 | 317754.3213 | 397.2149 | 3324.5864 | 6334.6275 | 2338006.106
WeekDay | Tuesday | 6 | 11 | 650303.3091 | 1322654.9517 | 319893.575 | 455.922 | 2890.6544 | 6741.8766 | 2302940.2888
WeekDay | Tuesday | 6 | 12 | 604223.6323 | 1322596.3232 | 323104.3358 | 406.7034 | 2296.5014 | 6822.9853 | 2259450.4814
WeekDay | Tuesday | 6 | 13 | 583898.8468 | 1336609.382 | 324133.2709 | 203.8499 | 2363.2602 | 6155.3545 | 2253363.9644
WeekDay | Tuesday | 6 | 14 | 586951.5104 | 1326951.6387 | 321112.6801 | 165.5062 | 2256.4462 | 6070.4557 | 2243508.2373
WeekDay | Tuesday | 6 | 15 | 595593.7402 | 1302466.6682 | 315978.6895 | 189.7689 | 2483.426 | 7500.0913 | 2224212.3842
WeekDay | Tuesday | 6 | 16 | 600584.1388 | 1235225.8168 | 309959.4146 | 128.9822 | 2757.1369 | 7248.6165 | 2155904.1057
WeekDay | Tuesday | 6 | 17 | 596771.265 | 1132788.0452 | 299833.0958 | 135.4378 | 3364.6417 | 7133.2071 | 2040025.6926
WeekDay | Tuesday | 6 | 18 | 601720.1934 | 1080533.4093 | 288943.0291 | 85936.3908 | 2523.4812 | 7264.3455 | 2066920.8493
WeekDay | Tuesday | 6 | 19 | 629673.093 | 1078191.9266 | 283807.5032 | 86198.9045 | 1902.6247 | 7337.1159 | 2087111.168
WeekDay | Tuesday | 6 | 20 | 668695.3526 | 1033630.1073 | 280370.7163 | 86550.3669 | 2803.868 | 6925.6977 | 2078976.1088
WeekDay | Tuesday | 6 | 21 | 718482.3043 | 978673.6095 | 274788.8946 | 86597.1159 | 2616.9435 | 6727.8531 | 2067886.721
WeekDay | Tuesday | 6 | 22 | 764613.5855 | 933310.5249 | 271655.9844 | 86655.9963 | 2563.5365 | 6421.8004 | 2065221.428
WeekDay | Tuesday | 6 | 23 | 828353.7281 | 891998.3693 | 269503.0242 | 86658.9425 | 2590.24 | 6162.3663 | 2085266.6704
WeekDay | Wednesday | 6 | 0 | 890057.2648 | 852847.9541 | 264929.949 | 86653.3967 | 2062.8458 | 6089.2168 | 2102640.6273
WeekDay | Wednesday | 6 | 1 | 914863.5697 | 829442.3375 | 265856.3024 | 86658.1193 | 2296.5014 | 5941.5914 | 2105058.4217
WeekDay | Wednesday | 6 | 2 | 932894.0746 | 801626.0607 | 265285.2737 | 86353.1025 | 1628.9138 | 5886.2556 | 2093673.6809
WeekDay | Wednesday | 6 | 3 | 901598.5887 | 793784.2298 | 259559.5878 | 86132.6586 | 2777.1645 | 5947.4661 | 2049799.6955
WeekDay | Wednesday | 6 | 4 | 845883.4229 | 792037.3698 | 261911.7455 | 86126.1597 | 3157.6895 | 6326.8578 | 1995443.2452
WeekDay | Wednesday | 6 | 5 | 806979.0051 | 818495.6963 | 267380.7614 | 404.3638 | 3271.1794 | 6710.7975 | 1903241.8035
WeekDay | Wednesday | 6 | 6 | 782535.262 | 846034.6209 | 274452.4814 | 375.8984 | 4759.8998 | 6774.8507 | 1914933.0132
WeekDay | Wednesday | 6 | 7 | 755358.7403 | 978545.5539 | 288078.5626 | 235.4781 | 4973.5278 | 6541.1894 | 2033733.0522
WeekDay | Wednesday | 6 | 8 | 726832.27 | 1156834.9384 | 299154.6097 | 165.8528 | 3805.2495 | 5859.1562 | 2192652.0766
WeekDay | Wednesday | 6 | 9 | 732185.7853 | 1256829.8631 | 306892.0326 | 111.6084 | 3204.4206 | 5865.2204 | 2305088.9304
WeekDay | Wednesday | 6 | 10 | 738935.4381 | 1306930.2719 | 313013.7597 | 123.8697 | 4539.5959 | 4972.0771 | 2368515.0124
WeekDay | Wednesday | 6 | 11 | 698324.0869 | 1337860.7707 | 315364.3386 | 111.3051 | 3811.9254 | 4644.9892 | 2360117.4159
WeekDay | Wednesday | 6 | 12 | 645872.1025 | 1358613.4281 | 320698.4988 | 111.6084 | 3885.36 | 4562.175 | 2333743.1728
WeekDay | Wednesday | 6 | 13 | 611060.4251 | 1364369.3273 | 319221.5654 | 111.3051 | 3992.174 | 4807.5856 | 2303562.3825
WeekDay | Wednesday | 6 | 14 | 603380.7835 | 1335692.5096 | 315037.1374 | 209.3957 | 4639.734 | 5129.3674 | 2264088.9277
WeekDay | Wednesday | 6 | 15 | 619652.9773 | 1287901.5418 | 312770.2882 | 333.5687 | 6382.1377 | 5605.7862 | 2232646.3
WeekDay | Wednesday | 6 | 16 | 626000.9141 | 1215253.4639 | 309745.2755 | 372.1291 | 4793.2792 | 6233.2416 | 2162398.3033
WeekDay | Wednesday | 6 | 17 | 619717.1098 | 1130368.5287 | 299614.4296 | 269.0559 | 4880.0656 | 6970.0422 | 2061819.2317
WeekDay | Wednesday | 6 | 18 | 624407.1664 | 1073849.5674 | 291868.6423 | 85962.1266 | 3217.7724 | 7185.1319 | 2086490.407
WeekDay | Wednesday | 6 | 19 | 639424.7876 | 1071607.8906 | 287276.7077 | 86093.5784 | 2924.0338 | 7174.709 | 2094501.7071
WeekDay | Wednesday | 6 | 20 | 666395.5327 | 1013536.2292 | 283253.8301 | 86251.0259 | 2329.8808 | 6967.5786 | 2058734.0773
WeekDay | Wednesday | 6 | 21 | 710969.6074 | 958650.0172 | 278791.4334 | 86275.1153 | 2630.2953 | 6632.3419 | 2043948.8104
WeekDay | Wednesday | 6 | 22 | 744414.8806 | 909679.3393 | 276665.5922 | 86265.5835 | 3304.5588 | 6419.1473 | 2026749.1018
WeekDay | Wednesday | 6 | 23 | 794895.9937 | 876929.3117 | 273638.0129 | 86229.3628 | 2603.5918 | 6233.6207 | 2040529.8936
WeekDay | Thursday | 6 | 0 | 823753.9172 | 788433.08 | 270838.2145 | 86166.4531 | 2770.4887 | 6093.386 | 1978055.5394
WeekDay | Thursday | 6 | 1 | 837085.3522 | 775268.5495 | 268985.3974 | 86135.0416 | 3271.1794 | 5964.5217 | 1976710.0418
WeekDay | Thursday | 6 | 2 | 833590.451 | 753896.7384 | 266776.2463 | 86137.8578 | 1775.7831 | 5938.5593 | 1948115.636
WeekDay | Thursday | 6 | 3 | 789896.9335 | 753941.8317 | 266610.6844 | 86145.3966 | 3498.1592 | 6066.4761 | 1906159.4813
WeekDay | Thursday | 6 | 4 | 737551.3308 | 740732.7753 | 266836.1105 | 86138.7676 | 3344.614 | 6264.5102 | 1840868.1085
WeekDay | Thursday | 6 | 5 | 709440.6863 | 762811.7465 | 271798.5342 | 416.0619 | 4159.0709 | 6654.8932 | 1755280.993
WeekDay | Thursday | 6 | 6 | 697440.8546 | 797176.0879 | 279087.3389 | 386.6867 | 4686.4652 | 6925.1292 | 1785702.5624
WeekDay | Thursday | 6 | 7 | 677335.5241 | 932286.0361 | 292442.6582 | 276.4214 | 5026.9349 | 6835.3032 | 1914202.8779
WeekDay | Thursday | 6 | 8 | 633832.4365 | 1098470.2474 | 300986.3737 | 164.7697 | 3925.4153 | 6364.759 | 2043744.0015
WeekDay | Thursday | 6 | 9 | 647804.0479 | 1208273.3813 | 303912.8364 | 117.9773 | 3865.3324 | 5832.4358 | 2169806.0111
WeekDay | Thursday | 6 | 10 | 666080.523 | 1249962.1625 | 309612.0851 | 123.4365 | 3598.2973 | 5244.9662 | 2234621.4706
WeekDay | Thursday | 6 | 11 | 636411.1872 | 1263609.9683 | 314078.9892 | 125.3861 | 3331.2623 | 5127.2828 | 2222684.0758
WeekDay | Thursday | 6 | 12 | 600313.2937 | 1260584.9044 | 319320.1419 | 143.0199 | 2863.9509 | 5088.813 | 2188314.1239
WeekDay | Thursday | 6 | 13 | 568725.6014 | 1250546.8974 | 319083.7912 | 114.1213 | 2456.7225 | 5217.2983 | 2146144.4322
WeekDay | Thursday | 6 | 14 | 571561.2674 | 1251463.838 | 319741.7284 | 117.2408 | 3831.953 | 5675.5246 | 2152391.5522
WeekDay | Thursday | 6 | 15 | 584331.6781 | 1213603.9161 | 319425.9963 | 136.1744 | 6322.0549 | 6243.475 | 2130063.2947
WeekDay | Thursday | 6 | 16 | 587971.9846 | 1162367.0801 | 314049.815 | 94.3212 | 5133.7489 | 6851.2217 | 2076468.1715
WeekDay | Thursday | 6 | 17 | 591969.0171 | 1071568.0267 | 305785.0882 | 101.3834 | 5013.5831 | 7351.5184 | 1981788.617
WeekDay | Thursday | 6 | 18 | 605970.2247 | 1019351.1624 | 297766.5527 | 85924.0861 | 3952.1188 | 7474.3185 | 2020438.4632
WeekDay | Thursday | 6 | 19 | 624967.5795 | 1025120.3287 | 293733.0382 | 86462.5879 | 3831.953 | 7490.995 | 2041606.4825
WeekDay | Thursday | 6 | 20 | 650906.7757 | 976612.7053 | 288161.5502 | 87583.5244 | 2810.5439 | 7269.8412 | 2013344.9406
WeekDay | Thursday | 6 | 21 | 700582.721 | 932840.704 | 283725.5816 | 87015.604 | 1802.4866 | 6976.1064 | 2012943.2036
WeekDay | Thursday | 6 | 22 | 749497.6045 | 891801.4234 | 279554.4505 | 86265.3669 | 1982.7353 | 6670.4327 | 2015772.0132
WeekDay | Thursday | 6 | 23 | 803662.2472 | 856617.1173 | 275519.6195 | 86248.513 | 2697.054 | 6427.6751 | 2031172.2261
WeekDay | Friday | 6 | 0 | 842633.4897 | 831950.9361 | 271363.7285 | 86178.8877 | 3030.8478 | 6329.8899 | 2041487.7797
WeekDay | Friday | 6 | 1 | 882001.531 | 815262.7573 | 267185.3112 | 86165.3266 | 3438.0763 | 6221.1132 | 2060274.1156
WeekDay | Friday | 6 | 2 | 898640.2588 | 791545.8321 | 264904.926 | 86159.8242 | 2256.4462 | 6109.3045 | 2049616.5919
WeekDay | Friday | 6 | 3 | 866154.192 | 780639.7336 | 264605.8836 | 86158.9143 | 3391.3452 | 6191.1712 | 2007141.2399
WeekDay | Friday | 6 | 4 | 811170.4845 | 778225.1176 | 264148.1088 | 86157.6146 | 3665.0561 | 6316.8139 | 1949683.1956
WeekDay | Friday | 6 | 5 | 773259.902 | 799393.1899 | 267684.2847 | 436.9451 | 3745.1666 | 6802.3291 | 1851321.8174
WeekDay | Friday | 6 | 6 | 756112.6058 | 826071.1895 | 276717.5746 | 413.5056 | 5480.8944 | 7021.3984 | 1871817.1683
WeekDay | Friday | 6 | 7 | 733969.5235 | 966100.237 | 291412.5472 | 320.1376 | 5734.5777 | 7076.3552 | 2004613.3783
WeekDay | Friday | 6 | 8 | 718346.8612 | 1136052.7697 | 302385.9514 | 242.237 | 4713.1687 | 6913.7588 | 2168654.7468
WeekDay | Friday | 6 | 9 | 729444.2368 | 1236762.3484 | 306468.6369 | 136.8243 | 3504.8351 | 6048.6625 | 2282365.5439
WeekDay | Friday | 6 | 10 | 737912.5693 | 1277629.7716 | 309074.669 | 124.433 | 3544.8903 | 5724.0382 | 2334010.3714
WeekDay | Friday | 6 | 11 | 695092.3877 | 1303391.5061 | 311403.4832 | 144.1897 | 3945.4429 | 5620.7572 | 2319597.7668
WeekDay | Friday | 6 | 12 | 644768.5292 | 1319601.6361 | 316324.8779 | 124.3463 | 5787.9848 | 5568.643 | 2292176.0172
WeekDay | Friday | 6 | 13 | 619611.1487 | 1331080.4798 | 316924.2263 | 123.1332 | 5814.6883 | 5478.059 | 2279031.7352
WeekDay | Friday | 6 | 14 | 615020.8942 | 1322178.0446 | 312361.0658 | 129.9787 | 5781.3089 | 5781.8376 | 2261253.1298
WeekDay | Friday | 6 | 15 | 630889.9879 | 1287727.3289 | 309780.509 | 115.2478 | 7343.4639 | 6073.2983 | 2241929.8359
WeekDay | Friday | 6 | 16 | 634020.4187 | 1212313.2812 | 302489.512 | 263.2502 | 6922.8837 | 6627.7938 | 2162637.1396
WeekDay | Friday | 6 | 17 | 631122.9258 | 1116025.1651 | 294033.0537 | 352.4156 | 5687.8466 | 7042.8126 | 2054264.2194
WeekDay | Friday | 6 | 18 | 627381.4948 | 1046491.8686 | 287307.9279 | 86247.3432 | 3638.3526 | 7328.0196 | 2058395.0066
WeekDay | Friday | 6 | 19 | 650661.6804 | 1049067.6568 | 278989.9682 | 87148.9622 | 3658.3802 | 7313.2381 | 2076839.886
WeekDay | Friday | 6 | 20 | 674702.3315 | 1012180.242 | 273853.8635 | 87268.8026 | 3551.5662 | 6999.9842 | 2058556.7899
WeekDay | Friday | 6 | 21 | 715375.7217 | 969564.9639 | 268137.0234 | 87287.5628 | 3024.172 | 6800.2445 | 2050189.6884
WeekDay | Friday | 6 | 22 | 736017.5847 | 919567.0185 | 265523.9047 | 87285.0499 | 3124.3101 | 6595.5777 | 2018113.4456
WeekDay | Friday | 6 | 23 | 767899.1022 | 888053.1168 | 263623.3978 | 87279.9374 | 2850.5992 | 6473.5356 | 2016179.6891
Saturday | Saturday | 6 | 0 | 797335.7544 | 852888.4192 | 259893.2371 | 86565.5311 | 2843.9233 | 6208.0373 | 2005734.9023
Saturday | Saturday | 6 | 1 | 812835.3127 | 829157.6336 | 257492.4862 | 86302.4975 | 3217.7724 | 6115.7477 | 1995121.45
Saturday | Saturday | 6 | 2 | 836593.1354 | 810444.8846 | 256260.6785 | 86279.1013 | 2316.5291 | 6009.6242 | 1997903.9531
Saturday | Saturday | 6 | 3 | 819458.5698 | 794517.1595 | 253850.9707 | 86282.6541 | 3972.1464 | 5993.8952 | 1964075.3956
Saturday | Saturday | 6 | 4 | 783136.1928 | 788872.6552 | 252456.5487 | 86277.7582 | 4279.2367 | 5994.4637 | 1921016.8553
Saturday | Saturday | 6 | 5 | 749099.2531 | 797550.5729 | 249312.2582 | 548.4235 | 4659.7617 | 6110.252 | 1807280.5214
Saturday | Saturday | 6 | 6 | 729958.4095 | 795831.0809 | 247840.8617 | 417.8816 | 5394.108 | 5936.0957 | 1785378.4374
Saturday | Saturday | 6 | 7 | 713133.2682 | 847593.4349 | 252082.1019 | 279.8875 | 4819.9827 | 5486.5868 | 1823395.2619
Saturday | Saturday | 6 | 8 | 694489.6169 | 936550.6343 | 252829.1934 | 270.5724 | 4833.3344 | 5050.3432 | 1894023.6947
Saturday | Saturday | 6 | 9 | 688502.3059 | 1027508.9061 | 254831.9739 | 277.8945 | 3978.8223 | 4114.5611 | 1979214.4637
Saturday | Saturday | 6 | 10 | 693194.7688 | 1067846.0579 | 257051.827 | 274.9916 | 4312.6161 | 3939.2677 | 2026619.5291
Saturday | Saturday | 6 | 11 | 718700.3519 | 1100643.2854 | 254622.079 | 288.5527 | 4386.0507 | 3129.6968 | 2081770.0166
Saturday | Saturday | 6 | 12 | 727177.4464 | 1084826.4686 | 258010.0457 | 284.8267 | 4112.3398 | 3072.2763 | 2077483.4035
Saturday | Saturday | 6 | 13 | 719861.6589 | 1062177.6587 | 254587.7319 | 299.081 | 5173.8041 | 3274.6691 | 2045374.6038
Saturday | Saturday | 6 | 14 | 707815.6084 | 1028112.2558 | 251340.6385 | 293.0587 | 3725.139 | 4107.7388 | 1995394.4391
Saturday | Saturday | 6 | 15 | 715214.0693 | 1020782.5331 | 244409.8485 | 303.8036 | 4626.3823 | 4825.3992 | 1990162.036
Saturday | Saturday | 6 | 16 | 704967.224 | 996045.0609 | 239751.3449 | 298.9944 | 3958.7946 | 6111.3891 | 1951132.8079
Saturday | Saturday | 6 | 17 | 702529.52 | 960847.1843 | 238947.0188 | 302.3305 | 3204.4206 | 6540.2419 | 1912370.7161
Saturday | Saturday | 6 | 18 | 699605.6462 | 954012.4189 | 237725.4865 | 86182.0072 | 2590.24 | 7147.9886 | 1987263.7874
Saturday | Saturday | 6 | 19 | 719794.9616 | 974857.0443 | 237398.8487 | 87082.933 | 2256.4462 | 7138.3238 | 2028528.5575
Saturday | Saturday | 6 | 20 | 737694.406 | 962898.7172 | 234238.3566 | 87227.7293 | 2837.2474 | 6928.5403 | 2031824.9968
Saturday | Saturday | 6 | 21 | 756376.2072 | 940381.2991 | 228081.7237 | 87258.4476 | 2102.901 | 6663.042 | 2020863.6206
Saturday | Saturday | 6 | 22 | 760383.5293 | 905396.7264 | 225553.1303 | 87266.8962 | 1555.4792 | 6468.2295 | 1986623.9909
Saturday | Saturday | 6 | 23 | 797681.6623 | 878801.4694 | 225764.7695 | 87225.6496 | 2183.0115 | 6248.0231 | 1997904.5855
Sunday | Sunday | 6 | 0 | 828164.9947 | 847348.9662 | 224312.3354 | 87158.8406 | 2329.8808 | 6048.2835 | 1995363.3011
Sunday | Sunday | 6 | 1 | 852468.6347 | 817641.9066 | 222459.0435 | 86834.9336 | 2743.7852 | 5864.0833 | 1988012.3869
Sunday | Sunday | 6 | 2 | 874492.4603 | 786263.9855 | 222653.7186 | 86631.127 | 2636.9711 | 5777.2895 | 1978455.552
Sunday | Sunday | 6 | 3 | 863377.1234 | 786542.164 | 222036.1434 | 86288.8497 | 3104.2825 | 5759.0968 | 1967107.6598
Sunday | Sunday | 6 | 4 | 830511.302 | 780845.8781 | 222356.1975 | 86131.1855 | 3264.5035 | 5764.024 | 1928873.0907
Sunday | Sunday | 6 | 5 | 799003.6737 | 774906.4041 | 221558.8554 | 410.2995 | 4546.2718 | 5794.5345 | 1806220.039
Sunday | Sunday | 6 | 6 | 780440.9466 | 762606.2902 | 219337.4227 | 381.0543 | 5087.0177 | 5491.3244 | 1773344.0558
Sunday | Sunday | 6 | 7 | 760938.6496 | 775983.8883 | 222544.6008 | 282.7904 | 4325.9678 | 4985.3426 | 1769061.2394
Sunday | Sunday | 6 | 8 | 727989.0762 | 819889.2175 | 226858.2992 | 272.4787 | 2396.6396 | 4691.4183 | 1782097.1294
Sunday | Sunday | 6 | 9 | 712387.6144 | 849923.8043 | 228640.8243 | 279.1076 | 4152.3951 | 4177.4772 | 1799561.2228
Sunday | Sunday | 6 | 10 | 706296.3093 | 885152.6257 | 228862.4136 | 280.0175 | 4052.2569 | 4175.3926 | 1828819.0156
Sunday | Sunday | 6 | 11 | 725428.2892 | 906949.1956 | 230896.7617 | 286.6031 | 4119.0157 | 3466.4495 | 1871146.3147
Sunday | Sunday | 6 | 12 | 744489.4448 | 930173.4164 | 233632.4736 | 293.362 | 4419.4301 | 3064.1276 | 1916072.2545
Sunday | Sunday | 6 | 13 | 741046.4616 | 920701.7468 | 231483.3734 | 305.6233 | 4312.6161 | 3356.9148 | 1901206.7359
Sunday | Sunday | 6 | 14 | 723809.7774 | 925002.9334 | 230113.2726 | 320.7441 | 5487.5703 | 3908.1887 | 1888642.4864
Sunday | Sunday | 6 | 15 | 717393.3884 | 920687.1182 | 231044.7991 | 313.9852 | 6689.2281 | 6085.8057 | 1882214.3248
Sunday | Sunday | 6 | 16 | 703049.8775 | 915063.8985 | 226134.9504 | 293.7952 | 4813.3068 | 6454.3955 | 1855810.2239
Sunday | Sunday | 6 | 17 | 705040.7848 | 915505.5819 | 224123.5377 | 291.3689 | 3418.0487 | 6315.4874 | 1854694.8093
Sunday | Sunday | 6 | 18 | 699955.6917 | 933504.6162 | 224713.98 | 86030.3221 | 2957.4132 | 6612.6333 | 1953774.6564
Sunday | Sunday | 6 | 19 | 709796.7256 | 947006.3345 | 225923.011 | 86029.0223 | 3224.4483 | 6584.9654 | 1978564.507
Sunday | Sunday | 6 | 20 | 725605.3235 | 931729.9512 | 227130.5058 | 86201.4607 | 2169.6598 | 6408.535 | 1979245.436
Sunday | Sunday | 6 | 21 | 744084.3607 | 901121.7369 | 226413.0929 | 86230.7492 | 1829.1901 | 6280.4287 | 1965959.5586
Sunday | Sunday | 6 | 22 | 762901.9254 | 877072.6706 | 226565.8701 | 86229.0595 | 2042.8181 | 6208.4163 | 1961020.7601
Sunday | Sunday | 6 | 23 | 823143.6262 | 855801.0059 | 227336.9191 | 86152.6754 | 2817.2198 | 6118.4008 | 2001369.8471
WeekDay | Monday | 6 | 0 | 912925.9162 | 834963.1677 | 226718.7595 | 86138.6377 | 2496.7777 | 6049.0415 | 2069292.3003
WeekDay | Monday | 6 | 1 | 955757.4433 | 823500.4183 | 225829.5569 | 86138.6377 | 2870.6268 | 5995.9797 | 2100092.6627
WeekDay | Monday | 6 | 2 | 967426.519 | 799746.4037 | 226374.9215 | 86138.3344 | 2089.5493 | 5867.4945 | 2087643.2223
WeekDay | Monday | 6 | 3 | 937861.1569 | 792028.3381 | 227727.4827 | 86142.3637 | 1515.4239 | 6024.2162 | 2051298.9815
WeekDay | Monday | 6 | 4 | 884855.8223 | 790028.2748 | 231248.8285 | 86140.544 | 3765.1942 | 6071.7823 | 2002110.4462
WeekDay | Monday | 6 | 5 | 838831.0332 | 819238.5172 | 238118.4396 | 413.029 | 4426.106 | 6444.7307 | 1907471.8556
WeekDay | Monday | 6 | 6 | 809495.6229 | 871212.4776 | 247901.5888 | 376.2017 | 5380.7563 | 6601.4524 | 1940968.0997
WeekDay | Monday | 6 | 7 | 776050.9324 | 1035368.4228 | 265384.2578 | 303.8036 | 5948.2058 | 6516.7431 | 2089572.3655
WeekDay | Monday | 6 | 8 | 741943.3984 | 1226552.8109 | 281038.7726 | 395.0486 | 5247.2388 | 5855.3661 | 2261032.6353
WeekDay | Monday | 6 | 9 | 737347.4248 | 1314526.7006 | 293096.4147 | 482.1344 | 5467.5427 | 5367.5768 | 2356287.794
WeekDay | Monday | 6 | 10 | 738481.021 | 1372456.5339 | 299407.396 | 506.527 | 5794.6606 | 5042.5735 | 2421688.7121
WeekDay | Monday | 6 | 11 | 693910.151 | 1390706.5501 | 302216.5564 | 536.4655 | 6241.9443 | 5640.0869 | 2399251.7542
WeekDay | Monday | 6 | 12 | 648984.5966 | 1392582.0149 | 303378.8202 | 549.1601 | 5400.7839 | 7264.156 | 2358159.5316
WeekDay | Monday | 6 | 13 | 624006.2729 | 1401460.5332 | 304622.1039 | 560.6848 | 4499.5406 | 7311.7221 | 2342460.8575
WeekDay | Monday | 6 | 14 | 624086.6437 | 1385285.6157 | 303886.2316 | 545.434 | 4452.8095 | 7414.0555 | 2325670.7899
WeekDay | Monday | 6 | 15 | 632700.9662 | 1342672.4695 | 299946.4507 | 507.9568 | 6402.1654 | 6854.4433 | 2289084.4519
WeekDay | Monday | 6 | 16 | 643051.6825 | 1259317.6727 | 295043.255 | 412.7691 | 7617.1749 | 6985.7712 | 2212428.3253
WeekDay | Monday | 6 | 17 | 637136.5575 | 1143986.2766 | 288991.626 | 384.737 | 7643.8784 | 6615.6654 | 2084758.7408
WeekDay | Monday | 6 | 18 | 631127.3946 | 1064586.0065 | 284170.9438 | 86079.5407 | 5554.3291 | 6738.655 | 2078256.8696
WeekDay | Monday | 6 | 19 | 670004.4714 | 1068771.7674 | 281840.9722 | 86091.932 | 4539.5959 | 6843.2625 | 2118092.0014
WeekDay | Monday | 6 | 20 | 719612.3227 | 1030644.7644 | 275769.9862 | 86196.8681 | 3798.5736 | 6658.6833 | 2122681.1984
WeekDay | Monday | 6 | 21 | 764203.3111 | 976092.4118 | 271718.425 | 86221.0442 | 2650.3229 | 6415.7362 | 2107301.2511
WeekDay | Monday | 6 | 22 | 806015.4324 | 930475.7163 | 266382.9536 | 86225.3768 | 3511.5109 | 6234.9472 | 2098845.9373
WeekDay | Monday | 6 | 23 | 880425.0774 | 891302.2927 | 262565.1528 | 86221.954 | 3050.8755 | 6060.4119 | 2129625.7643
WeekDay | Tuesday | 6 | 0 | 984987.6456 | 872810.8091 | 268374.1516 | 86215.9317 | 3244.4759 | 5865.1256 | 2221498.1395
WeekDay | Tuesday | 6 | 1 | 1028279.1601 | 850580.0358 | 264935.5964 | 86217.1448 | 2002.7629 | 5791.5024 | 2237806.2024
WeekDay | Tuesday | 6 | 2 | 1051905.3925 | 828625.5194 | 263005.6432 | 86205.88 | 1769.1072 | 5733.324 | 2237244.8663
WeekDay | Tuesday | 6 | 3 | 1012312.78 | 806589.9192 | 261363.9886 | 86196.9548 | 1742.4037 | 5837.8841 | 2174043.9303
WeekDay | Tuesday | 6 | 4 | 950848.0965 | 815394.8655 | 263532.9511 | 86201.9806 | 1875.9212 | 6034.5916 | 2123888.4066
WeekDay | Tuesday | 6 | 5 | 900701.7417 | 841210.5812 | 268291.0314 | 477.0652 | 2376.612 | 6410.4774 | 2019467.5089
WeekDay | Tuesday | 6 | 6 | 870829.5218 | 898065.5473 | 276178.4297 | 440.5845 | 3718.4631 | 6681.9452 | 2055914.4916
WeekDay | Tuesday | 6 | 7 | 831714.6493 | 1047843.5383 | 292026.7501 | 352.9355 | 4012.2017 | 6896.6559 | 2182846.7308
WeekDay | Tuesday | 6 | 8 | 795095.7611 | 1225645.1477 | 301564.0707 | 413.5489 | 3678.4078 | 6405.1712 | 2332802.1076
WeekDay | Tuesday | 6 | 9 | 790401.7194 | 1333111.7441 | 305905.6097 | 468.27 | 4913.445 | 6132.2822 | 2440933.0703
WeekDay | Tuesday | 6 | 10 | 772567.8736 | 1378716.7168 | 307605.8835 | 454.059 | 4813.3068 | 6057.3798 | 2470215.2194
WeekDay | Tuesday | 6 | 11 | 724311.0258 | 1401879.2897 | 307370.4017 | 464.284 | 4192.4503 | 6076.0462 | 2444293.4976
WeekDay | Tuesday | 6 | 12 | 667523.4385 | 1403763.2666 | 312202.0506 | 500.5047 | 5467.5427 | 6436.2029 | 2395893.006
WeekDay | Tuesday | 6 | 13 | 641052.9188 | 1395752.4929 | 312857.2661 | 513.9792 | 6308.7031 | 5968.6908 | 2362454.0509
WeekDay | Tuesday | 6 | 14 | 638223.9448 | 1390885.0411 | 310955.7686 | 486.4237 | 6722.6074 | 6709.1867 | 2353982.9724
WeekDay | Tuesday | 6 | 15 | 648000.9798 | 1355240.9433 | 312433.4539 | 449.683 | 8545.1217 | 6808.5354 | 2331478.7171
WeekDay | Tuesday | 6 | 16 | 644483.2627 | 1283354.8952 | 307804.003 | 379.2346 | 8311.466 | 7002.6373 | 2251335.4987
WeekDay | Tuesday | 6 | 17 | 638725.3674 | 1214308.412 | 296381.0869 | 371.5658 | 8905.619 | 7087.6782 | 2165779.7293
WeekDay | Tuesday | 6 | 18 | 645813.397 | 1156418.8764 | 289870.9557 | 86090.8488 | 6148.4821 | 7202.4243 | 2191544.9843
WeekDay | Tuesday | 6 | 19 | 679563.6698 | 1080266.7792 | 283779.9499 | 87222.0102 | 4933.4726 | 7155.4267 | 2142921.3085
WeekDay | Tuesday | 6 | 20 | 715140.9466 | 1041395.2752 | 277793.6737 | 88564.1704 | 3591.6214 | 6846.9578 | 2133332.6453
WeekDay | Tuesday | 6 | 21 | 766168.9489 | 979450.8214 | 270253.9261 | 88125.8822 | 4426.106 | 6546.1166 | 2114971.8012
WeekDay | Tuesday | 6 | 22 | 813915.8347 | 929187.4544 | 265526.7741 | 86799.5794 | 3478.1316 | 6277.823 | 2105185.5972
WeekDay | Tuesday | 6 | 23 | 879691.3838 | 889722.3297 | 262858.1176 | 86300.3745 | 3604.9732 | 6052.121 | 2128229.2998
WeekDay | Wednesday | 6 | 0 | 942043.4044 | 855477.983 | 266818.6406 | 86285.427 | 3317.9105 | 5989.5365 | 2159932.902
WeekDay | Wednesday | 6 | 1 | 985718.4906 | 827792.6914 | 265705.7115 | 86191.9289 | 3151.0136 | 5861.525 | 2174421.361
WeekDay | Wednesday | 6 | 2 | 1009616.0316 | 803576.6003 | 264949.8836 | 86170.8291 | 2697.054 | 5813.5325 | 2172823.9312
WeekDay | Wednesday | 6 | 3 | 980267.7645 | 794239.3805 | 263558.8919 | 86178.6711 | 4626.3823 | 5914.3499 | 2134785.4402
WeekDay | Wednesday | 6 | 4 | 926141.1474 | 801488.4688 | 265886.9458 | 86173.9485 | 4279.2367 | 6196.9986 | 2090166.7459
WeekDay | Wednesday | 6 | 5 | 880746.379 | 822809.1467 | 271107.2343 | 444.2239 | 5173.8041 | 6637.506 | 1986918.294
WeekDay | Wednesday | 6 | 6 | 849183.3726 | 847811.7384 | 277000.3451 | 407.0067 | 5954.8817 | 6674.6492 | 1987031.9937
WeekDay | Wednesday | 6 | 7 | 811242.7447 | 991008.8479 | 289895.4302 | 334.9985 | 5487.5703 | 6668.206 | 2104637.7976
WeekDay | Wednesday | 6 | 8 | 780177.5352 | 1188859.8752 | 300998.4413 | 415.412 | 4693.141 | 5822.2024 | 2280966.6071
WeekDay | Wednesday | 6 | 9 | 772276.6232 | 1301212.9065 | 309193.0722 | 458.8682 | 5888.1229 | 5887.2031 | 2394916.7962
WeekDay | Wednesday | 6 | 10 | 762605.7322 | 1355992.8723 | 314549.3014 | 455.0555 | 5721.226 | 5553.2456 | 2444877.4329
WeekDay | Wednesday | 6 | 11 | 715647.2992 | 1382746.7351 | 315818.9302 | 478.1484 | 5307.3217 | 5462.709 | 2425461.1434
WeekDay | Wednesday | 6 | 12 | 665208.7548 | 1374282.5608 | 320076.6512 | 507.5235 | 4699.8169 | 5503.6423 | 2370278.9497
WeekDay | Wednesday | 6 | 13 | 627076.2834 | 1394308.5833 | 320578.4655 | 519.1783 | 4646.4099 | 5630.043 | 2352758.9635
WeekDay | Wednesday | 6 | 14 | 621796.3574 | 1380599.8941 | 317704.4387 | 499.8115 | 4399.4025 | 5729.2496 | 2330729.1538
WeekDay | Wednesday | 6 | 15 | 632000.0369 | 1343298.3469 | 314210.3966 | 483.1309 | 4666.4375 | 6701.1327 | 2301359.4816
WeekDay | Wednesday | 6 | 16 | 626816.348 | 1254675.1487 | 308741.6386 | 408.4364 | 5347.3769 | 6984.3025 | 2202973.2512
WeekDay | Wednesday | 6 | 17 | 625071.1743 | 1152336.7629 | 300044.1846 | 384.3037 | 5400.7839 | 7074.6497 | 2090311.8591
WeekDay | Wednesday | 6 | 18 | 630249.699 | 1081278.7391 | 292320.9364 | 86090.8488 | 3685.0837 | 7081.8035 | 2100707.1106
WeekDay | Wednesday | 6 | 19 | 664205.7807 | 1071853.0929 | 287919.5863 | 86868.4248 | 2957.4132 | 7065.2217 | 2120869.5196
WeekDay | Wednesday | 6 | 20 | 688768.8157 | 1006475.0388 | 283453.8928 | 88175.6207 | 2757.1369 | 6802.6607 | 2076433.1657
WeekDay | Wednesday | 6 | 21 | 732537.1991 | 961822.8567 | 278857.7729 | 87864.7116 | 3037.5237 | 6505.0884 | 2070625.1526
WeekDay | Wednesday | 6 | 22 | 778783.3682 | 917958.2918 | 275835.4235 | 86541.5283 | 1749.0796 | 6215.9492 | 2067083.6407
WeekDay | Wednesday | 6 | 23 | 853394.3076 | 884567.3643 | 274077.5916 | 86222.0407 | 1895.9489 | 6000.1963 | 2106157.4493
WeekDay | Thursday | 6 | 0 | 944029.575 | 794365.9868 | 271291.3498 | 86374.3866 | 3229.4552 | 5878.3437 | 2105169.0971
WeekDay | Thursday | 6 | 1 | 901983.729 | 778718.2625 | 268327.1993 | 86243.8771 | 3419.7176 | 5783.4958 | 2044476.2813
WeekDay | Thursday | 6 | 2 | 863602.7781 | 758861.4291 | 267112.8816 | 86243.8554 | 3019.1651 | 5709.1146 | 1984549.2239
WeekDay | Thursday | 6 | 3 | 822116.8815 | 754754.1061 | 265307.2678 | 86245.9676 | 3666.7251 | 5838.3579 | 1937929.3059
WeekDay | Thursday | 6 | 4 | 791569.8426 | 748300.6094 | 268062.0969 | 86244.0829 | 3645.0285 | 6026.4903 | 1903848.1505
WeekDay | Thursday | 6 | 5 | 771387.2948 | 770445.3491 | 272782.4826 | 506.0071 | 4175.7606 | 6513.332 | 1825810.2262
WeekDay | Thursday | 6 | 6 | 756616.5832 | 807205.2495 | 280908.4384 | 474.4873 | 5043.6245 | 6735.1491 | 1856983.5321
WeekDay | Thursday | 6 | 7 | 712600.2502 | 954996.2456 | 295725.7317 | 401.4176 | 4804.962 | 6720.5571 | 1975249.1641
WeekDay | Thursday | 6 | 8 | 651415.6868 | 1135346.1889 | 306182.5418 | 410.4078 | 4045.581 | 6371.3444 | 2103771.7507
WeekDay | Thursday | 6 | 9 | 621119.4457 | 1241407.7575 | 311927.4538 | 420.6653 | 3848.6427 | 5795.1978 | 2184519.1628
WeekDay | Thursday | 6 | 10 | 617534.9493 | 1295321.5998 | 317175.4201 | 454.6222 | 4179.0986 | 5272.4446 | 2239938.1346
WeekDay | Thursday | 6 | 11 | 615766.4579 | 1315300.849 | 321538.4058 | 487.496 | 4589.665 | 5170.6324 | 2262853.5059
WeekDay | Thursday | 6 | 12 | 606894.9274 | 1317708.2745 | 327001.97 | 498.9233 | 4439.4577 | 5301.4391 | 2261844.9921
WeekDay | Thursday | 6 | 13 | 595625.3176 | 1312517.0728 | 326228.4497 | 479.5565 | 4100.657 | 5499.3311 | 2244450.3848
WeekDay | Thursday | 6 | 14 | 598560.5349 | 1315679.7063 | 324397.6586 | 464.8039 | 4676.4513 | 5906.9591 | 2249686.1142
WeekDay | Thursday | 6 | 15 | 617536.2728 | 1279721.3306 | 320663.3282 | 420.9252 | 5741.2536 | 6210.8799 | 2230293.9904
WeekDay | Thursday | 6 | 16 | 639938.1806 | 1209854.1299 | 313817.1592 | 360.0844 | 4920.1208 | 6891.1128 | 2175780.7877
WeekDay | Thursday | 6 | 17 | 680602.3155 | 1103076.415 | 305374.3931 | 325.0551 | 4746.548 | 7087.5361 | 2101212.2628
WeekDay | Thursday | 6 | 18 | 725259.3939 | 1038838.6762 | 296977.1021 | 86114.44 | 3090.9307 | 7191.3382 | 2157471.8811
WeekDay | Thursday | 6 | 19 | 803097.6046 | 1040561.5126 | 293746.0938 | 86713.8043 | 3454.766 | 7177.5516 | 2234751.3329
WeekDay | Thursday | 6 | 20 | 883628.7054 | 995705.7953 | 288918.3096 | 88005.5761 | 2640.3091 | 6937.305 | 2265836.0005
WeekDay | Thursday | 6 | 21 | 953104.6662 | 951811.6763 | 283847.3395 | 87953.1838 | 2179.6736 | 6628.8834 | 2285525.4229
WeekDay | Thursday | 6 | 22 | 997123.8389 | 900550.4986 | 279457.6027 | 87222.5951 | 1976.0594 | 6298.8582 | 2272629.453
WeekDay | Thursday | 6 | 23 | 994880.4079 | 862507.4022 | 277154.5934 | 86558.9347 | 2331.5498 | 6055.6268 | 2229488.5148
WeekDay | Friday | 6 | 0 | 961994.194 | 836242.4391 | 273499.7269 | 86293.8647 | 2715.4127 | 5969.6384 | 2166715.2758
WeekDay | Friday | 6 | 1 | 928590.7821 | 816348.5376 | 269218.2557 | 86181.1515 | 2848.9302 | 5852.8077 | 2109040.4649
WeekDay | Friday | 6 | 2 | 894811.268 | 793379.6224 | 267332.3625 | 86173.6128 | 2476.7501 | 5784.6328 | 2049958.2486
WeekDay | Friday | 6 | 3 | 855794.8786 | 779782.9783 | 265800.8591 | 86171.7497 | 3863.6634 | 5902.6479 | 1997316.777
WeekDay | Friday | 6 | 4 | 824523.7436 | 775401.2036 | 266298.6988 | 86169.6376 | 3489.8143 | 6076.9937 | 1961960.0917
WeekDay | Friday | 6 | 5 | 798468.7912 | 795709.7618 | 271801.0267 | 446.1519 | 3685.0837 | 6592.9246 | 1876703.7399
WeekDay | Friday | 6 | 6 | 774611.5987 | 826985.2121 | 278388.0736 | 414.4371 | 5190.4938 | 6836.1086 | 1892425.924
WeekDay | Friday | 6 | 7 | 727925.9223 | 971715.6648 | 292723.7507 | 339.9052 | 4502.8786 | 6812.9888 | 2004021.1103
WeekDay | Friday | 6 | 8 | 687912.3467 | 1149787.1923 | 305366.269 | 356.1633 | 4015.5396 | 6535.9306 | 2153973.4415
WeekDay | Friday | 6 | 9 | 677427.7697 | 1255207.5132 | 311398.4483 | 377.8048 | 3826.9461 | 5941.1177 | 2254179.5998
WeekDay | Friday | 6 | 10 | 678353.9364 | 1303585.39 | 315934.8906 | 409.5088 | 3558.2421 | 5398.3716 | 2307240.3393
WeekDay | Friday | 6 | 11 | 661503.1503 | 1328429.7284 | 318490.7555 | 459.3773 | 3935.4291 | 5264.7696 | 2318083.2102
WeekDay | Friday | 6 | 12 | 665139.4279 | 1346152.0706 | 322605.0179 | 464.988 | 4574.6442 | 5399.935 | 2344336.0837
WeekDay | Friday | 6 | 13 | 498636.4351 | 1352426.9753 | 322570.3246 | 457.3843 | 5190.4938 | 5908.7121 | 2185190.3251
WeekDay | Friday | 6 | 14 | 619229.8232 | 1347656.082 | 318936.2259 | 460.8937 | 4392.7266 | 6225.1876 | 2296900.9389
WeekDay | Friday | 6 | 15 | 632888.877 | 1316457.8416 | 313738.9279 | 427.4242 | 5994.9369 | 6438.9981 | 2275947.0056
WeekDay | Friday | 6 | 16 | 656893.8593 | 1235642.9695 | 307372.0186 | 404.5154 | 5385.7632 | 6618.8396 | 2212317.9655
WeekDay | Friday | 6 | 17 | 681380.7671 | 1128745.1926 | 299407.536 | 412.0975 | 4751.555 | 6779.92 | 2121477.0682
WeekDay | Friday | 6 | 18 | 713383.6673 | 1056491.0655 | 291554.5394 | 86340.5488 | 2930.7097 | 7003.2058 | 2157703.7364
WeekDay | Friday | 6 | 19 | 778330.5761 | 1057652.3179 | 286292.9608 | 86708.7893 | 2465.0673 | 7013.8655 | 2218463.577
WeekDay | Friday | 6 | 20 | 826566.0225 | 1026988.7902 | 282317.0223 | 86904.5806 | 2950.7373 | 6760.0692 | 2232487.222
WeekDay | Friday | 6 | 21 | 888692.2586 | 984525.2427 | 275603.3217 | 86818.5996 | 2580.2262 | 6496.1817 | 2244715.8304
WeekDay | Friday | 6 | 22 | 925856.6666 | 936012.6065 | 273002.76 | 86809.6094 | 2737.1093 | 6265.4577 | 2230684.2096
WeekDay | Friday | 6 | 23 | 940198.6396 | 901401.0212 | 270370.1548 | 86764.3985 | 2656.9988 | 6058.2799 | 2207449.4929
Saturday | Saturday | 7 | 0 | 956552.6021 | 888626.4464 | 267364.6309 | 85490.8825 | 2001.9265 | 4729.5099 | 2204765.9984
Saturday | Saturday | 7 | 1 | 895431.897 | 866501.6851 | 259977.2626 | 85464.01 | 2189.1112 | 4584.6607 | 2114148.6267
Saturday | Saturday | 7 | 2 | 842912.4303 | 840873.5588 | 259701.2328 | 85452.3155 | 2121.7686 | 4666.0734 | 2035727.3794
Saturday | Saturday | 7 | 3 | 804484.9712 | 822566.944 | 256552.1273 | 85443.4739 | 2420.3137 | 4732.6297 | 1976200.4598
Saturday | Saturday | 7 | 4 | 775227.4061 | 821616.2365 | 254297.2156 | 85443.1828 | 3359.016 | 4828.453 | 1944771.5101
Saturday | Saturday | 7 | 5 | 788552.1976 | 844369.3442 | 256461.0863 | 296.0226 | 4182.629 | 5210.7061 | 1899071.9858
Saturday | Saturday | 7 | 6 | 807152.8576 | 885870.2198 | 261687.7061 | 287.8528 | 4115.2864 | 5047.7323 | 1964161.6549
Saturday | Saturday | 7 | 7 | 705722.069 | 1040157.4039 | 269145.0764 | 261.561 | 3456.3375 | 5498.0274 | 2024240.4752
Saturday | Saturday | 7 | 8 | 634061.5699 | 1243740.3362 | 276295.068 | 333.7489 | 4296.4023 | 5640.7966 | 2164367.922
Saturday | Saturday | 7 | 9 | 613576.6287 | 1353554.6437 | 282435.507 | 376.5806 | 4777.2331 | 5832.4432 | 2260553.0363
Saturday | Saturday | 7 | 10 | 613397.3267 | 1409826.6374 | 285354.4537 | 383.6001 | 4948.2586 | 5719.5351 | 2319629.8116
Saturday | Saturday | 7 | 11 | 613099.1033 | 1428305.2738 | 286851.5107 | 399.2823 | 4378.515 | 5774.8006 | 2338808.4857
Saturday | Saturday | 7 | 12 | 610292.3584 | 1433200.0406 | 288222.4759 | 466.9202 | 4826.8078 | 5810.1587 | 2342818.7617
Saturday | Saturday | 7 | 13 | 585428.392 | 1439292.5025 | 289160.4228 | 463.6256 | 5534.3809 | 5856.2133 | 2325735.5371
Saturday | Saturday | 7 | 14 | 604623.9548 | 1428554.9889 | 289768.8815 | 405.7821 | 6015.5774 | 6002.9937 | 2335372.1783
Saturday | Saturday | 7 | 15 | 635954.9232 | 1375987.5576 | 283725.0628 | 389.4055 | 6803.2158 | 6056.4765 | 2308916.6414
Saturday | Saturday | 7 | 16 | 679215.2484 | 1288189.2999 | 276753.9321 | 411.8033 | 6244.7325 | 5818.9239 | 2256633.9401
Saturday | Saturday | 7 | 17 | 732070.2854 | 1183829.2473 | 271196.4404 | 399.0934 | 4901.4624 | 5753.7047 | 2198150.2335
Saturday | Saturday | 7 | 18 | 828902.4082 | 1140122.3801 | 264420.5457 | 85819.1996 | 3208.3177 | 5614.5009 | 2328087.3522
Saturday | Saturday | 7 | 19 | 879993.1357 | 1107576.8918 | 259501.7569 | 85943.3319 | 2234.9569 | 5665.0124 | 2340915.0856
Saturday | Saturday | 7 | 20 | 906678.654 | 1059182.6281 | 257068.8409 | 86095.3791 | 1792.2942 | 5566.515 | 2316384.3113
Saturday | Saturday | 7 | 21 | 943098.5018 | 1012643.9527 | 252979.3637 | 86372.0557 | 1961.711 | 5374.5713 | 2302430.1562
Saturday | Saturday | 7 | 22 | 969123.9333 | 963542.106 | 251743.7172 | 85885.2172 | 1585.4404 | 5121.1225 | 2277001.5365
Saturday | Saturday | 7 | 23 | 946757.7842 | 929320.2567 | 254948.3957 | 85510.8974 | 1724.001 | 4977.9076 | 2223239.2426
Sunday | Sunday | 7 | 0 | 905813.4693 | 893675.6973 | 252188.9858 | 85500.4938 | 2618.6857 | 4975.6791 | 2144773.0109
Sunday | Sunday | 7 | 1 | 855645.3698 | 861805.574 | 248784.1644 | 85443.278 | 3299.1315 | 4781.0613 | 2059758.579
Sunday | Sunday | 7 | 2 | 815377.342 | 844496.3269 | 245570.4476 | 85408.0538 | 3501.3057 | 4822.8076 | 1999176.2835
Sunday | Sunday | 7 | 3 | 777308.0255 | 824013.8048 | 244742.261 | 85405.8015 | 3796.1217 | 4825.036 | 1940091.0505
Sunday | Sunday | 7 | 4 | 743561.6618 | 820306.2909 | 260907.8118 | 85404.1798 | 4061.9095 | 4938.5383 | 1919180.3922
Sunday | Sunday | 7 | 5 | 726305.7916 | 832087.0249 | 260575.2563 | 256.2513 | 4967.8545 | 5103.592 | 1829295.7706
Sunday | Sunday | 7 | 6 | 725379.5186 | 830675.2439 | 262439.1181 | 236.191 | 4515.8325 | 4920.7107 | 1828166.6148
Sunday | Sunday | 7 | 7 | 737396.3446 | 874540.1822 | 265836.852 | 209.1182 | 3244.8772 | 4792.5007 | 1886019.8749
Sunday | Sunday | 7 | 8 | 739175.3087 | 964441.4825 | 269111.7296 | 210.5028 | 3438.2771 | 4884.4613 | 1981261.7619
Sunday | Sunday | 7 | 9 | 722144.1298 | 1054732.3757 | 272727.1457 | 297.8077 | 3580.8592 | 4875.2504 | 2058357.5684
Sunday | Sunday | 7 | 10 | 708953.7215 | 1102726.815 | 274053.8902 | 236.8428 | 3675.4022 | 5064.2228 | 2094710.8944
Sunday | Sunday | 7 | 11 | 707972.9705 | 1138662.1092 | 275303.256 | 294.1481 | 4291.2108 | 4955.0288 | 2131478.7234
Sunday | Sunday | 7 | 12 | 713459.1514 | 1140264.285 | 276210.8767 | 324.1491 | 4281.8516 | 5179.0622 | 2139719.3759
Sunday | Sunday | 7 | 13 | 708788.1308 | 1123432.3564 | 276792.7481 | 261.1478 | 5126.0841 | 5193.0271 | 2119593.4943
Sunday | Sunday | 7 | 14 | 690293.6642 | 1102486.9361 | 272570.7682 | 268.6132 | 5487.2922 | 5493.8676 | 2076601.1416
Sunday | Sunday | 7 | 15 | 714229.5065 | 1086033.6325 | 266991.668 | 340.9375 | 6352.7293 | 5680.463 | 2079628.9368
Sunday | Sunday | 7 | 16 | 729008.5717 | 1063551.3543 | 266673.9096 | 273.4032 | 6446.2486 | 5569.1891 | 2071522.6765
Sunday | Sunday | 7 | 17 | 759974.3573 | 1022721.4475 | 264258.0234 | 303.9922 | 5925.3485 | 5386.9021 | 2058570.0708
Sunday | Sunday | 7 | 18 | 841605.4676 | 1037185.9524 | 263217.0132 | 85411.9534 | 3527.4823 | 5141.6242 | 2236089.4932
Sunday | Sunday | 7 | 19 | 883384.4259 | 1037976.8958 | 260930.9164 | 85451.1908 | 2462.9421 | 5221.2541 | 2275427.625
Sunday | Sunday | 7 | 20 | 895265.8829 | 1010285.0989 | 259036.0208 | 85495.2962 | 2014.1374 | 5142.2185 | 2257238.6547
Sunday | Sunday | 7 | 21 | 914754.7671 | 978468.0475 | 258766.1747 | 85513.7476 | 2211.5588 | 4956.663 | 2244670.9587
Sunday | Sunday | 7 | 22 | 926929.9909 | 948400.9991 | 257037.3206 | 85508.5159 | 1766.995 | 4776.753 | 2224420.5745
Sunday | Sunday | 7 | 23 | 910005.28 | 920722.6787 | 256540.5292 | 85473.3812 | 1964.4895 | 4669.6389 | 2179375.9975
WeekDay | Monday | 7 | 0 | 869384.4779 | 886310.3564 | 256501.3089 | 85471.2511 | 2543.373 | 4601.8941 | 2104812.6614
WeekDay | Monday | 7 | 1 | 826645.1924 | 848628.6369 | 258200.4598 | 85446.2943 | 3124.8157 | 4426.5895 | 2026471.9886
WeekDay | Monday | 7 | 2 | 793258.0168 | 819743.1006 | 249295.9358 | 85427.3118 | 3140.0245 | 4525.5326 | 1955389.922
WeekDay | Monday | 7 | 3 | 756267.6701 | 820978.0568 | 249874.5741 | 85420.7509 | 2899.0241 | 4528.9495 | 1919969.0256
WeekDay | Monday | 7 | 4 | 722400.5154 | 816995.9764 | 247934.7057 | 85425.4159 | 2983.2572 | 4541.726 | 1880281.5966
WeekDay | Monday | 7 | 5 | 702875.9274 | 818460.7375 | 243441.3303 | 269.9666 | 3406.7628 | 4689.3978 | 1773144.1224
WeekDay | Monday | 7 | 6 | 698818.7706 | 807515.541 | 237302.2747 | 251.5863 | 3569.3795 | 4463.5817 | 1751921.1338
WeekDay | Monday | 7 | 7 | 716173.9321 | 813579.6972 | 243195.6358 | 211.4116 | 2505.9361 | 4588.9691 | 1780255.582
WeekDay | Monday | 7 | 8 | 745360.5746 | 853068.8834 | 244559.3387 | 206.8233 | 2952.3279 | 4537.7148 | 1850685.6626
WeekDay | Monday | 7 | 9 | 752014.9191 | 897967.1082 | 248325.8776 | 212.9368 | 3151.7235 | 4665.7763 | 1906338.3414
WeekDay | Monday | 7 | 10 | 740579.1226 | 934772.3926 | 253555.7431 | 215.2587 | 3278.0733 | 4891.4438 | 1937292.0339
WeekDay | Monday | 7 | 11 | 727924.9244 | 967787.1648 | 261413.7166 | 205.9286 | 3705.0885 | 5122.7567 | 1966159.5796
WeekDay | Monday | 7 | 12 | 729023.2722 | 994967.7168 | 263251.8108 | 212.4384 | 4308.7594 | 4947.3035 | 1996711.3012
WeekDay | Monday | 7 | 13 | 723318.4325 | 995323.1099 | 264193.7962 | 213.2436 | 4842.236 | 5074.028 | 1992964.8461
WeekDay | Monday | 7 | 14 | 708197.7643 | 997449.1862 | 267041.3922 | 224.8145 | 5365.8415 | 5009.7001 | 1983288.6989
WeekDay | Monday | 7 | 15 | 706449.9321 | 991919.932 | 266989.7356 | 250.7796 | 5651.8101 | 5257.8007 | 1976519.99
WeekDay | Monday | 7 | 16 | 713610.5782 | 974970.0783 | 263277.425 | 256.5779 | 5751.252 | 5229.8708 | 1963095.7822
WeekDay | Monday | 7 | 17 | 746010.5813 | 972393.177 | 259626.179 | 385.4363 | 4494.7742 | 5176.5366 | 1988086.6844
WeekDay | Monday | 7 | 18 | 831295.8286 | 1007918.9084 | 258657.4792 | 85873.3026 | 2343.3193 | 5039.1156 | 2191127.9537
WeekDay | Monday | 7 | 19 | 929446.1599 | 1003739.8978 | 261374.7515 | 85860.783 | 1997.6856 | 5120.2311 | 2287539.5089
WeekDay | Monday | 7 | 20 | 996633.8546 | 974206.1623 | 251111.4984 | 85491.9149 | 1772.4058 | 4904.8145 | 2314120.6505
WeekDay | Monday | 7 | 21 | 1036753.9317 | 941639.147 | 242715.2253 | 85458.3708 | 1889.3963 | 4858.6113 | 2313314.6823
WeekDay | Monday | 7 | 22 | 1034461.7427 | 922457.0601 | 240807.2216 | 85457.4676 | 1607.4492 | 4722.9731 | 2289513.9143
WeekDay | Monday | 7 | 23 | 983950.0812 | 898609.4599 | 242107.4873 | 85457.6707 | 1958.4206 | 4658.1995 | 2216741.3192
WeekDay | Tuesday | 7 | 0 | 915966.2172 | 877211.3594 | 239695.5919 | 85450.5659 | 2797.2424 | 4570.1015 | 2125691.0784
WeekDay | Tuesday | 7 | 1 | 857657.5585 | 858923.0519 | 239324.3159 | 85424.9786 | 3590.4378 | 4475.0211 | 2049395.3639
WeekDay | Tuesday | 7 | 2 | 815488.2843 | 835607.5333 | 244088.9718 | 85398.2878 | 3421.9715 | 4600.4084 | 1988605.4572
WeekDay | Tuesday | 7 | 3 | 766552.4756 | 826579.0268 | 246871.2352 | 85404.4169 | 2641.645 | 4727.5785 | 1932776.378
WeekDay | Tuesday | 7 | 4 | 745803.4768 | 830045.2224 | 248170.9045 | 85402.5424 | 2758.6355 | 4948.0464 | 1917128.828
WeekDay | Tuesday | 7 | 5 | 757114.0518 | 865187.3955 | 254934.9278 | 248.7645 | 3615.0058 | 5305.0438 | 1886405.1892
WeekDay | Tuesday | 7 | 6 | 771405.6288 | 923089.3515 | 265435.439 | 250.2684 | 3479.2969 | 5294.3472 | 1968954.3318
WeekDay | Tuesday | 7 | 7 | 673752.7361 | 1072269.3155 | 282228.4012 | 251.1318 | 2767.9948 | 5721.3179 | 2036990.8972
WeekDay | Tuesday | 7 | 8 | 612167.3154 | 1263827.9146 | 299073.917 | 267.9685 | 3271.0538 | 5882.509 | 2184490.6783
WeekDay | Tuesday | 7 | 9 | 597769.916 | 1360825.6004 | 311399.8301 | 286.5619 | 3701.5788 | 6026.9124 | 2280010.3996
WeekDay | Tuesday | 7 | 10 | 601697.9344 | 1423991.1306 | 319440.9312 | 280.7466 | 4054.89 | 6052.1682 | 2355517.8009
WeekDay | Tuesday | 7 | 11 | 611140.746 | 1445219.3886 | 319563.6652 | 299.2391 | 3884.0839 | 6094.8058 | 2386201.9286
WeekDay | Tuesday | 7 | 12 | 613960.9546 | 1443640.1243 | 325927.5725 | 299.7844 | 4281.8516 | 6146.8029 | 2394257.0903
WeekDay | Tuesday | 7 | 13 | 607217.1893 | 1450133.2207 | 329891.1081 | 298.086 | 4968.5857 | 6133.8779 | 2398642.0677
WeekDay | Tuesday | 7 | 14 | 611952.5391 | 1438184.7273 | 330459.6803 | 286.9638 | 5211.9259 | 6223.0158 | 2392318.8522
WeekDay | Tuesday | 7 | 15 | 649808.2232 | 1379592.3584 | 327104.6553 | 271.0544 | 5510.0323 | 6401.7374 | 2368688.0609
WeekDay | Tuesday | 7 | 16 | 702423.8925 | 1316726.1179 | 321473.0439 | 247.0348 | 5851.6445 | 5987.6917 | 2352709.4253
WeekDay | Tuesday | 7 | 17 | 762019.4323 | 1203910.5331 | 313960.744 | 301.5155 | 4988.4741 | 5878.2006 | 2291058.8996
WeekDay | Tuesday | 7 | 18 | 871796.8618 | 1155596.1089 | 303124.2841 | 85446.432 | 2834.1675 | 5626.5345 | 2424424.3889
WeekDay | Tuesday | 7 | 19 | 968411.9847 | 1124321.3889 | 294250.1714 | 85415.809 | 2214.6298 | 5573.0518 | 2480187.0355
WeekDay | Tuesday | 7 | 20 | 1025471.7673 | 1066610.2508 | 283684.4909 | 85796.0988 | 1840.2603 | 5434.5909 | 2468837.459
WeekDay | Tuesday | 7 | 21 | 1064328.0505 | 1016298.0167 | 279624.1931 | 85855.7998 | 1997.0275 | 5193.6213 | 2453296.709
WeekDay | Tuesday | 7 | 22 | 1060306.1094 | 965467.7676 | 276916.1949 | 85852.234 | 1809.8427 | 5010.2943 | 2395362.443
WeekDay | Tuesday | 7 | 23 | 973938.3198 | 928207.3848 | 274707.249 | 85653.065 | 1923.3235 | 4875.3989 | 2269304.741
WeekDay | Wednesday | 7 | 0 | 914935.4494 | 909954.3926 | 271849.7456 | 85422.2292 | 2720.0287 | 4846.8748 | 2189728.7203
WeekDay | Wednesday | 7 | 1 | 855889.8813 | 880034.9098 | 271588.1922 | 85421.7819 | 3211.3887 | 4856.68 | 2101002.8338
WeekDay | Wednesday | 7 | 2 | 812946.3525 | 858771.5674 | 277570.8957 | 85422.5885 | 3330.719 | 4987.5642 | 2043029.6873
WeekDay | Wednesday | 7 | 3 | 770359.7705 | 840302.5125 | 276607.6563 | 85419.5737 | 3088.5487 | 5060.8058 | 1980838.8675
WeekDay | Wednesday | 7 | 4 | 735734.3296 | 845381.7656 | 278602.902 | 85417.0232 | 3308.4908 | 5176.388 | 1953620.8992
WeekDay | Wednesday | 7 | 5 | 774022.1461 | 877470.9296 | 285354.7967 | 270.9323 | 4189.4291 | 5473.9601 | 1946782.1939
WeekDay | Wednesday | 7 | 6 | 795491.0186 | 941416.2215 | 292334.3689 | 263.2879 | 3990.5453 | 5454.4983 | 2038949.9405
WeekDay | Wednesday | 7 | 7 | 672844.7235 | 1088207.3992 | 304386.0743 | 235.1699 | 2833.5094 | 5993.1886 | 2074500.0649
WeekDay | Wednesday | 7 | 8 | 591372.538 | 1298535.6403 | 314603.4432 | 254.4762 | 3509.2026 | 6007.5992 | 2214282.8994
WeekDay | Wednesday | 7 | 9 | 570403.391 | 1414815.714 | 320795.5184 | 280.6699 | 3924.1532 | 6070.1443 | 2316289.5908
WeekDay | Wednesday | 7 | 10 | 572405.7893 | 1481709.8875 | 325330.5128 | 302.8206 | 4457.3373 | 5958.5733 | 2390164.9207
WeekDay | Wednesday | 7 | 11 | 579675.6243 | 1516672.1728 | 326721.1425 | 290.5992 | 4727.4391 | 6211.2794 | 2434298.2573
WeekDay | Wednesday | 7 | 12 | 583425.6857 | 1512799.168 | 329749.7925 | 331.3859 | 5049.0898 | 6255.8483 | 2437610.9703
WeekDay | Wednesday | 7 | 13 | 578586.5679 | 1512281.4144 | 330064.3257 | 330.2541 | 5482.4664 | 6304.577 | 2433049.6055
WeekDay | Wednesday | 7 | 14 | 587390.0123 | 1504451.6856 | 328033.9406 | 319.9342 | 5980.0415 | 6433.0842 | 2432608.6985
WeekDay | Wednesday | 7 | 15 | 631326.1963 | 1436678.0711 | 324819.1646 | 308.7964 | 6300.2298 | 6518.8052 | 2405951.2635
WeekDay | Wednesday | 7 | 16 | 689206.6754 | 1348674.2775 | 319437.2666 | 289.6392 | 6407.8611 | 6258.3739 | 2370274.0937
WeekDay | Wednesday | 7 | 17 | 751077.2743 | 1226633.4608 | 311655.3743 | 310.1057 | 5030.0788 | 5981.6006 | 2300687.8945
WeekDay | Wednesday | 7 | 18 | 865509.8727 | 1171864.6521 | 303871.7871 | 85467.2066 | 2975.0679 | 5737.8084 | 2435426.3948
WeekDay | Wednesday | 7 | 19 | 962889.3247 | 1136518.3502 | 297065.6872 | 85843.5671 | 2629.4342 | 5794.8567 | 2490741.22
WeekDay | Wednesday | 7 | 20 | 1018947.5907 | 1078258.6586 | 292788.657 | 85983.819 | 2116.3578 | 5747.0193 | 2483842.1024
WeekDay | Wednesday | 7 | 21 | 1061710.9148 | 1022112.1017 | 290820.5676 | 85879.0312 | 2174.853 | 5599.7932 | 2468297.2615
WeekDay | Wednesday | 7 | 22 | 1066120.7885 | 969481.0214 | 279002.1812 | 85789.9995 | 1802.8233 | 5119.6369 | 2407316.4508
WeekDay | Wednesday | 7 | 23 | 1004151.7181 | 928148.1862 | 268668.6585 | 85510.6943 | 2089.45 | 4617.1961 | 2293185.9031
WeekDay | Thursday | 7 | 0 | 911443.8509 | 892474.2247 | 271837.3365 | 85488.2 | 2764.485 | 4560.8906 | 2168568.9877
WeekDay | Thursday | 7 | 1 | 854553.7372 | 863897.4098 | 276963.7388 | 85484.4608 | 3557.6805 | 4517.8073 | 2088974.8344
WeekDay | Thursday | 7 | 2 | 813264.3209 | 840103.079 | 279223.3263 | 85456.4465 | 3620.8554 | 4686.4265 | 2026354.4546
WeekDay | Thursday | 7 | 3 | 771830.9256 | 828638.9544 | 278613.145 | 85450.9195 | 3275.7334 | 4837.0696 | 1972646.7476
WeekDay | Thursday | 7 | 4 | 749038.8837 | 839310.7955 | 279746.0886 | 85445.445 | 3716.7876 | 5040.8984 | 1962298.8988
WeekDay | Thursday | 7 | 5 | 763599.6978 | 868339.8386 | 285702.1617 | 295.4801 | 4608.255 | 5405.3239 | 1927950.7572
WeekDay | Thursday | 7 | 6 | 780770.3404 | 909811.6324 | 294874.5965 | 283.2232 | 4893.7118 | 5381.8509 | 1996015.3553
WeekDay | Thursday | 7 | 7 | 666969.6518 | 1062946.0311 | 307804.4055 | 263.525 | 3598.6272 | 5749.2478 | 2047331.4883
WeekDay | Thursday | 7 | 8 | 590517.1605 | 1279113.668 | 313523.4593 | 300.956 | 3872.3849 | 5544.6762 | 2192872.3048
WeekDay | Thursday | 7 | 9 | 571236.5647 | 1399552.3026 | 327380.3067 | 322.5586 | 4545.0801 | 5732.3116 | 2308769.1243
WeekDay | Thursday | 7 | 10 | 574143.3777 | 1459010.4523 | 333147.2307 | 333.9549 | 4706.527 | 5975.361 | 2377316.9036
WeekDay | Thursday | 7 | 11 | 580173.6935 | 1485659.6574 | 335019.4408 | 348.2056 | 4735.7746 | 5977.5894 | 2411914.3614
WeekDay | Thursday | 7 | 12 | 580271.8971 | 1484773.7641 | 338034.9759 | 352.4105 | 5061.0082 | 5852.4992 | 2414346.5549
WeekDay | Thursday | 7 | 13 | 575231.5766 | 1498876.3419 | 339027.7634 | 361.5559 | 5899.8299 | 6133.8779 | 2425530.9456
WeekDay | Thursday | 7 | 14 | 580857.9505 | 1478963.0571 | 336866.5226 | 389.1314 | 5793.3686 | 6042.9572 | 2408912.9874
WeekDay | Thursday | 7 | 15 | 620104.9467 | 1407280.6445 | 326504.4549 | 393.8859 | 6108.073 | 6411.8397 | 2366803.8447
WeekDay | Thursday | 7 | 16 | 673952.6931 | 1318547.0012 | 314724.9717 | 329.2103 | 5464.6253 | 6224.7986 | 2319243.3002
WeekDay | Thursday | 7 | 17 | 730266.1279 | 1214439.9503 | 304808.0045 | 317.7359 | 5202.5666 | 5976.8466 | 2261011.2319
WeekDay | Thursday | 7 | 18 | 834784.3872 | 1170065.1948 | 296694.5963 | 85685.8452 | 3507.3746 | 5751.9219 | 2396489.3198
WeekDay | Thursday | 7 | 19 | 928409.4854 | 1143947.9704 | 293174.6243 | 86335.9184 | 2418.4857 | 5761.2814 | 2460047.7657
WeekDay | Thursday | 7 | 20 | 976245.5905 | 1084797.6213 | 288221.6214 | 86919.0184 | 2095.2995 | 5571.4176 | 2443850.5687
WeekDay | Thursday | 7 | 21 | 1023555.8564 | 1027922.7882 | 283946.2761 | 86844.6123 | 2160.8142 | 5400.867 | 2429831.2142
WeekDay | Thursday | 7 | 22 | 1030938.9805 | 970068.2484 | 279524.1368 | 86418.9304 | 1940.8721 | 5099.2837 | 2373990.4517
WeekDay | Thursday | 7 | 23 | 974377.5721 | 933974.1577 | 278098.4077 | 85688.3715 | 2302.3726 | 5018.6139 | 2279459.4955
WeekDay | Friday | 7 | 0 | 926480.743 | 840720.0746 | 276378.5505 | 85532.517 | 3058.5699 | 4824.8875 | 2136995.3424
WeekDay | Friday | 7 | 1 | 865950.2951 | 821819.2149 | 273740.2974 | 85528.6004 | 3504.0842 | 4750.3087 | 2055292.8007
WeekDay | Friday | 7 | 2 | 816664.2261 | 802749.588 | 274513.1994 | 85463.7686 | 3273.8323 | 4803.94 | 1987468.5545
WeekDay | Friday | 7 | 3 | 787857.2989 | 795817.2296 | 274040.7669 | 85451.1993 | 2809.6726 | 4906.003 | 1950882.1702
WeekDay | Friday | 7 | 4 | 762651.6258 | 795428.6048 | 275125.75 | 85449.1856 | 2989.3261 | 4954.5831 | 1926599.0754
WeekDay | Friday | 7 | 5 | 777738.2473 | 825667.3443 | 279330.489 | 300.1338 | 3932.7812 | 5342.036 | 1892311.0316
WeekDay | Friday | 7 | 6 | 794139.8305 | 871583.731 | 285529.5727 | 287.0603 | 4442.8597 | 5365.9547 | 1961349.0088
WeekDay | Friday | 7 | 7 | 681780.3139 | 1023684.5685 | 299248.0365 | 244.9785 | 3583.6378 | 5698.2906 | 2014239.8258
WeekDay | Friday | 7 | 8 | 606224.335 | 1234712.2364 | 310672.2077 | 253.9947 | 3704.0648 | 6007.1535 | 2161573.9922
WeekDay | Friday | 7 | 9 | 585496.9009 | 1339312.8001 | 320473.3746 | 281.0263 | 4115.2864 | 6091.0917 | 2255770.48
WeekDay | Friday | 7 | 10 | 587266.1704 | 1402300.5065 | 327636.2253 | 310.3556 | 4653.1501 | 5981.0064 | 2328147.4142
WeekDay | Friday | 7 | 11 | 588042.6668 | 1400773.0897 | 332141.7307 | 362.8212 | 4073.1698 | 6090.0518 | 2331483.5301
WeekDay | Friday | 7 | 12 | 592688.8792 | 1401669.3558 | 336966.5114 | 379.5074 | 4516.7831 | 6083.8121 | 2342304.8489
WeekDay | Friday | 7 | 13 | 585187.737 | 1405695.9405 | 337272.7195 | 374.3311 | 5393.6998 | 6247.6773 | 2340172.1054
WeekDay | Friday | 7 | 14 | 590179.8888 | 1404360.9524 | 335785.5714 | 376.9484 | 5846.7455 | 6430.113 | 2342980.2194
WeekDay | Friday | 7 | 15 | 627255.4341 | 1343320.1555 | 332050.9568 | 310.6226 | 5776.5512 | 6429.6673 | 2315143.3875
WeekDay | Friday | 7 | 16 | 680958.2919 | 1267114.7021 | 323767.178 | 273.9954 | 5737.2131 | 6217.8161 | 2284069.1967
WeekDay | Friday | 7 | 17 | 742123.0318 | 1154650.7335 | 316597.7263 | 283.7955 | 4478.3956 | 6118.5759 | 2224252.2586
WeekDay | Friday | 7 | 18 | 851975.6428 | 1108175.7901 | 309712.1966 | 85887.2451 | 2335.13 | 5895.1368 | 2363981.1415
WeekDay | Friday | 7 | 19 | 965609.5195 | 1111337.7978 | 304174.2441 | 85851.2157 | 2098.4436 | 5796.0452 | 2474867.2659
WeekDay | Friday | 7 | 20 | 1038400.4199 | 1053522.3059 | 298225.6723 | 86321.7047 | 1622.8773 | 5712.8498 | 2483805.8299
WeekDay | Friday | 7 | 21 | 1092365.7296 | 1008749.6435 | 297544.8269 | 86225.6292 | 2089.0113 | 5484.3596 | 2492459.2001
WeekDay | Friday | 7 | 22 | 1102316.2247 | 954328.5903 | 293963.8979 | 85875.4881 | 1579.8102 | 5155.1435 | 2443219.1546
WeekDay | Friday | 7 | 23 | 1041212.1281 | 916725.6743 | 290406.3841 | 85692.9556 | 1787.6145 | 4986.2271 | 2340810.9838
Saturday | Saturday | 7 | 0 | 956552.6021 | 889121.2383 | 288909.8242 | 85482.7312 | 2001.9265 | 4880.3015 | 2226948.6238
Saturday | Saturday | 7 | 1 | 895431.897 | 866525.2434 | 288180.2619 | 85478.3942 | 2189.1112 | 4765.0165 | 2142569.9241
Saturday | Saturday | 7 | 2 | 842912.4303 | 841669.9995 | 286177.2526 | 85449.3489 | 2121.7686 | 4887.7297 | 2063218.5296
Saturday | Saturday | 7 | 3 | 804484.9712 | 822648.9259 | 284222.0067 | 85438.6939 | 2420.3137 | 4948.9377 | 2004163.849
Saturday | Saturday | 7 | 4 | 775227.4061 | 821960.8922 | 286883.0841 | 85437.3803 | 3359.016 | 5032.4303 | 1977900.209
Saturday | Saturday | 7 | 5 | 788552.1976 | 848060.5622 | 287306.2338 | 288.8184 | 4182.629 | 5466.3834 | 1933856.8245
Saturday | Saturday | 7 | 6 | 807152.8576 | 889261.6654 | 289266.0814 | 273.3095 | 4115.2864 | 5405.4725 | 1995474.6728
Saturday | Saturday | 7 | 7 | 705722.069 | 1045230.5455 | 308048.9946 | 252.6187 | 3456.3375 | 5619.5521 | 2068330.1173
Saturday | Saturday | 7 | 8 | 634061.5699 | 1252496.9101 | 325810.6265 | 287.9096 | 4296.4023 | 5738.4026 | 2222691.821
Saturday | Saturday | 7 | 9 | 613576.6287 | 1364588.6881 | 330945.5433 | 306.5271 | 4777.2331 | 5795.4509 | 2319990.0712
Saturday | Saturday | 7 | 10 | 613397.3267 | 1420864.5265 | 335210.8402 | 327.6922 | 4948.2586 | 5983.0863 | 2380731.7305
Saturday | Saturday | 7 | 11 | 613099.1033 | 1446942.3234 | 336828.0433 | 322.2603 | 4378.515 | 5925.2952 | 2407495.5404
Saturday | Saturday | 7 | 12 | 610292.3584 | 1451900.4022 | 337606.837 | 355.9394 | 4826.8078 | 5953.5222 | 2410935.867
Saturday | Saturday | 7 | 13 | 585428.392 | 1456311.1825 | 336919.4531 | 391.4533 | 5534.3809 | 5928.2664 | 2390513.1282
Saturday | Saturday | 7 | 14 | 604623.9548 | 1442687.2983 | 334717.9739 | 370.9371 | 6015.5774 | 5966.2986 | 2394382.04
Saturday | Saturday | 7 | 15 | 635954.9232 | 1386754.5148 | 330506.4298 | 365.9525 | 6803.2158 | 6273.6759 | 2366658.712
Saturday | Saturday | 7 | 16 | 679215.2484 | 1296920.1463 | 324003.0049 | 340.3226 | 6244.7325 | 6150.2199 | 2312873.6745
Saturday | Saturday | 7 | 17 | 732070.2854 | 1190849.3269 | 312377.5089 | 314.3873 | 4901.4624 | 5946.2426 | 2246459.2135
Saturday | Saturday | 7 | 18 | 828902.4082 | 1146512.3904 | 300269.2179 | 85683.3458 | 3208.3177 | 5708.0958 | 2370283.7757
Saturday | Saturday | 7 | 19 | 879993.1357 | 1113089.8545 | 292699.2339 | 85887.1641 | 2234.9569 | 5674.8176 | 2379579.1627
Saturday | Saturday | 7 | 20 | 906678.654 | 1063504.4821 | 286243.6197 | 86730.8325 | 1792.2942 | 5541.2593 | 2350491.1417
Saturday | Saturday | 7 | 21 | 943098.5018 | 1015913.7275 | 279698.6493 | 86309.6807 | 1961.711 | 5413.4949 | 2332395.7652
Saturday | Saturday | 7 | 22 | 969123.9333 | 966047.8843 | 275283.2565 | 86295.0466 | 1585.4404 | 5142.5156 | 2303478.0766
Saturday | Saturday | 7 | 23 | 946757.7842 | 933447.3049 | 273521.3021 | 86014.1466 | 1724.001 | 5028.8647 | 2246493.4035
Sunday | Sunday | 7 | 0 | 905813.4693 | 897877.8018 | 273368.1335 | 85997.7232 | 2618.6857 | 4956.5145 | 2170632.3278
Sunday | Sunday | 7 | 1 | 855645.3698 | 865585.3492 | 273220.637 | 85787.7217 | 3299.1315 | 4843.6064 | 2088381.8156
Sunday | Sunday | 7 | 2 | 815377.342 | 848271.8161 | 271602.7817 | 85517.4114 | 3501.3057 | 4869.7535 | 2029140.4104
Sunday | Sunday | 7 | 3 | 777308.0255 | 826674.586 | 266294.2521 | 85484.272 | 3796.1217 | 4849.2518 | 1964406.509
Sunday | Sunday | 7 | 4 | 743561.6618 | 822273.8868 | 266960.1093 | 85467.4111 | 4061.9095 | 4836.0297 | 1927161.0083
Sunday | Sunday | 7 | 5 | 726305.7916 | 833668.0985 | 267354.3654 | 328.2574 | 4967.8545 | 5060.3601 | 1837684.7275
Sunday | Sunday | 7 | 6 | 725379.5186 | 834105.7305 | 266743.1287 | 299.7773 | 4515.8325 | 4942.8466 | 1835986.8344
Sunday | Sunday | 7 | 7 | 737396.3446 | 879710.2683 | 272679.0155 | 255.2885 | 3244.8772 | 4913.134 | 1898198.928
Sunday | Sunday | 7 | 8 | 739175.3087 | 970106.667 | 279378.3996 | 255.4106 | 3438.2771 | 5209.9633 | 1997564.0262
Sunday | Sunday | 7 | 9 | 722144.1298 | 1061075.3981 | 281574.216 | 262.6644 | 3580.8592 | 5003.1633 | 2073640.4308
Sunday | Sunday | 7 | 10 | 708953.7215 | 1110289.102 | 281909.1851 | 256.6787 | 3675.4022 | 5029.459 | 2110113.5485
Sunday | Sunday | 7 | 11 | 707972.9705 | 1147548.2696 | 284352.1788 | 251.5365 | 4291.2108 | 4875.6961 | 2149291.8623
Sunday | Sunday | 7 | 12 | 713459.1514 | 1148076.4484 | 282683.0586 | 262.6985 | 4281.8516 | 5220.6598 | 2153983.8684
Sunday | Sunday | 7 | 13 | 708788.1308 | 1128783.5596 | 282597.2839 | 255.7968 | 5126.0841 | 5189.313 | 2130740.1683
Sunday | Sunday | 7 | 14 | 690293.6642 | 1106359.7083 | 282550.2662 | 252.5008 | 5487.2922 | 5281.4222 | 2090224.854
Sunday | Sunday | 7 | 15 | 714229.5065 | 1091356.0062 | 276107.1696 | 276.6254 | 6352.7293 | 5512.438 | 2093834.4751
Sunday | Sunday | 7 | 16 | 729008.5717 | 1068356.1743 | 271821.659 | 285.9015 | 6446.2486 | 5619.4035 | 2081537.9586
Sunday | Sunday | 7 | 17 | 759974.3573 | 1026215.8874 | 262648.5757 | 289.9488 | 5925.3485 | 5619.1064 | 2060673.224
Sunday | Sunday | 7 | 18 | 841605.4676 | 1040295.5815 | 258673.5345 | 85434.631 | 3527.4823 | 5426.2713 | 2234962.9683
Sunday | Sunday | 7 | 19 | 883384.4259 | 1039795.3996 | 257962.9688 | 85571.5513 | 2462.9421 | 5423.1515 | 2274600.4391
Sunday | Sunday | 7 | 20 | 895265.8829 | 1011805.5713 | 254009.8364 | 86103.708 | 2014.1374 | 5327.4768 | 2254526.6128
Sunday | Sunday | 7 | 21 | 914754.7671 | 981279.9416 | 249724.0972 | 86115.475 | 2211.5588 | 5074.4736 | 2239160.3134
Sunday | Sunday | 7 | 22 | 926929.9909 | 951903.8199 | 245228.7029 | 85980.4576 | 1766.995 | 4803.1972 | 2216613.1635
Sunday | Sunday | 7 | 23 | 910005.28 | 924157.7343 | 252203.0583 | 85558.8883 | 1964.4895 | 4730.4012 | 2178619.8517
WeekDay | Monday | 7 | 0 | 869384.4779 | 889466.2322 | 253244.6404 | 85561.8406 | 2543.373 | 4654.4854 | 2104855.0496
WeekDay | Monday | 7 | 1 | 826645.1924 | 852091.7119 | 249929.2974 | 85529.833 | 3124.8157 | 4515.7274 | 2021836.5778
WeekDay | Monday | 7 | 2 | 793258.0168 | 823416.3658 | 251943.8705 | 85495.9054 | 3140.0245 | 4581.838 | 1961836.021
WeekDay | Monday | 7 | 3 | 756267.6701 | 823865.0785 | 252060.205 | 85480.8027 | 2899.0241 | 4573.8156 | 1925146.596
WeekDay | Monday | 7 | 4 | 722400.5154 | 819791.4614 | 251516.2572 | 85475.5384 | 2983.2572 | 4576.0441 | 1886743.0736
WeekDay | Monday | 7 | 5 | 702875.9274 | 820762.4291 | 249986.5026 | 309.4581 | 3406.7628 | 4732.0354 | 1782073.1155
WeekDay | Monday | 7 | 6 | 698818.7706 | 809092.2309 | 245736.8538 | 293.661 | 3569.3795 | 4662.9536 | 1762173.8493
WeekDay | Monday | 7 | 7 | 716173.9321 | 815227.3267 | 248117.9703 | 246.5094 | 2505.9361 | 4643.3432 | 1786915.0179
WeekDay | Monday | 7 | 8 | 745360.5746 | 854477.4421 | 250638.0208 | 231.0743 | 2952.3279 | 4659.388 | 1858318.8276
WeekDay | Monday | 7 | 9 | 752014.9191 | 900502.5831 | 257325.6372 | 232.9403 | 3151.7235 | 4970.4794 | 1918198.2827
WeekDay | Monday | 7 | 10 | 740579.1226 | 935533.5644 | 256454.296 | 262.3449 | 3278.0733 | 4819.5392 | 1940926.9404
WeekDay | Monday | 7 | 11 | 727924.9244 | 968015.7407 | 252569.0225 | 282.9932 | 3705.0885 | 5187.0846 | 1957684.8539
WeekDay | Monday | 7 | 12 | 729023.2722 | 995142.1438 | 252960.812 | 256.1561 | 4308.7594 | 5101.5122 | 1986792.6558
WeekDay | Monday | 7 | 13 | 723318.4325 | 996488.3345 | 251984.74 | 252.8544 | 4842.236 | 5269.8343 | 1982156.4316
WeekDay | Monday | 7 | 14 | 708197.7643 | 998895.4327 | 250635.1092 | 251.0225 | 5365.8415 | 5301.1811 | 1968646.3513
WeekDay | Monday | 7 | 15 | 706449.9321 | 993198.6409 | 249580.7434 | 287.6738 | 5651.8101 | 5342.9274 | 1960511.7277
WeekDay | Monday | 7 | 16 | 713610.5782 | 977762.0368 | 248713.4496 | 333.8327 | 5751.252 | 5230.3165 | 1951401.4658
WeekDay | Monday | 7 | 17 | 746010.5813 | 973270.329 | 247760.5214 | 775.2252 | 4494.7742 | 5034.8073 | 1977346.2385
WeekDay | Monday | 7 | 18 | 831295.8286 | 1007761.1436 | 245651.7868 | 86225.3651 | 2343.3193 | 4872.1306 | 2178149.574
WeekDay | Monday | 7 | 19 | 929446.1599 | 1003803.2117 | 246221.4207 | 86679.9844 | 1997.6856 | 4950.7205 | 2273099.1828
WeekDay | Monday | 7 | 20 | 996633.8546 | 975675.6427 | 247397.6081 | 86270.0926 | 1772.4058 | 4847.6176 | 2312597.2214
WeekDay | Monday | 7 | 21 | 1036753.9317 | 943620.06 | 247145.618 | 85776.3595 | 1889.3963 | 4743.0291 | 2319928.3945
WeekDay | Monday | 7 | 22 | 1034461.7427 | 924822.243 | 243011.0008 | 85508.2688 | 1607.4492 | 4606.9452 | 2294017.6497
WeekDay | Monday | 7 | 23 | 983950.0812 | 900741.976 | 238320.4023 | 85500.0152 | 1958.4206 | 4504.288 | 2214975.1833
WeekDay | Tuesday | 7 | 0 | 915966.2172 | 879544.2307 | 243885.7849 | 85478.948 | 2797.2424 | 4447.6855 | 2132120.1088
WeekDay | Tuesday | 7 | 1 | 857657.5585 | 861562.0524 | 242723.7904 | 85445.7489 | 3590.4378 | 4378.455 | 2055358.0431
WeekDay | Tuesday | 7 | 2 | 815488.2843 | 840506.7439 | 250141.8632 | 85445.712 | 3421.9715 | 4519.5901 | 1999524.165
WeekDay | Tuesday | 7 | 3 | 766552.4756 | 830869.5786 | 254130.448 | 85438.9083 | 2641.645 | 4575.8955 | 1944208.9511
WeekDay | Tuesday | 7 | 4 | 745803.4768 | 833831.0802 | 257294.5439 | 85438.265 | 2758.6355 | 4719.5561 | 1929845.5576
WeekDay | Tuesday | 7 | 5 | 757114.0518 | 868248.9182 | 261397.0301 | 284.7896 | 3615.0058 | 4843.3093 | 1895503.1049
WeekDay | Tuesday | 7 | 6 | 771405.6288 | 926371.3498 | 274411.3726 | 277.8354 | 3479.2969 | 4984.4443 | 1980929.9278
WeekDay | Tuesday | 7 | 7 | 673752.7361 | 1078864.0763 | 293554.1289 | 261.9714 | 2767.9948 | 5223.7797 | 2054424.6872
WeekDay | Tuesday | 7 | 8 | 612167.3154 | 1274921.3343 | 314702.6618 | 289.7202 | 3271.0538 | 5539.7736 | 2210891.8592
WeekDay | Tuesday | 7 | 9 | 597769.916 | 1372857.402 | 322109.3548 | 337.65 | 3701.5788 | 5771.2351 | 2302547.1366
WeekDay | Tuesday | 7 | 10 | 601697.9344 | 1436726.0149 | 327707.6807 | 345.8752 | 4054.89 | 5716.1182 | 2376248.5134
WeekDay | Tuesday | 7 | 11 | 611140.746 | 1458897.612 | 333208.9469 | 355.8443 | 3884.0839 | 6061.8248 | 2413549.0579
WeekDay | Tuesday | 7 | 12 | 613960.9546 | 1455519.883 | 336083.4639 | 357.9347 | 4281.8516 | 5823.3808 | 2416027.4686
WeekDay | Tuesday | 7 | 13 | 607217.1893 | 1462081.6843 | 336289.5507 | 359.7638 | 4968.5857 | 6216.6276 | 2417133.4013
WeekDay | Tuesday | 7 | 14 | 611952.5391 | 1451091.556 | 333064.0167 | 344.1341 | 5211.9259 | 5823.0837 | 2407487.2554
WeekDay | Tuesday | 7 | 15 | 649808.2232 | 1391010.7662 | 323983.1207 | 283.9588 | 5510.0323 | 6036.569 | 2376632.6702
WeekDay | Tuesday | 7 | 16 | 702423.8925 | 1325317.0228 | 317152.4182 | 229.7607 | 5851.6445 | 5735.5799 | 2356710.3187
WeekDay | Tuesday | 7 | 17 | 762019.4323 | 1210101.3203 | 309130.1386 | 225.5956 | 4988.4741 | 5625.6432 | 2292090.604
WeekDay | Tuesday | 7 | 18 | 871796.8618 | 1162506.7945 | 302211.6252 | 85376.7491 | 2834.1675 | 5364.469 | 2430090.6673
WeekDay | Tuesday | 7 | 19 | 968411.9847 | 1131481.309 | 297617.5183 | 85618.7384 | 2214.6298 | 5238.7846 | 2490582.9646
WeekDay | Tuesday | 7 | 20 | 1025471.7673 | 1071703.8515 | 295008.9955 | 86175.1973 | 1840.2603 | 5104.632 | 2485304.7038
WeekDay | Tuesday | 7 | 21 | 1064328.0505 | 1022212.8596 | 288467.3746 | 85872.4505 | 1997.0275 | 4948.0464 | 2467825.809
WeekDay | Tuesday | 7 | 22 | 1060306.1094 | 971088.6508 | 279374.1957 | 85872.0429 | 1809.8427 | 4706.9283 | 2403157.7699
WeekDay | Tuesday | 7 | 23 | 973938.3198 | 934142.0684 | 276007.5936 | 85503.1224 | 1923.3235 | 4573.2214 | 2276087.6491
WeekDay | Wednesday | 7 | 0 | 914935.4494 | 916283.0442 | 271363.7533 | 85418.0016 | 2720.0287 | 4525.384 | 2195245.6612
WeekDay | Wednesday | 7 | 1 | 855889.8813 | 885489.0121 | 268393.7293 | 85437.0537 | 3211.3887 | 4481.4093 | 2102902.4743
WeekDay | Wednesday | 7 | 2 | 812946.3525 | 862970.0097 | 269911.1727 | 85424.3338 | 3330.719 | 4548.857 | 2039131.4448
WeekDay | Wednesday | 7 | 3 | 770359.7705 | 843587.3111 | 271794.7069 | 85414.6019 | 3088.5487 | 4611.2536 | 1978856.1926
WeekDay | Wednesday | 7 | 4 | 735734.3296 | 849354.5434 | 272879.3653 | 85415.8019 | 3308.4908 | 4681.3754 | 1951373.9065
WeekDay | Wednesday | 7 | 5 | 774022.1461 | 885594.2661 | 276586.1166 | 267.9856 | 4189.4291 | 4991.2782 | 1945651.2216
WeekDay | Wednesday | 7 | 6 | 795491.0186 | 949498.0954 | 284516.8179 | 258.603 | 3990.5453 | 5153.2122 | 2038908.2923
WeekDay | Wednesday | 7 | 7 | 672844.7235 | 1092734.6386 | 299842.3128 | 236.9365 | 2833.5094 | 5437.4136 | 2073929.5344
WeekDay | Wednesday | 7 | 8 | 591372.538 | 1299335.566 | 311319.8703 | 273.7029 | 3509.2026 | 5711.5127 | 2211522.3923
WeekDay | Wednesday | 7 | 9 | 570403.391 | 1414918.9067 | 322021.3312 | 302.4017 | 3924.1532 | 5937.7745 | 2317507.9582
WeekDay | Wednesday | 7 | 10 | 572405.7893 | 1482678.6448 | 326480.5312 | 329.7258 | 4457.3373 | 6389.7038 | 2392741.7322
WeekDay | Wednesday | 7 | 11 | 579675.6243 | 1518426.4975 | 330832.2315 | 342.3121 | 4727.4391 | 6214.9934 | 2440219.098
WeekDay | Wednesday | 7 | 12 | 583425.6857 | 1516120.9929 | 334608.9735 | 352.7186 | 5049.0898 | 6097.9256 | 2445655.3861
WeekDay | Wednesday | 7 | 13 | 578586.5679 | 1516678.4208 | 333669.0369 | 371.0663 | 5482.4664 | 6433.5299 | 2441221.0882
WeekDay | Wednesday | 7 | 14 | 587390.0123 | 1509116.7441 | 331286.9551 | 364.3223 | 5980.0415 | 6502.0176 | 2440640.0928
WeekDay | Wednesday | 7 | 15 | 631326.1963 | 1443808.4236 | 325733.2398 | 340.2487 | 6300.2298 | 6124.8156 | 2413633.1539
WeekDay | Wednesday | 7 | 16 | 689206.6754 | 1352201.5773 | 316965.7194 | 298.708 | 6407.8611 | 6141.1575 | 2371221.6986
WeekDay | Wednesday | 7 | 17 | 751077.2743 | 1226411.5598 | 306535.2454 | 289.4234 | 5030.0788 | 5916.5299 | 2295260.1116
WeekDay | Wednesday | 7 | 18 | 865509.8727 | 1171139.2217 | 296928.6567 | 85444.9139 | 2975.0679 | 5624.4547 | 2427622.1876
WeekDay | Wednesday | 7 | 19 | 962889.3247 | 1133916.5051 | 290666.817 | 85527.9258 | 2629.4342 | 5627.7231 | 2481257.7298
WeekDay | Wednesday | 7 | 20 | 1018947.5907 | 1075134.4516 | 286702.8115 | 85895.0911 | 2116.3578 | 5538.5851 | 2474334.8879
WeekDay | Wednesday | 7 | 21 | 1061710.9148 | 1020342.9908 | 280263.9651 | 85920.7964 | 2174.853 | 5400.5699 | 2455814.09
WeekDay | Wednesday | 7 | 22 | 1066120.7885 | 968886.3137 | 275603.0067 | 85783.1419 | 1802.8233 | 5112.5058 | 2403308.5799
WeekDay | Wednesday | 7 | 23 | 1004151.7181 | 928493.5469 | 274465.7153 | 85539.4414 | 2089.45 | 4898.4262 | 2299638.2979
WeekDay | Thursday | 7 | 0 | 911443.8509 | 892782.8102 | 270826.4756 | 85513.3897 | 2764.485 | 4853.263 | 2168184.2744
WeekDay | Thursday | 7 | 1 | 854553.7372 | 865374.0672 | 267578.345 | 85478.5163 | 3557.6805 | 4778.09 | 2081320.4362
WeekDay | Thursday | 7 | 2 | 813264.3209 | 840456.2932 | 267986.9547 | 85473.34 | 3620.8554 | 4913.2826 | 2015715.0467
WeekDay | Thursday | 7 | 3 | 771830.9256 | 827871.0148 | 268088.0252 | 85476.5282 | 3275.7334 | 4952.8004 | 1961495.0276
WeekDay | Thursday | 7 | 4 | 749038.8837 | 839699.8764 | 268896.8431 | 85475.5582 | 3716.7876 | 4986.5242 | 1951814.4732
WeekDay | Thursday | 7 | 5 | 763599.6978 | 870602.7646 | 272928.8992 | 330.3492 | 4608.255 | 5279.788 | 1917349.7539
WeekDay | Thursday | 7 | 6 | 780770.3404 | 911449.3666 | 280580.5615 | 323.8438 | 4893.7118 | 5288.4047 | 1983306.2288
WeekDay | Thursday | 7 | 7 | 666969.6518 | 1063725.2147 | 293932.4065 | 306.1976 | 3598.6272 | 5670.8064 | 2034202.9041
WeekDay | Thursday | 7 | 8 | 590517.1605 | 1279482.8471 | 308746.2795 | 364.0155 | 3872.3849 | 5487.7765 | 2188470.4639
WeekDay | Thursday | 7 | 9 | 571236.5647 | 1400789.8126 | 319774.394 | 384.0631 | 4545.0801 | 5515.1121 | 2302245.0266
WeekDay | Thursday | 7 | 10 | 574143.3777 | 1459298.7644 | 326515.7066 | 387.9527 | 4706.527 | 5679.8687 | 2370732.1971
WeekDay | Thursday | 7 | 11 | 580173.6935 | 1485970.9397 | 328448.2015 | 388.6216 | 4735.7746 | 5493.719 | 2405210.95
WeekDay | Thursday | 7 | 12 | 580271.8971 | 1486140.4808 | 333308.9395 | 417.2451 | 5061.0082 | 5527.8886 | 2410727.4593
WeekDay | Thursday | 7 | 13 | 575231.5766 | 1501068.601 | 333651.1177 | 414.422 | 5899.8299 | 5695.3193 | 2421960.8665
WeekDay | Thursday | 7 | 14 | 580857.9505 | 1479596.0579 | 329778.4985 | 396.2049 | 5793.3686 | 5639.9052 | 2402061.9856
WeekDay | Thursday | 7 | 15 | 620104.9467 | 1409904.7896 | 323914.2206 | 336.6701 | 6108.073 | 6117.6845 | 2366486.3845
WeekDay | Thursday | 7 | 16 | 673952.6931 | 1320967.2548 | 323974.8635 | 300.0528 | 5464.6253 | 5978.1837 | 2330637.6732
WeekDay | Thursday | 7 | 17 | 730266.1279 | 1217971.2151 | 315267.1932 | 288.3896 | 5202.5666 | 5923.661 | 2274919.1533
WeekDay | Thursday | 7 | 18 | 834784.3872 | 1172727.9094 | 311266.1349 | 85687.9512 | 3507.3746 | 5577.6572 | 2413551.4145
WeekDay | Thursday | 7 | 19 | 928409.4854 | 1145348.9905 | 305963.932 | 86263.0886 | 2418.4857 | 5510.9524 | 2473914.9346
WeekDay | Thursday | 7 | 20 | 976245.5905 | 1085205.744 | 297940.4081 | 87127.685 | 2095.2995 | 5450.19 | 2454064.9171
WeekDay | Thursday | 7 | 21 | 1023555.8564 | 1028626.4047 | 290053.0292 | 86862.8307 | 2160.8142 | 5276.9653 | 2436535.9005
WeekDay | Thursday | 7 | 22 | 1030938.9805 | 969253.6232 | 286818.0265 | 86690.1779 | 1940.8721 | 4968.1024 | 2380609.7825
WeekDay | Thursday | 7 | 23 | 974377.5721 | 933467.4848 | 287707.5369 | 86020.182 | 2302.3726 | 4786.7067 | 2288661.8551
WeekDay | Friday | 7 | 0 | 926480.743 | 841625.416 | 283188.7725 | 85517.339 | 3058.5699 | 4758.4797 | 2144629.32
WeekDay | Friday | 7 | 1 | 865950.2951 | 823970.9462 | 278950.1565 | 85447.8322 | 3504.0842 | 4723.5673 | 2062546.8816
WeekDay | Friday | 7 | 2 | 816664.2261 | 805321.2557 | 278509.877 | 85451.7915 | 3273.8323 | 4823.6989 | 1994044.6815
WeekDay | Friday | 7 | 3 | 787857.2989 | 797416.8549 | 279157.645 | 85434.3342 | 2809.6726 | 4822.0648 | 1957497.8704
WeekDay | Friday | 7 | 4 | 762651.6258 | 795381.0831 | 282937.0904 | 85440.5017 | 2989.3261 | 4860.2455 | 1934259.8725
WeekDay | Friday | 7 | 5 | 777738.2473 | 824167.6073 | 289498.1646 | 292.1841 | 3932.7812 | 5218.1343 | 1900847.1188
WeekDay | Friday | 7 | 6 | 794139.8305 | 868776.312 | 294206.7247 | 289.2373 | 4442.8597 | 5293.753 | 1967148.7172
WeekDay | Friday | 7 | 7 | 681780.3139 | 1023967.7294 | 308473.4768 | 261.1478 | 3583.6378 | 5654.4644 | 2023720.7701
WeekDay | Friday | 7 | 8 | 606224.335 | 1236085.0219 | 318010.2091 | 323.8296 | 3704.0648 | 5803.6219 | 2170151.0823
WeekDay | Friday | 7 | 9 | 585496.9009 | 1338588.2853 | 323775.5257 | 341.2144 | 4115.2864 | 6469.7793 | 2258786.992
WeekDay | Friday | 7 | 10 | 587266.1704 | 1402912.384 | 321682.0998 | 359.4414 | 4653.1501 | 6295.2176 | 2323168.4633
WeekDay | Friday | 7 | 11 | 588042.6668 | 1401487.6127 | 308222.7462 | 357.023 | 4073.1698 | 6243.5176 | 2308426.736
WeekDay | Friday | 7 | 12 | 592688.8792 | 1400397.2633 | 302701.7395 | 360.0478 | 4516.7831 | 6046.0771 | 2306710.7899
WeekDay | Friday | 7 | 13 | 585187.737 | 1405029.0818 | 297389.1725 | 379.5827 | 5393.6998 | 5675.4118 | 2299054.6856
WeekDay | Friday | 7 | 14 | 590179.8888 | 1404233.2363 | 296190.0254 | 371.7877 | 5846.7455 | 5758.6072 | 2302580.2909
WeekDay | Friday | 7 | 15 | 627255.4341 | 1342165.4142 | 289022.0399 | 351.5684 | 5776.5512 | 5626.6831 | 2270197.6909
WeekDay | Friday | 7 | 16 | 680958.2919 | 1267422.9729 | 281319.5782 | 294.5812 | 5737.2131 | 5259.5834 | 2240992.2207
WeekDay | Friday | 7 | 17 | 742123.0318 | 1155665.1619 | 283115.1585 | 282.6112 | 4478.3956 | 5095.2725 | 2190759.6314
WeekDay | Friday | 7 | 18 | 851975.6428 | 1108463.3405 | 278400.3413 | 85396.7583 | 2335.13 | 5055.7547 | 2331626.9676
WeekDay | Friday | 7 | 19 | 965609.5195 | 1109413.357 | 276715.0483 | 85454.8972 | 2098.4436 | 4996.7751 | 2444288.0407
WeekDay | Friday | 7 | 20 | 1038400.4199 | 1051368.1718 | 276315.0352 | 85881.684 | 1622.8773 | 4868.7136 | 2458456.9018
WeekDay | Friday | 7 | 21 | 1092365.7296 | 1007202.7129 | 282573.0722 | 85902.541 | 2089.0113 | 4714.2079 | 2474847.2748
WeekDay | Friday | 7 | 22 | 1102316.2247 | 953612.9481 | 278532.4733 | 85767.569 | 1579.8102 | 4510.6763 | 2426319.7016
WeekDay | Friday | 7 | 23 | 1041212.1281 | 916146.9955 | 273267.044 | 85546.8274 | 1787.6145 | 4418.8642 | 2322379.4737
Saturday | Saturday | 7 | 0 | 956552.6021 | 888749.7462 | 266676.6627 | 85504.8322 | 2001.9265 | 4475.6153 | 2203961.385
Saturday | Saturday | 7 | 1 | 895431.897 | 867171.3999 | 259407.918 | 85457.5585 | 2189.1112 | 4392.5685 | 2114050.4531
Saturday | Saturday | 7 | 2 | 842912.4303 | 841837.4992 | 260194.3383 | 85452.1877 | 2121.7686 | 4508.5964 | 2037026.8204
Saturday | Saturday | 7 | 3 | 804484.9712 | 822799.0825 | 260969.3342 | 85445.1369 | 2420.3137 | 4571.8843 | 1980690.7227
Saturday | Saturday | 7 | 4 | 775227.4061 | 822406.4228 | 262073.8022 | 85437.6387 | 3359.016 | 4606.7967 | 1953111.0826
Saturday | Saturday | 7 | 5 | 788552.1976 | 845568.7381 | 266922.5221 | 292.789 | 4182.629 | 4902.2889 | 1910421.1647
Saturday | Saturday | 7 | 6 | 807152.8576 | 885005.6944 | 277839.7021 | 287.4736 | 4115.2864 | 4942.8466 | 1979343.8607
Saturday | Saturday | 7 | 7 | 705722.069 | 1044123.8693 | 290299.7484 | 262.0098 | 3456.3375 | 5226.6024 | 2049090.6363
Saturday | Saturday | 7 | 8 | 634061.5699 | 1249987.3079 | 307975.9351 | 274.7935 | 4296.4023 | 5372.1943 | 2201968.203
Saturday | Saturday | 7 | 9 | 613576.6287 | 1362046.9489 | 318542.2539 | 295.1521 | 4777.2331 | 5479.6055 | 2304717.8222
Saturday | Saturday | 7 | 10 | 613397.3267 | 1417380.492 | 323185.0061 | 301.01 | 4948.2586 | 5661.5955 | 2364873.6888
Saturday | Saturday | 7 | 11 | 613099.1033 | 1448199.5178 | 322978.3585 | 302.0537 | 4378.515 | 5596.2277 | 2394553.7759
Saturday | Saturday | 7 | 12 | 610292.3584 | 1453146.1611 | 331840.8796 | 335.2685 | 4826.8078 | 5491.6391 | 2405933.1146
Saturday | Saturday | 7 | 13 | 585428.392 | 1458118.1354 | 337109.2674 | 345.3966 | 5534.3809 | 5536.3567 | 2392071.929
Saturday | Saturday | 7 | 14 | 604623.9548 | 1441697.8575 | 334698.8177 | 316.7844 | 6015.5774 | 5655.5044 | 2393008.4961
Saturday | Saturday | 7 | 15 | 635954.9232 | 1385908.0785 | 328731.8848 | 281.0746 | 6803.2158 | 5753.259 | 2363432.4358
Saturday | Saturday | 7 | 16 | 679215.2484 | 1296017.5016 | 323567.3445 | 303.0904 | 6244.7325 | 5444.396 | 2310792.3134
Saturday | Saturday | 7 | 17 | 732070.2854 | 1190800.4528 | 319685.7003 | 289.831 | 4901.4624 | 5501.5929 | 2253249.3248
Saturday | Saturday | 7 | 18 | 828902.4082 | 1146255.4126 | 312496.0623 | 85687.3647 | 3208.3177 | 5362.9834 | 2381912.5489
Saturday | Saturday | 7 | 19 | 879993.1357 | 1113295.518 | 306689.3877 | 85741.5344 | 2234.9569 | 5357.6351 | 2393312.1677
Saturday | Saturday | 7 | 20 | 906678.654 | 1063825.0693 | 296670.4038 | 86523.1926 | 1792.2942 | 5316.7802 | 2360806.3942
Saturday | Saturday | 7 | 21 | 943098.5018 | 1016964.6123 | 287650.4056 | 86438.8288 | 1961.711 | 5122.1624 | 2341236.2219
Saturday | Saturday | 7 | 22 | 969123.9333 | 965928.9303 | 280533.6912 | 86118.1135 | 1585.4404 | 4824.5903 | 2308114.6989
Saturday | Saturday | 7 | 23 | 946757.7842 | 931953.4133 | 275586.9573 | 85727.6273 | 1724.001 | 4705.1455 | 2246454.9286
Sunday | Sunday | 7 | 0 | 905813.4693 | 897748.7389 | 272318.9935 | 85507.6042 | 2618.6857 | 4661.0222 | 2168668.5137
Sunday | Sunday | 7 | 1 | 855645.3698 | 866248.7663 | 267468.1752 | 85497.0983 | 3299.1315 | 4616.899 | 2082775.4402
Sunday | Sunday | 7 | 2 | 815377.342 | 849324.5571 | 267479.0902 | 85490.1611 | 3501.3057 | 4673.353 | 2025845.8091
Sunday | Sunday | 7 | 3 | 777308.0255 | 827164.407 | 265360.1031 | 85482.9087 | 3796.1217 | 4663.2507 | 1963774.8167
Sunday | Sunday | 7 | 4 | 743561.6618 | 822320.9627 | 262142.8285 | 85457.3568 | 4061.9095 | 4648.9886 | 1922193.708
Sunday | Sunday | 7 | 5 | 726305.7916 | 834010.4691 | 260620.606 | 306.4206 | 4967.8545 | 4724.6073 | 1830935.749
Sunday | Sunday | 7 | 6 | 725379.5186 | 834004.7546 | 260569.2848 | 290.8676 | 4515.8325 | 4567.576 | 1829327.8342
Sunday | Sunday | 7 | 7 | 737396.3446 | 879709.1157 | 265321.9854 | 247.2791 | 3244.8772 | 4480.3694 | 1890399.9713
Sunday | Sunday | 7 | 8 | 739175.3087 | 972169.4986 | 269413.9746 | 239.8775 | 3438.2771 | 4644.2346 | 1989081.1711
Sunday | Sunday | 7 | 9 | 722144.1298 | 1063427.3902 | 272443.4039 | 240.4981 | 3580.8592 | 4715.6935 | 2066551.9747
Sunday | Sunday | 7 | 10 | 708953.7215 | 1111581.1193 | 274341.898 | 245.4926 | 3675.4022 | 4676.4728 | 2103474.1063
Sunday | Sunday | 7 | 11 | 707972.9705 | 1148588.8497 | 276902.0651 | 244.4574 | 4291.2108 | 4611.105 | 2142610.6585
Sunday | Sunday | 7 | 12 | 713459.1514 | 1147833.2821 | 276777.582 | 239.9812 | 4281.8516 | 4670.976 | 2147262.8242
Sunday | Sunday | 7 | 13 | 708788.1308 | 1128687.7736 | 277516.2938 | 239.3933 | 5126.0841 | 4570.1015 | 2124927.7772
Sunday | Sunday | 7 | 14 | 690293.6642 | 1104269.5797 | 275292.0686 | 247.6284 | 5487.2922 | 4710.0481 | 2080300.2812
Sunday | Sunday | 7 | 15 | 714229.5065 | 1089115.753 | 271305.1321 | 254.1382 | 6352.7293 | 4774.9702 | 2086032.2293
Sunday | Sunday | 7 | 16 | 729008.5717 | 1066808.5351 | 265446.8515 | 257.2382 | 6446.2486 | 5099.5808 | 2073067.0259
Sunday | Sunday | 7 | 17 | 759974.3573 | 1026818.6825 | 262127.4088 | 260.2517 | 5925.3485 | 5264.1889 | 2060370.2376
Sunday | Sunday | 7 | 18 | 841605.4676 | 1041694.0277 | 262824.8759 | 85420.261 | 3527.4823 | 5319.9001 | 2240392.0146
Sunday | Sunday | 7 | 19 | 883384.4259 | 1041175.9932 | 260381.0888 | 85466.8601 | 2462.9421 | 5473.9601 | 2278345.2702
Sunday | Sunday | 7 | 20 | 895265.8829 | 1014214.1609 | 257364.4532 | 85516.2484 | 2014.1374 | 5338.0248 | 2259712.9075
Sunday | Sunday | 7 | 21 | 914754.7671 | 983493.0099 | 253229.6001 | 85522.9498 | 2211.5588 | 5134.4932 | 2244346.3789
Sunday | Sunday | 7 | 22 | 926929.9909 | 952413.1675 | 245136.5547 | 85514.2773 | 1766.995 | 4948.492 | 2216709.4774
Sunday | Sunday | 7 | 23 | 910005.28 | 923960.6306 | 243145.5437 | 85512.6399 | 1964.4895 | 4810.7739 | 2169399.3577
WeekDay | Monday | 7 | 0 | 869384.4779 | 887965.8271 | 242304.9226 | 85521.6348 | 2543.373 | 4751.2001 | 2092471.4355
WeekDay | Monday | 7 | 1 | 826645.1924 | 851323.924 | 241161.778 | 85466.1685 | 3124.8157 | 4619.1274 | 2012341.0059
WeekDay | Monday | 7 | 2 | 793258.0168 | 822002.018 | 239729.1659 | 85455.4823 | 3140.0245 | 4711.6823 | 1948296.3897
WeekDay | Monday | 7 | 3 | 756267.6701 | 822836.309 | 237595.0288 | 85457.016 | 2899.0241 | 4561.1877 | 1909616.2357
WeekDay | Monday | 7 | 4 | 722400.5154 | 821333.214 | 236541.6938 | 85456.2236 | 2983.2572 | 4464.0274 | 1873178.9314
WeekDay | Monday | 7 | 5 | 702875.9274 | 822103.0279 | 237373.852 | 306.5327 | 3406.7628 | 4559.1079 | 1770625.2107
WeekDay | Monday | 7 | 6 | 698818.7706 | 809785.3181 | 236485.5843 | 293.1014 | 3569.3795 | 4346.6625 | 1753298.8165
WeekDay | Monday | 7 | 7 | 716173.9321 | 815988.0639 | 239506.961 | 245.4741 | 2505.9361 | 4321.7039 | 1778742.0711
WeekDay | Monday | 7 | 8 | 745360.5746 | 856552.1899 | 245363.5106 | 265.2078 | 2952.3279 | 4459.4219 | 1854953.2328
WeekDay | Monday | 7 | 9 | 752014.9191 | 902176.521 | 245775.1773 | 289.9062 | 3151.7235 | 4174.9234 | 1907583.1706
WeekDay | Monday | 7 | 10 | 740579.1226 | 938168.1315 | 247015.5176 | 309.8217 | 3278.0733 | 4526.2754 | 1933876.9421
WeekDay | Monday | 7 | 11 | 727924.9244 | 971399.4537 | 253757.9186 | 325.5876 | 3705.0885 | 4344.2855 | 1961457.2583
WeekDay | Monday | 7 | 12 | 729023.2722 | 999318.4803 | 254679.618 | 284.0313 | 4308.7594 | 4482.7464 | 1992096.9075
WeekDay | Monday | 7 | 13 | 723318.4325 | 999666.2818 | 255117.6679 | 278.9672 | 4842.236 | 4390.0429 | 1987613.6283
WeekDay | Monday | 7 | 14 | 708197.7643 | 1002364.9702 | 254773.3014 | 286.0606 | 5365.8415 | 4612.4421 | 1975600.3801
WeekDay | Monday | 7 | 15 | 706449.9321 | 996618.6919 | 250381.5375 | 295.544 | 5651.8101 | 4800.9688 | 1964198.4843
WeekDay | Monday | 7 | 16 | 713610.5782 | 978072.5545 | 248801.5644 | 301.1122 | 5751.252 | 4916.2538 | 1951453.3152
WeekDay | Monday | 7 | 17 | 746010.5813 | 973273.4294 | 246495.7667 | 669.442 | 4494.7742 | 5172.6739 | 1976116.6677
WeekDay | Monday | 7 | 18 | 831295.8286 | 1009320.4565 | 247384.4444 | 86010.5339 | 2343.3193 | 5094.084 | 2181448.6666
WeekDay | Monday | 7 | 19 | 929446.1599 | 1005094.8662 | 246399.2744 | 86720.3081 | 1997.6856 | 5095.2725 | 2274753.5667
WeekDay | Monday | 7 | 20 | 996633.8546 | 975255.709 | 249619.4091 | 86390.4602 | 1772.4058 | 4951.7604 | 2314623.5992
WeekDay | Monday | 7 | 21 | 1036753.9317 | 943253.9346 | 250323.6058 | 85777.149 | 1889.3963 | 4793.6892 | 2322791.7066
WeekDay | Monday | 7 | 22 | 1034461.7427 | 925223.2153 | 243169.1976 | 85507.4693 | 1607.4492 | 4559.7021 | 2294528.7761
WeekDay | Monday | 7 | 23 | 983950.0812 | 901477.9035 | 235700.6634 | 85504.6575 | 1958.4206 | 4499.6826 | 2213091.4088
WeekDay | Tuesday | 7 | 0 | 915966.2172 | 878792.6348 | 233070.9884 | 85495.9139 | 2797.2424 | 4482.5978 | 2120605.5946
WeekDay | Tuesday | 7 | 1 | 857657.5585 | 860667.2206 | 239713.756 | 85464.3551 | 3590.4378 | 4402.2251 | 2051495.5532
WeekDay | Tuesday | 7 | 2 | 815488.2843 | 838950.3415 | 245265.6943 | 85440.3781 | 3421.9715 | 4502.5053 | 1993069.1751
WeekDay | Tuesday | 7 | 3 | 766552.4756 | 829548.0139 | 253231.0104 | 85435.1039 | 2641.645 | 4643.1946 | 1942051.4435
WeekDay | Tuesday | 7 | 4 | 745803.4768 | 832524.6082 | 259228.8691 | 85431.1276 | 2758.6355 | 4760.5596 | 1930507.2769
WeekDay | Tuesday | 7 | 5 | 757114.0518 | 864904.2469 | 265638.7679 | 283.6791 | 3615.0058 | 5007.9173 | 1896563.6689
WeekDay | Tuesday | 7 | 6 | 771405.6288 | 921512.8936 | 275215.7576 | 277.2176 | 3479.2969 | 5070.0168 | 1976960.8113
WeekDay | Tuesday | 7 | 7 | 673752.7361 | 1068582.0274 | 292988.2986 | 235.3645 | 2767.9948 | 5568.7435 | 2043895.1647
WeekDay | Tuesday | 7 | 8 | 612167.3154 | 1261827.3704 | 308962.4817 | 218.4553 | 3271.0538 | 5968.5271 | 2192415.2036
WeekDay | Tuesday | 7 | 9 | 597769.916 | 1357921.2761 | 320110.1247 | 215.4944 | 3701.5788 | 5752.219 | 2285470.6091
WeekDay | Tuesday | 7 | 10 | 601697.9344 | 1420730.7663 | 318766.0415 | 219.6369 | 4054.89 | 6081.8808 | 2351551.1498
WeekDay | Tuesday | 7 | 11 | 611140.746 | 1443361.2401 | 320597.8728 | 252.9481 | 3884.0839 | 6083.9607 | 2385320.8516
WeekDay | Tuesday | 7 | 12 | 613960.9546 | 1440020.5139 | 329440.7887 | 261.4077 | 4281.8516 | 5795.4509 | 2393760.9673
WeekDay | Tuesday | 7 | 13 | 607217.1893 | 1446758.6064 | 331621.9347 | 238.811 | 4968.5857 | 6594.4239 | 2397399.551
WeekDay | Tuesday | 7 | 14 | 611952.5391 | 1436887.5923 | 329502.9346 | 227.436 | 5211.9259 | 6334.7354 | 2390117.1634
WeekDay | Tuesday | 7 | 15 | 649808.2232 | 1377414.8142 | 321764.1546 | 227.6363 | 5510.0323 | 6182.3095 | 2360907.1701
WeekDay | Tuesday | 7 | 16 | 702423.8925 | 1313321.8984 | 315601.2679 | 231.2163 | 5851.6445 | 5733.5001 | 2343163.4196
WeekDay | Tuesday | 7 | 17 | 762019.4323 | 1201144.2824 | 307357.4706 | 265.4919 | 4988.4741 | 5578.2515 | 2281353.4027
WeekDay | Tuesday | 7 | 18 | 871796.8618 | 1154175.807 | 298488.6406 | 85420.4655 | 2834.1675 | 5351.6926 | 2418067.635
WeekDay | Tuesday | 7 | 19 | 968411.9847 | 1125776.9031 | 294966.7574 | 85716.6911 | 2214.6298 | 5317.2259 | 2482404.192
WeekDay | Tuesday | 7 | 20 | 1025471.7673 | 1067391.8655 | 291945.4118 | 86517.5321 | 1840.2603 | 5087.6958 | 2478254.5328
WeekDay | Tuesday | 7 | 21 | 1064328.0505 | 1018707.5559 | 287666.4884 | 86923.2063 | 1997.0275 | 4929.9216 | 2464552.2502
WeekDay | Tuesday | 7 | 22 | 1060306.1094 | 969164.9264 | 282760.3814 | 86208.412 | 1809.8427 | 4769.7705 | 2405019.4424
WeekDay | Tuesday | 7 | 23 | 973938.3198 | 932306.1155 | 283594.1554 | 85602.4669 | 1923.3235 | 4610.9564 | 2281975.3374
WeekDay | Wednesday | 7 | 0 | 914935.4494 | 914900.4086 | 277274.0231 | 85439.3613 | 2720.0287 | 4555.5423 | 2199824.8135
WeekDay | Wednesday | 7 | 1 | 855889.8813 | 883549.2019 | 274425.061 | 85436.0596 | 3211.3887 | 4541.8745 | 2107053.4669
WeekDay | Wednesday | 7 | 2 | 812946.3525 | 861325.4129 | 273153.1289 | 85433.4992 | 3330.719 | 4647.503 | 2040836.6154
WeekDay | Wednesday | 7 | 3 | 770359.7705 | 841585.9456 | 272613.246 | 85431.6672 | 3088.5487 | 4800.8202 | 1977879.9982
WeekDay | Wednesday | 7 | 4 | 735734.3296 | 847011.8897 | 274554.3661 | 85433.0518 | 3308.4908 | 4840.6352 | 1950882.7632
WeekDay | Wednesday | 7 | 5 | 774022.1461 | 882636.1296 | 280679.6674 | 279.4117 | 4189.4291 | 5137.613 | 1946944.3969
WeekDay | Wednesday | 7 | 6 | 795491.0186 | 945810.4172 | 291202.9909 | 270.6198 | 3990.5453 | 5236.259 | 2042001.8509
WeekDay | Wednesday | 7 | 7 | 672844.7235 | 1087732.9827 | 302562.8314 | 242.1071 | 2833.5094 | 5650.4532 | 2071866.6073
WeekDay | Wednesday | 7 | 8 | 591372.538 | 1291938.0585 | 317803.1079 | 290.4941 | 3509.2026 | 5712.8498 | 2210626.2508
WeekDay | Wednesday | 7 | 9 | 570403.391 | 1407334.9736 | 330031.3026 | 305.0857 | 3924.1532 | 5699.0334 | 2317697.9395
WeekDay | Wednesday | 7 | 10 | 572405.7893 | 1475332.507 | 334459.8615 | 325.0878 | 4457.3373 | 5652.3845 | 2392632.9674
WeekDay | Wednesday | 7 | 11 | 579675.6243 | 1512836.2388 | 338134.5003 | 331.6912 | 4727.4391 | 5754.1503 | 2441459.644
WeekDay | Wednesday | 7 | 12 | 583425.6857 | 1510280.684 | 339741.6829 | 363.0882 | 5049.0898 | 5731.5687 | 2444591.7994
WeekDay | Wednesday | 7 | 13 | 578586.5679 | 1510304.5768 | 336957.6198 | 376.7226 | 5482.4664 | 5822.7866 | 2437530.74
WeekDay | Wednesday | 7 | 14 | 587390.0123 | 1502875.4368 | 331553.3577 | 336.2952 | 5980.0415 | 5880.7262 | 2434015.8698
WeekDay | Wednesday | 7 | 15 | 631326.1963 | 1438466.3922 | 326420.4847 | 293.7277 | 6300.2298 | 6068.8072 | 2408875.8379
WeekDay | Wednesday | 7 | 16 | 689206.6754 | 1348466.921 | 323764.673 | 251.6317 | 6407.8611 | 5804.8104 | 2373902.5726
WeekDay | Wednesday | 7 | 17 | 751077.2743 | 1223177.3961 | 312992.0308 | 259.9052 | 5030.0788 | 5813.8728 | 2298350.5579
WeekDay | Wednesday | 7 | 18 | 865509.8727 | 1169785.749 | 302422.1097 | 85434.9576 | 2975.0679 | 5639.9052 | 2431767.6622
WeekDay | Wednesday | 7 | 19 | 962889.3247 | 1134594.6638 | 299751.0456 | 85436.3962 | 2629.4342 | 5584.9368 | 2490885.8013
WeekDay | Wednesday | 7 | 20 | 1018947.5907 | 1077114.2507 | 296160.0512 | 85762.7663 | 2116.3578 | 5431.1739 | 2485532.1906
WeekDay | Wednesday | 7 | 21 | 1061710.9148 | 1021205.1931 | 290989.7511 | 85941.8082 | 2174.853 | 5215.163 | 2467237.6832
WeekDay | Wednesday | 7 | 22 | 1066120.7885 | 969309.1792 | 286153.4932 | 85936.8477 | 1802.8233 | 4895.6035 | 2414218.7355
WeekDay | Wednesday | 7 | 23 | 1004151.7181 | 928238.289 | 284588.8713 | 85521.098 | 2089.45 | 4691.4777 | 2309280.904
WeekDay | Thursday | 7 | 0 | 911443.8509 | 891906.5841 | 281540.3782 | 85476.1391 | 2764.485 | 4701.4314 | 2177832.8687
WeekDay | Thursday | 7 | 1 | 854553.7372 | 864038.8265 | 280685.7731 | 85437.2454 | 3557.6805 | 4646.6116 | 2092919.8743
WeekDay | Thursday | 7 | 2 | 813264.3209 | 839631.6262 | 281155.218 | 85409.7764 | 3620.8554 | 4725.9444 | 2027807.7412
WeekDay | Thursday | 7 | 3 | 771830.9256 | 828091.1744 | 280865.556 | 85410.2663 | 3275.7334 | 4748.526 | 1974222.1817
WeekDay | Thursday | 7 | 4 | 749038.8837 | 838497.4904 | 282592.0639 | 85408.5409 | 3716.7876 | 4767.0964 | 1964020.8628
WeekDay | Thursday | 7 | 5 | 763599.6978 | 868751.8678 | 285313.9672 | 261.0924 | 4608.255 | 4987.1185 | 1927521.9986
WeekDay | Thursday | 7 | 6 | 780770.3404 | 910139.6855 | 287039.5854 | 253.4934 | 4893.7118 | 5123.2024 | 1988220.0189
WeekDay | Thursday | 7 | 7 | 666969.6518 | 1060878.0815 | 299255.1977 | 218.2281 | 3598.6272 | 5594.742 | 2036514.5283
WeekDay | Thursday | 7 | 8 | 590517.1605 | 1273929.0457 | 311509.3139 | 248.8171 | 3872.3849 | 5554.4814 | 2185631.2034
WeekDay | Thursday | 7 | 9 | 571236.5647 | 1395071.3629 | 320410.4623 | 254.026 | 4545.0801 | 5610.044 | 2297127.54
WeekDay | Thursday | 7 | 10 | 574143.3777 | 1453722.2836 | 325895.4849 | 276.1369 | 4706.527 | 5465.7892 | 2364209.5993
WeekDay | Thursday | 7 | 11 | 580173.6935 | 1480585.7613 | 329087.1525 | 298.1826 | 4735.7746 | 5425.0828 | 2400305.6474
WeekDay | Thursday | 7 | 12 | 580271.8971 | 1479990.1807 | 335081.5325 | 322.1936 | 5061.0082 | 5350.6527 | 2406077.4647
WeekDay | Thursday | 7 | 13 | 575231.5766 | 1494087.5656 | 339257.536 | 326.5703 | 5899.8299 | 5222.1455 | 2420025.2239
WeekDay | Thursday | 7 | 14 | 580857.9505 | 1474476.6537 | 335149.1185 | 336.2284 | 5793.3686 | 5272.9541 | 2401886.2738
WeekDay | Thursday | 7 | 15 | 620104.9467 | 1404404.2963 | 328615.2461 | 329.2444 | 6108.073 | 5889.3429 | 2365451.1493
WeekDay | Thursday | 7 | 16 | 673952.6931 | 1316189.2394 | 321111.0385 | 285.0679 | 5464.6253 | 5900.3365 | 2322903.0008
WeekDay | Thursday | 7 | 17 | 730266.1279 | 1210474.3339 | 310615.2011 | 267.9969 | 5202.5666 | 5901.9707 | 2262728.1972
WeekDay | Thursday | 7 | 18 | 834784.3872 | 1166551.868 | 303794.2805 | 85663.3352 | 3507.3746 | 5738.1055 | 2400039.351
WeekDay | Thursday | 7 | 19 | 928409.4854 | 1139969.7564 | 298823.1687 | 86193.1814 | 2418.4857 | 5757.1216 | 2461571.1993
WeekDay | Thursday | 7 | 20 | 976245.5905 | 1080528.1316 | 293273.9546 | 86825.4921 | 2095.2995 | 5640.4995 | 2444608.9678
WeekDay | Thursday | 7 | 21 | 1023555.8564 | 1023675.0976 | 289086.5552 | 86549.2841 | 2160.8142 | 5419.1403 | 2430446.7477
WeekDay | Thursday | 7 | 22 | 1030938.9805 | 966485.3811 | 281893.9328 | 86000.4995 | 1940.8721 | 5037.0357 | 2372296.7015
WeekDay | Thursday | 7 | 23 | 974377.5721 | 931374.4571 | 276594.8056 | 85536.0119 | 2302.3726 | 4903.3288 | 2275088.5481
WeekDay | Friday | 7 | 0 | 926480.743 | 840848.0728 | 271988.2705 | 85521.6731 | 3058.5699 | 4838.5553 | 2132735.8845
WeekDay | Friday | 7 | 1 | 865950.2951 | 821801.997 | 271257.6086 | 85500.5449 | 3504.0842 | 4815.2308 | 2052829.7608
WeekDay | Friday | 7 | 2 | 816664.2261 | 802757.9971 | 273914.7649 | 85483.819 | 3273.8323 | 4930.0702 | 1987024.7096
WeekDay | Friday | 7 | 3 | 787857.2989 | 795992.0376 | 269368.6255 | 85468.543 | 2809.6726 | 5032.8759 | 1946529.0535
WeekDay | Friday | 7 | 4 | 762651.6258 | 795408.6625 | 270781.9087 | 85464.7399 | 2989.3261 | 5055.4576 | 1922351.7205
WeekDay | Friday | 7 | 5 | 777738.2473 | 821469.8764 | 276062.3464 | 315.6455 | 3932.7812 | 5293.6044 | 1884812.5012
WeekDay | Friday | 7 | 6 | 794139.8305 | 865515.5784 | 285572.0443 | 303.5662 | 4442.8597 | 5490.4506 | 1955464.3297
WeekDay | Friday | 7 | 7 | 681780.3139 | 1017784.0625 | 295616.7904 | 260.5599 | 3583.6378 | 5779.5547 | 2004804.9191
WeekDay | Friday | 7 | 8 | 606224.335 | 1227767.0013 | 300909.048 | 274.633 | 3704.0648 | 5841.8026 | 2144720.8848
WeekDay | Friday | 7 | 9 | 585496.9009 | 1330712.6793 | 310702.0799 | 299.3044 | 4115.2864 | 5922.0268 | 2237248.2777
WeekDay | Friday | 7 | 10 | 587266.1704 | 1394384.6205 | 313322.2439 | 331.4413 | 4653.1501 | 5815.2098 | 2305772.836
WeekDay | Friday | 7 | 11 | 588042.6668 | 1392737.2019 | 319902.2521 | 335.1392 | 4073.1698 | 6118.2788 | 2311208.7087
WeekDay | Friday | 7 | 12 | 592688.8792 | 1393802.9536 | 321596.8203 | 355.3117 | 4516.7831 | 6228.5127 | 2319189.2606
WeekDay | Friday | 7 | 13 | 585187.737 | 1398871.6452 | 320555.7194 | 357.1522 | 5393.6998 | 6079.5038 | 2316445.4574
WeekDay | Friday | 7 | 14 | 590179.8888 | 1396802.93 | 317225.2686 | 342.724 | 5846.7455 | 5974.0239 | 2316371.5807
WeekDay | Friday | 7 | 15 | 627255.4341 | 1334362.3233 | 311635.1144 | 323.0868 | 5776.5512 | 6498.6006 | 2285851.1105
WeekDay | Friday | 7 | 16 | 680958.2919 | 1257555.5844 | 304518.1627 | 312.7556 | 5737.2131 | 6149.9227 | 2255231.9305
WeekDay | Friday | 7 | 17 | 742123.0318 | 1148378.6619 | 296816.3094 | 570.2963 | 4478.3956 | 5799.9078 | 2198166.6028
WeekDay | Friday | 7 | 18 | 851975.6428 | 1104560.8341 | 289758.1543 | 85833.5 | 2335.13 | 5673.0348 | 2340136.296
WeekDay | Friday | 7 | 19 | 965609.5195 | 1107850.3258 | 285002.2255 | 85865.4267 | 2098.4436 | 5707.5015 | 2452133.4427
WeekDay | Friday | 7 | 20 | 1038400.4199 | 1048684.1603 | 280215.2051 | 85905.8626 | 1622.8773 | 5624.1575 | 2460452.6828
WeekDay | Friday | 7 | 21 | 1092365.7296 | 1004255.1728 | 274369.8779 | 85897.7666 | 2089.0113 | 5391.2104 | 2464368.7686
WeekDay | Friday | 7 | 22 | 1102316.2247 | 951483.0019 | 268032.8267 | 85897.9668 | 1579.8102 | 5076.8507 | 2414386.681
WeekDay | Friday | 7 | 23 | 1041212.1281 | 915259.4354 | 267466.9854 | 85571.5982 | 1787.6145 | 4853.8573 | 2316151.6188
Saturday | Saturday | 7 | 0 | 956552.6021 | 887872.2587 | 265313.5756 | 85491.4832 | 2001.9265 | 4773.336 | 2202005.1822
Saturday | Saturday | 7 | 1 | 895431.897 | 865770.0858 | 263686.7833 | 85483.8871 | 2189.1112 | 4730.8469 | 2117292.6114
Saturday | Saturday | 7 | 2 | 842912.4303 | 839596.5089 | 262863.0856 | 85482.1248 | 2121.7686 | 4760.5596 | 2037736.4777
Saturday | Saturday | 7 | 3 | 804484.9712 | 820703.4806 | 261108.294 | 85481.7754 | 2420.3137 | 4816.2708 | 1979015.1057
Saturday | Saturday | 7 | 4 | 775227.4061 | 819604.3202 | 261192.1044 | 85482.8192 | 3359.016 | 4868.2679 | 1949733.934
Saturday | Saturday | 7 | 5 | 788552.1976 | 844622.8052 | 263963.4869 | 335.2457 | 4182.629 | 5070.7596 | 1906727.1241
Saturday | Saturday | 7 | 6 | 807152.8576 | 886837.8785 | 268420.191 | 322.1538 | 4115.2864 | 5062.7372 | 1971911.1045
Saturday | Saturday | 7 | 7 | 705722.069 | 1039657.874 | 273783.9973 | 252.4383 | 3456.3375 | 5397.4501 | 2028270.1661
Saturday | Saturday | 7 | 8 | 634061.5699 | 1241504.8315 | 283856.9516 | 332.6739 | 4296.4023 | 5549.7274 | 2169602.1566
Saturday | Saturday | 7 | 9 | 613576.6287 | 1352744.6144 | 289986.8804 | 347.1746 | 4777.2331 | 5705.273 | 2267137.8042
Saturday | Saturday | 7 | 10 | 613397.3267 | 1410960.1813 | 292197.7902 | 366.4226 | 4948.2586 | 6086.6348 | 2327956.6141
Saturday | Saturday | 7 | 11 | 613099.1033 | 1440365.7201 | 293369.5833 | 380.9829 | 4378.515 | 5851.4593 | 2357445.3638
Saturday | Saturday | 7 | 12 | 610292.3584 | 1443943.5255 | 295189.3891 | 379.6537 | 4826.8078 | 5614.2038 | 2360245.9383
Saturday | Saturday | 7 | 13 | 585428.392 | 1444664.0716 | 293884.2047 | 389.5006 | 5534.3809 | 6114.7133 | 2336015.2631
Saturday | Saturday | 7 | 14 | 604623.9548 | 1429075.1447 | 290320.2877 | 370.3875 | 6015.5774 | 6229.1069 | 2336634.4589
Saturday | Saturday | 7 | 15 | 635954.9232 | 1374792.9384 | 284938.8225 | 369.9743 | 6803.2158 | 6006.2621 | 2308866.1362
Saturday | Saturday | 7 | 16 | 679215.2484 | 1287403.7613 | 278777.6111 | 370.2171 | 6244.7325 | 5952.1851 | 2257963.7553
Saturday | Saturday | 7 | 17 | 732070.2854 | 1183872.0171 | 272122.3973 | 382.109 | 4901.4624 | 5666.9437 | 2199015.2149
Saturday | Saturday | 7 | 18 | 828902.4082 | 1140988.4659 | 265956.5309 | 85530.9151 | 3208.3177 | 5399.3814 | 2329986.0192
Saturday | Saturday | 7 | 19 | 879993.1357 | 1109395.274 | 262437.5375 | 86279.0392 | 2234.9569 | 5455.6869 | 2345795.6301
Saturday | Saturday | 7 | 20 | 906678.654 | 1060629.3069 | 262481.3693 | 86950.0107 | 1792.2942 | 5301.3297 | 2323832.9647
Saturday | Saturday | 7 | 21 | 943098.5018 | 1013623.1321 | 260438.3365 | 86617.4233 | 1961.711 | 5132.1162 | 2310871.2209
Saturday | Saturday | 7 | 22 | 969123.9333 | 963512.6746 | 255518.0534 | 86222.9609 | 1585.4404 | 4818.9449 | 2280782.0074
Saturday | Saturday | 7 | 23 | 946757.7842 | 930983.6245 | 251082.5737 | 85973.3287 | 1724.001 | 4695.786 | 2221217.098
Sunday | Sunday | 7 | 0 | 905813.4693 | 896718.8914 | 248147.0054 | 85590.5891 | 2618.6857 | 4699.0544 | 2143587.6953
Sunday | Sunday | 7 | 1 | 855645.3698 | 864367.1115 | 243597.6906 | 85536.3129 | 3299.1315 | 4643.6403 | 2057089.2567
Sunday | Sunday | 7 | 2 | 815377.342 | 847169.0864 | 244308.9594 | 85525.4591 | 3501.3057 | 4675.2843 | 2000557.4369
Sunday | Sunday | 7 | 3 | 777308.0255 | 826554.4985 | 243103.6618 | 85508.0004 | 3796.1217 | 4664.8849 | 1940935.1928
Sunday | Sunday | 7 | 4 | 743561.6618 | 822900.5274 | 243570.3878 | 85499.6076 | 4061.9095 | 4689.9921 | 1904284.0861
Sunday | Sunday | 7 | 5 | 726305.7916 | 835590.9878 | 243743.4593 | 354.8403 | 4967.8545 | 4737.2352 | 1815700.1686
Sunday | Sunday | 7 | 6 | 725379.5186 | 835385.4884 | 246311.9534 | 335.5922 | 4515.8325 | 4664.1421 | 1816592.5273
Sunday | Sunday | 7 | 7 | 737396.3446 | 879481.0571 | 249469.7898 | 269.1784 | 3244.8772 | 4557.3251 | 1874418.5722
Sunday | Sunday | 7 | 8 | 739175.3087 | 968508.0729 | 252682.0277 | 260.6422 | 3438.2771 | 4407.8705 | 1968472.1991
Sunday | Sunday | 7 | 9 | 722144.1298 | 1060818.9763 | 256822.979 | 268.0551 | 3580.8592 | 4765.0165 | 2048400.016
Sunday | Sunday | 7 | 10 | 708953.7215 | 1108355.1281 | 258397.3935 | 286.2012 | 3675.4022 | 4636.2122 | 2084304.0586
Sunday | Sunday | 7 | 11 | 707972.9705 | 1145323.7563 | 258552.9582 | 308.3817 | 4291.2108 | 4651.9599 | 2121101.2374
Sunday | Sunday | 7 | 12 | 713459.1514 | 1145643.6625 | 259360.1333 | 287.7874 | 4281.8516 | 4679.5926 | 2127712.1788
Sunday | Sunday | 7 | 13 | 708788.1308 | 1126267.3579 | 259160.6259 | 323.4546 | 5126.0841 | 4731.4412 | 2104397.0946
Sunday | Sunday | 7 | 14 | 690293.6642 | 1102972.3855 | 262432.1452 | 332.7932 | 5487.2922 | 5307.4208 | 2066825.7011
Sunday | Sunday | 7 | 15 | 714229.5065 | 1089651.9497 | 262458.694 | 334.726 | 6352.7293 | 5275.7768 | 2078303.3823
Sunday | Sunday | 7 | 16 | 729008.5717 | 1066371.207 | 260864.9569 | 343.1244 | 6446.2486 | 5564.5837 | 2068598.6922
Sunday | Sunday | 7 | 17 | 759974.3573 | 1026205.7511 | 257918.8701 | 327.5999 | 5925.3485 | 5388.8334 | 2055740.7603
Sunday | Sunday | 7 | 18 | 841605.4676 | 1040927.0175 | 252595.3206 | 85456.9862 | 3527.4823 | 5307.4208 | 2229419.695
Sunday | Sunday | 7 | 19 | 883384.4259 | 1040975.9334 | 249996.665 | 86041.1214 | 2462.9421 | 5423.4486 | 2268284.5364
Sunday | Sunday | 7 | 20 | 895265.8829 | 1013976.98 | 251329.3922 | 86907.5596 | 2014.1374 | 5284.8392 | 2254778.7913
Sunday | Sunday | 7 | 21 | 914754.7671 | 983202.181 | 247827.0727 | 86976.0439 | 2211.5588 | 5053.3777 | 2240025.0012
Sunday | Sunday | 7 | 22 | 926929.9909 | 951925.6734 | 242914.5953 | 86965.1589 | 1766.995 | 4857.4228 | 2215359.8362
Sunday | Sunday | 7 | 23 | 910005.28 | 923534.8683 | 240121.2954 | 86633.8695 | 1964.4895 | 4731.7383 | 2166991.541
WeekDay | Monday | 7 | 0 | 869384.4779 | 888852.0103 | 238543.4443 | 85936.2328 | 2543.373 | 4657.1596 | 2089916.698
WeekDay | Monday | 7 | 1 | 826645.1924 | 852612.9967 | 237699.2281 | 85572.8606 | 3124.8157 | 4589.5633 | 2010244.6568
WeekDay | Monday | 7 | 2 | 793258.0168 | 823450.128 | 236821.7107 | 85488.2383 | 3140.0245 | 4613.482 | 1946771.6002
WeekDay | Monday | 7 | 3 | 756267.6701 | 823008.0615 | 237202.9386 | 85476.8846 | 2899.0241 | 4581.838 | 1909436.417
WeekDay | Monday | 7 | 4 | 722400.5154 | 819327.1986 | 236389.9516 | 85479.1085 | 2983.2572 | 4597.8829 | 1871177.9142
WeekDay | Monday | 7 | 5 | 702875.9274 | 821735.7504 | 236103.8511 | 323.2587 | 3406.7628 | 4662.2107 | 1769107.7612
WeekDay | Monday | 7 | 6 | 698818.7706 | 810265.7813 | 235483.2052 | 296.7894 | 3569.3795 | 4500.4254 | 1752934.3515
WeekDay | Monday | 7 | 7 | 716173.9321 | 816902.8453 | 235129.0767 | 225.4763 | 2505.9361 | 4570.1015 | 1775507.368
WeekDay | Monday | 7 | 8 | 745360.5746 | 855528.1361 | 238211.5689 | 219.536 | 2952.3279 | 4526.424 | 1846798.5673
WeekDay | Monday | 7 | 9 | 752014.9191 | 899679.0085 | 241772.0095 | 215.7742 | 3151.7235 | 4497.4541 | 1901330.8889
WeekDay | Monday | 7 | 10 | 740579.1226 | 936749.7936 | 242370.9829 | 217.6061 | 3278.0733 | 4618.9788 | 1927814.5573
WeekDay | Monday | 7 | 11 | 727924.9244 | 969737.4121 | 245034.5277 | 221.8025 | 3705.0885 | 5249.9268 | 1951873.6821
WeekDay | Monday | 7 | 12 | 729023.2722 | 997393.4941 | 244502.4484 | 221.8025 | 4308.7594 | 5011.3343 | 1980461.1109
WeekDay | Monday | 7 | 13 | 723318.4325 | 998201.4766 | 243540.5493 | 228.2242 | 4842.236 | 4707.374 | 1974838.2926
WeekDay | Monday | 7 | 14 | 708197.7643 | 999823.9686 | 242884.5638 | 233.9358 | 5365.8415 | 4778.6843 | 1961284.7584
WeekDay | Monday | 7 | 15 | 706449.9321 | 994705.1248 | 240877.0756 | 264.0774 | 5651.8101 | 5572.6061 | 1953520.6262
WeekDay | Monday | 7 | 16 | 713610.5782 | 978134.1943 | 238624.0041 | 293.8328 | 5751.252 | 5391.0619 | 1941804.9233
WeekDay | Monday | 7 | 17 | 746010.5813 | 973173.9266 | 238406.528 | 294.8666 | 4494.7742 | 5378.5825 | 1967759.2594
WeekDay | Monday | 7 | 18 | 831295.8286 | 1008558.7316 | 238464.9542 | 85438.9339 | 2343.3193 | 5232.5449 | 2171334.3125
WeekDay | Monday | 7 | 19 | 929446.1599 | 1002404.5788 | 239286.8963 | 85795.7168 | 1997.6856 | 5281.5708 | 2264212.6082
WeekDay | Monday | 7 | 20 | 996633.8546 | 973839.4208 | 238081.8567 | 86207.5287 | 1772.4058 | 5223.4826 | 2301758.5491
WeekDay | Monday | 7 | 21 | 1036753.9317 | 942276.9885 | 240041.211 | 86243.7327 | 1889.3963 | 5061.4001 | 2312266.6602
WeekDay | Monday | 7 | 22 | 1034461.7427 | 924242.5222 | 238479.1012 | 86232.2384 | 1607.4492 | 4834.2469 | 2289857.3006
WeekDay | Monday | 7 | 23 | 983950.0812 | 900257.8968 | 237194.2028 | 85708.064 | 1958.4206 | 4753.5771 | 2213822.2425
WeekDay | Tuesday | 7 | 0 | 915966.2172 | 877975.6811 | 236713.9877 | 85525.6892 | 2797.2424 | 4684.7923 | 2123663.6099
WeekDay | Tuesday | 7 | 1 | 857657.5585 | 859773.5934 | 239841.7799 | 85488.5919 | 3590.4378 | 4659.2395 | 2051011.2011
WeekDay | Tuesday | 7 | 2 | 815488.2843 | 838088.4008 | 241470.8687 | 85467.938 | 3421.9715 | 4729.2127 | 1988666.6761
WeekDay | Tuesday | 7 | 3 | 766552.4756 | 828465.0881 | 240487.6182 | 85465.5096 | 2641.645 | 4805.2771 | 1928417.6137
WeekDay | Tuesday | 7 | 4 | 745803.4768 | 829817.3419 | 243535.2803 | 85462.9506 | 2758.6355 | 4830.2357 | 1912207.9209
WeekDay | Tuesday | 7 | 5 | 757114.0518 | 862923.988 | 251783.6199 | 317.273 | 3615.0058 | 5062.2915 | 1880816.23
WeekDay | Tuesday | 7 | 6 | 771405.6288 | 920557.4079 | 260318.6384 | 301.6888 | 3479.2969 | 5169.1084 | 1961231.7693
WeekDay | Tuesday | 7 | 7 | 673752.7361 | 1067569.5758 | 279286.4046 | 234.8972 | 2767.9948 | 5372.64 | 2028984.2485
WeekDay | Tuesday | 7 | 8 | 612167.3154 | 1260864.7099 | 294800.0734 | 233.6007 | 3271.0538 | 5545.2705 | 2176882.0237
WeekDay | Tuesday | 7 | 9 | 597769.916 | 1356878.5028 | 304739.8536 | 237.9462 | 3701.5788 | 5498.7702 | 2268826.5676
WeekDay | Tuesday | 7 | 10 | 601697.9344 | 1420391.147 | 300685.7689 | 246.2055 | 4054.89 | 5529.9685 | 2332605.9143
WeekDay | Tuesday | 7 | 11 | 611140.746 | 1441718.5087 | 304829.676 | 253.1256 | 3884.0839 | 5370.8573 | 2367196.9975
WeekDay | Tuesday | 7 | 12 | 613960.9546 | 1439678.2718 | 307533.4394 | 247.4495 | 4281.8516 | 5353.3268 | 2371055.2936
WeekDay | Tuesday | 7 | 13 | 607217.1893 | 1446859.1721 | 309986.6037 | 274.3575 | 4968.5857 | 5389.4277 | 2374695.3359
WeekDay | Tuesday | 7 | 14 | 611952.5391 | 1436866.4495 | 307077.7894 | 307.95 | 5211.9259 | 5529.2256 | 2366945.8795
WeekDay | Tuesday | 7 | 15 | 649808.2232 | 1376995.033 | 302863.8446 | 329.8664 | 5510.0323 | 5811.9414 | 2341318.9409
WeekDay | Tuesday | 7 | 16 | 702423.8925 | 1313498.7693 | 297844.8694 | 375.9926 | 5851.6445 | 5654.1673 | 2325649.3356
WeekDay | Tuesday | 7 | 17 | 762019.4323 | 1201426.9204 | 293449.6707 | 322.3313 | 4988.4741 | 5753.259 | 2267960.0877
WeekDay | Tuesday | 7 | 18 | 871796.8618 | 1153248.3286 | 284640.3058 | 85470.017 | 2834.1675 | 5663.8239 | 2403653.5047
WeekDay | Tuesday | 7 | 19 | 968411.9847 | 1124034.0254 | 280158.6637 | 85741.3398 | 2214.6298 | 5773.4636 | 2466334.1069
WeekDay | Tuesday | 7 | 20 | 1025471.7673 | 1064789.8757 | 275647.3349 | 86162.6223 | 1840.2603 | 5624.6032 | 2459536.4637
WeekDay | Tuesday | 7 | 21 | 1064328.0505 | 1015992.4921 | 270118.9507 | 86330.8402 | 1997.0275 | 5452.1213 | 2444219.4823
WeekDay | Tuesday | 7 | 22 | 1060306.1094 | 966280.0468 | 266562.3731 | 85697.578 | 1809.8427 | 5150.6866 | 2385806.6367
WeekDay | Tuesday | 7 | 23 | 973938.3198 | 929524.4748 | 268641.7909 | 85576.5302 | 1923.3235 | 5019.9509 | 2264624.39
WeekDay | Wednesday | 7 | 0 | 914935.4494 | 911444.1193 | 261220.205 | 85571.6436 | 2720.0287 | 4995.1409 | 2180886.5868
WeekDay | Wednesday | 7 | 1 | 855889.8813 | 881526.6703 | 255807.6378 | 85531.5499 | 3211.3887 | 4914.6196 | 2086881.7476
WeekDay | Wednesday | 7 | 2 | 812946.3525 | 859468.6363 | 256233.9549 | 85514.5826 | 3330.719 | 5002.4205 | 2022496.6657
WeekDay | Wednesday | 7 | 3 | 770359.7705 | 839734.8417 | 255264.8026 | 85515.0725 | 3088.5487 | 4974.4906 | 1958937.5266
WeekDay | Wednesday | 7 | 4 | 735734.3296 | 845121.9102 | 258597.5601 | 85513.8555 | 3308.4908 | 5103.4435 | 1933379.5897
WeekDay | Wednesday | 7 | 5 | 774022.1461 | 880533.7568 | 263764.7755 | 361.8854 | 4189.4291 | 5318.4144 | 1928190.4073
WeekDay | Wednesday | 7 | 6 | 795491.0186 | 944811.8811 | 269090.2097 | 356.8369 | 3990.5453 | 5510.8038 | 2019251.2954
WeekDay | Wednesday | 7 | 7 | 672844.7235 | 1087605.971 | 282709.4434 | 309.3687 | 2833.5094 | 5809.713 | 2052112.729
WeekDay | Wednesday | 7 | 8 | 591372.538 | 1292574.7652 | 294683.0988 | 342.7297 | 3509.2026 | 6117.9817 | 2188600.3159
WeekDay | Wednesday | 7 | 9 | 570403.391 | 1409590.8692 | 304749.647 | 364.0652 | 3924.1532 | 6302.7943 | 2295334.9199
WeekDay | Wednesday | 7 | 10 | 572405.7893 | 1477995.4427 | 308172.0845 | 400.7947 | 4457.3373 | 6408.5713 | 2369840.0197
WeekDay | Wednesday | 7 | 11 | 579675.6243 | 1514280.697 | 313575.8325 | 380.7017 | 4727.4391 | 6230.8897 | 2418871.1844
WeekDay | Wednesday | 7 | 12 | 583425.6857 | 1511143.3586 | 316316.6415 | 381.088 | 5049.0898 | 5953.6707 | 2422269.5343
WeekDay | Wednesday | 7 | 13 | 578586.5679 | 1511700.7224 | 315596.5495 | 373.5345 | 5482.4664 | 5965.4072 | 2417705.2479
WeekDay | Wednesday | 7 | 14 | 587390.0123 | 1504272.7376 | 315252.8495 | 345.9291 | 5980.0415 | 6034.4891 | 2419276.0592
WeekDay | Wednesday | 7 | 15 | 631326.1963 | 1439441.6583 | 310454.8707 | 508.1684 | 6300.2298 | 5883.1032 | 2393914.2267
WeekDay | Wednesday | 7 | 16 | 689206.6754 | 1350995.8315 | 303966.9285 | 494.6306 | 6407.8611 | 5822.1923 | 2356894.1194
WeekDay | Wednesday | 7 | 17 | 751077.2743 | 1226978.4392 | 296722.1969 | 465.618 | 5030.0788 | 5747.0193 | 2286020.6265
WeekDay | Wednesday | 7 | 18 | 865509.8727 | 1169829.3426 | 288403.356 | 85963.4178 | 2975.0679 | 5610.4897 | 2418291.5468
WeekDay | Wednesday | 7 | 19 | 962889.3247 | 1133576.6209 | 281372.1429 | 86308.7704 | 2629.4342 | 5582.7084 | 2472359.0015
WeekDay | Wednesday | 7 | 20 | 1018947.5907 | 1076421.5406 | 277309.7488 | 86850.1848 | 2116.3578 | 5481.0912 | 2467126.5138
WeekDay | Wednesday | 7 | 21 | 1061710.9148 | 1021124.3711 | 271303.1272 | 86821.655 | 2174.853 | 5335.9449 | 2448470.866
WeekDay | Wednesday | 7 | 22 | 1066120.7885 | 969304.9126 | 266409.2247 | 86314.9918 | 1802.8233 | 5003.0147 | 2394955.7557
WeekDay | Wednesday | 7 | 23 | 1004151.7181 | 929917.0569 | 268835.7792 | 85901.6492 | 2089.45 | 4836.7725 | 2295732.4258
WeekDay | Thursday | 7 | 0 | 911443.8509 | 893773.0449 | 267121.1368 | 85504.3309 | 2764.485 | 4877.6274 | 2165484.4758
WeekDay | Thursday | 7 | 1 | 854553.7372 | 865814.3249 | 264959.5105 | 85511.2411 | 3557.6805 | 4797.7004 | 2079194.1945
WeekDay | Thursday | 7 | 2 | 813264.3209 | 841265.4097 | 264607.3164 | 85492.8181 | 3620.8554 | 4964.2397 | 2013214.9602
WeekDay | Thursday | 7 | 3 | 771830.9256 | 829873.2408 | 263717.6564 | 85469.5271 | 3275.7334 | 4993.9524 | 1959161.0356
WeekDay | Thursday | 7 | 4 | 749038.8837 | 838507.485 | 263542.9592 | 85453.551 | 3716.7876 | 5007.6202 | 1945267.2866
WeekDay | Thursday | 7 | 5 | 763599.6978 | 868664.1233 | 267614.1489 | 303.4554 | 4608.255 | 5198.0782 | 1909987.7586
WeekDay | Thursday | 7 | 6 | 780770.3404 | 910264.5455 | 270841.8608 | 301.7782 | 4893.7118 | 5328.5167 | 1972400.7535
WeekDay | Thursday | 7 | 7 | 666969.6518 | 1065593.9693 | 285483.0337 | 253.1356 | 3598.6272 | 5614.3524 | 2027512.7699
WeekDay | Thursday | 7 | 8 | 590517.1605 | 1281446.4218 | 298656.4953 | 291.7239 | 3872.3849 | 5586.4225 | 2180370.6089
WeekDay | Thursday | 7 | 9 | 571236.5647 | 1401539.2236 | 302390.3646 | 351.8581 | 4545.0801 | 5426.1228 | 2285489.2138
WeekDay | Thursday | 7 | 10 | 574143.3777 | 1460556.236 | 303310.9424 | 395.2677 | 4706.527 | 5283.7992 | 2348396.1499
WeekDay | Thursday | 7 | 11 | 580173.6935 | 1486038.2542 | 306234.4407 | 406.6583 | 4735.7746 | 4937.9441 | 2382526.7655
WeekDay | Thursday | 7 | 12 | 580271.8971 | 1488116.9141 | 315509.2502 | 420.0456 | 5061.0082 | 4893.2265 | 2394272.3416
WeekDay | Thursday | 7 | 13 | 575231.5766 | 1501143.1123 | 314002.4445 | 418.59 | 5899.8299 | 5124.9851 | 2401820.5383
WeekDay | Thursday | 7 | 14 | 580857.9505 | 1479289.9999 | 311582.6616 | 426.1861 | 5793.3686 | 5502.6328 | 2383452.7995
WeekDay | Thursday | 7 | 15 | 620104.9467 | 1411053.5672 | 309302.5813 | 403.5525 | 6108.073 | 6035.0834 | 2353007.8041
WeekDay | Thursday | 7 | 16 | 673952.6931 | 1322061.0256 | 303745.5348 | 358.4658 | 5464.6253 | 6013.096 | 2311595.4407
WeekDay | Thursday | 7 | 17 | 730266.1279 | 1218641.2501 | 293473.1878 | 352.9856 | 5202.5666 | 5497.4331 | 2253433.5512
WeekDay | Thursday | 7 | 18 | 834784.3872 | 1174041.7875 | 288475.9059 | 85678.7915 | 3507.3746 | 5596.8219 | 2392085.0686
WeekDay | Thursday | 7 | 19 | 928409.4854 | 1146314.7125 | 282879.6152 | 86041.4281 | 2418.4857 | 5640.6481 | 2451704.375
WeekDay | Thursday | 7 | 20 | 976245.5905 | 1086470.1558 | 277545.3559 | 86744.829 | 2095.2995 | 5550.0245 | 2434651.2552
WeekDay | Thursday | 7 | 21 | 1023555.8564 | 1028908.3971 | 270954.586 | 86078.9003 | 2160.8142 | 5334.0136 | 2416992.5676
WeekDay | Thursday | 7 | 22 | 1030938.9805 | 971566.0701 | 267842.168 | 85996.5061 | 1940.8721 | 5005.6889 | 2363290.2856
WeekDay | Thursday | 7 | 23 | 974377.5721 | 935985.1413 | 269832.6624 | 85574.5023 | 2302.3726 | 4839.7438 | 2272911.9945
WeekDay | Friday | 7 | 0 | 926480.743 | 845227.8642 | 271538.2885 | 85561.9131 | 3058.5699 | 4806.9113 | 2136674.2899
WeekDay | Friday | 7 | 1 | 865950.2951 | 825992.9378 | 268789.6519 | 85516.8263 | 3504.0842 | 4733.8182 | 2054487.6136
WeekDay | Friday | 7 | 2 | 816664.2261 | 806712.585 | 269059.5422 | 85514.7146 | 3273.8323 | 4867.9708 | 1986092.871
WeekDay | Friday | 7 | 3 | 787857.2989 | 799983.8032 | 268544.2903 | 85506.532 | 2809.6726 | 4855.1943 | 1949556.7914
WeekDay | Friday | 7 | 4 | 762651.6258 | 797978.4035 | 269673.0911 | 85504.1122 | 2989.3261 | 4986.8214 | 1923783.38
WeekDay | Friday | 7 | 5 | 777738.2473 | 827011.6484 | 275668.1539 | 358.6177 | 3932.7812 | 5266.4173 | 1889975.8659
WeekDay | Friday | 7 | 6 | 794139.8305 | 871698.1384 | 285315.8752 | 349.8841 | 4442.8597 | 5393.2903 | 1961339.8782
WeekDay | Friday | 7 | 7 | 681780.3139 | 1023946.9753 | 298074.4923 | 302.352 | 3583.6378 | 5449.5958 | 2013137.367
WeekDay | Friday | 7 | 8 | 606224.335 | 1234748.5934 | 306604.5938 | 335.0867 | 3704.0648 | 5791.4397 | 2157408.1134
WeekDay | Friday | 7 | 9 | 585496.9009 | 1341060.8723 | 311606.9901 | 356.641 | 4115.2864 | 5568.4463 | 2248205.1369
WeekDay | Friday | 7 | 10 | 587266.1704 | 1404600.5437 | 317370.0028 | 399.572 | 4653.1501 | 5974.4696 | 2320263.9086
WeekDay | Friday | 7 | 11 | 588042.6668 | 1401266.2877 | 320372.7598 | 418.3727 | 4073.1698 | 6196.7202 | 2320369.9769
WeekDay | Friday | 7 | 12 | 592688.8792 | 1398078.2325 | 323841.8721 | 412.5233 | 4516.7831 | 6100.1541 | 2325638.4442
WeekDay | Friday | 7 | 13 | 585187.737 | 1402775.9244 | 322901.5438 | 414.3013 | 5393.6998 | 6061.2305 | 2322734.4369
WeekDay | Friday | 7 | 14 | 590179.8888 | 1395794.6382 | 317872.6084 | 394.5633 | 5846.7455 | 6018.4443 | 2316106.8884
WeekDay | Friday | 7 | 15 | 627255.4341 | 1332553.7945 | 307291.5426 | 388.846 | 5776.5512 | 5896.0282 | 2279162.1966
WeekDay | Friday | 7 | 16 | 680958.2919 | 1260311.2622 | 299166.1915 | 370.3037 | 5737.2131 | 5708.0958 | 2252251.3581
WeekDay | Friday | 7 | 17 | 742123.0318 | 1152009.0686 | 291106.8217 | 384.0034 | 4478.3956 | 5592.5136 | 2195693.8346
WeekDay | Friday | 7 | 18 | 851975.6428 | 1107256.6976 | 288717.7622 | 85968.8355 | 2335.13 | 5325.9912 | 2341580.0593
WeekDay | Friday | 7 | 19 | 965609.5195 | 1109477.6339 | 288905.1517 | 85952.6165 | 2098.4436 | 5330.8938 | 2457374.259
WeekDay | Friday | 7 | 20 | 1038400.4199 | 1050342.7738 | 284089.0796 | 86247.121 | 1622.8773 | 5232.9906 | 2465935.2623
WeekDay | Friday | 7 | 21 | 1092365.7296 | 1006028.238 | 276138.9531 | 86393.8429 | 2089.0113 | 4969.7366 | 2467985.5115
WeekDay | Friday | 7 | 22 | 1102316.2247 | 953366.0789 | 274408.4507 | 86033.6005 | 1579.8102 | 4697.8659 | 2422402.0308
WeekDay | Friday | 7 | 23 | 1041212.1281 | 916200.0156 | 271011.8472 | 85589.3792 | 1787.6145 | 4565.199 | 2320366.1836
Saturday | Saturday | 7 | 0 | 956552.6021 | 892837.2435 | 265363.2978 | 85535.0704 | 2001.9265 | 4535.7834 | 2206825.9237
Saturday | Saturday | 7 | 1 | 895431.897 | 871609.3745 | 261622.4491 | 85513.4763 | 2189.1112 | 4469.0786 | 2120835.3868
Saturday | Saturday | 7 | 2 | 842912.4303 | 846482.0919 | 261768.5342 | 85503.422 | 2121.7686 | 4587.4834 | 2043375.7304
Saturday | Saturday | 7 | 3 | 804484.9712 | 827211.5481 | 260701.6525 | 85502.1255 | 2420.3137 | 4608.5794 | 1984929.1903
Saturday | Saturday | 7 | 4 | 775227.4061 | 826418.5749 | 262626.0413 | 85502.0715 | 3359.016 | 4655.3768 | 1957788.4868
Saturday | Saturday | 7 | 5 | 788552.1976 | 852555.0081 | 267226.7668 | 347.6389 | 4182.629 | 4934.8242 | 1917799.0647
Saturday | Saturday | 7 | 6 | 807152.8576 | 894245.2293 | 277597.4164 | 340.9957 | 4115.2864 | 4945.8179 | 1988397.6033
Saturday | Saturday | 7 | 7 | 705722.069 | 1050172.9101 | 292417.0298 | 288.8994 | 3456.3375 | 5209.9633 | 2057267.209
Saturday | Saturday | 7 | 8 | 634061.5699 | 1257193.4159 | 306095.998 | 310.6084 | 4296.4023 | 5365.3604 | 2207323.3549
Saturday | Saturday | 7 | 9 | 613576.6287 | 1368786.5846 | 313004.094 | 322.8497 | 4777.2331 | 5568.0006 | 2306035.3908
Saturday | Saturday | 7 | 10 | 613397.3267 | 1424878.054 | 314519.7611 | 345.0501 | 4948.2586 | 5605.4386 | 2363693.889
Saturday | Saturday | 7 | 11 | 613099.1033 | 1454034.4425 | 316100.3356 | 393.6899 | 4378.515 | 5358.3779 | 2393364.4643
Saturday | Saturday | 7 | 12 | 610292.3584 | 1459657.5253 | 320094.6873 | 338.3913 | 4826.8078 | 5397.1529 | 2400606.9231
Saturday | Saturday | 7 | 13 | 585428.392 | 1462934.3245 | 318567.145 | 348.2112 | 5534.3809 | 5653.7216 | 2378466.1753
Saturday | Saturday | 7 | 14 | 604623.9548 | 1448179.4796 | 318914.5954 | 360.8459 | 6015.5774 | 5670.3607 | 2383764.8137
Saturday | Saturday | 7 | 15 | 635954.9232 | 1391394.5895 | 320441.6861 | 356.6282 | 6803.2158 | 5936.1403 | 2360887.183
Saturday | Saturday | 7 | 16 | 679215.2484 | 1300456.5468 | 312070.7507 | 351.3553 | 6244.7325 | 5763.3613 | 2304101.9949
Saturday | Saturday | 7 | 17 | 732070.2854 | 1194541.1005 | 302950.4907 | 549.2121 | 4901.4624 | 5852.3506 | 2240864.9018
Saturday | Saturday | 7 | 18 | 828902.4082 | 1151939.2398 | 297286.9321 | 85891.9428 | 3208.3177 | 5757.4187 | 2372986.2592
Saturday | Saturday | 7 | 19 | 879993.1357 | 1119276.7591 | 292873.7994 | 85967.5546 | 2234.9569 | 5812.2386 | 2386158.4442
Saturday | Saturday | 7 | 20 | 906678.654 | 1070388.4588 | 287609.4682 | 85877.7347 | 1792.2942 | 5691.7538 | 2358038.3637
Saturday | Saturday | 7 | 21 | 943098.5018 | 1023932.5636 | 281413.4221 | 85555.7569 | 1961.711 | 5551.6587 | 2341513.6141
Saturday | Saturday | 7 | 22 | 969123.9333 | 973135.3334 | 275296.4091 | 85522.6175 | 1585.4404 | 5262.109 | 2309925.8426
Saturday | Saturday | 7 | 23 | 946757.7842 | 939115.7892 | 271812.264 | 85518.7193 | 1724.001 | 5144.4469 | 2250073.0046
Sunday | Sunday | 7 | 0 | 905813.4693 | 903199.5372 | 269163.6475 | 85522.4073 | 2618.6857 | 5133.7504 | 2171451.4973
Sunday | Sunday | 7 | 1 | 855645.3698 | 870998.407 | 266146.5107 | 85535.0391 | 3299.1315 | 5051.0007 | 2086675.4589
Sunday | Sunday | 7 | 2 | 815377.342 | 853704.4906 | 263953.2158 | 85483.7423 | 3501.3057 | 5155.1435 | 2027175.2398
Sunday | Sunday | 7 | 3 | 777308.0255 | 831782.4787 | 261540.8155 | 85475.358 | 3796.1217 | 5137.0188 | 1965039.8182
Sunday | Sunday | 7 | 4 | 743561.6618 | 827258.4875 | 261030.2112 | 85470.8307 | 4061.9095 | 5175.7938 | 1926558.8946
Sunday | Sunday | 7 | 5 | 726305.7916 | 839202.3254 | 260968.5322 | 322.7489 | 4967.8545 | 5242.3501 | 1837009.6026
Sunday | Sunday | 7 | 6 | 725379.5186 | 838204.7663 | 259572.7382 | 307.923 | 4515.8325 | 5147.4182 | 1833128.1969
Sunday | Sunday | 7 | 7 | 737396.3446 | 883279.7546 | 265339.9225 | 247.1555 | 3244.8772 | 5105.6719 | 1894613.7264
Sunday | Sunday | 7 | 8 | 739175.3087 | 974023.0441 | 268729.5984 | 241.7705 | 3438.2771 | 5203.8722 | 1990811.8709
Sunday | Sunday | 7 | 9 | 722144.1298 | 1062372.8325 | 270934.1374 | 339.1482 | 3580.8592 | 5273.6969 | 2064644.804
Sunday | Sunday | 7 | 10 | 708953.7215 | 1111399.5057 | 269933.5206 | 377.8615 | 3675.4022 | 5139.8415 | 2099479.8529
Sunday | Sunday | 7 | 11 | 707972.9705 | 1148823.9074 | 269704.1078 | 401.4707 | 4291.2108 | 4849.9946 | 2136043.6618
Sunday | Sunday | 7 | 12 | 713459.1514 | 1150218.2136 | 267536.7621 | 399.1389 | 4281.8516 | 5175.6452 | 2141070.7628
Sunday | Sunday | 7 | 13 | 708788.1308 | 1131350.5654 | 265763.2558 | 409.4488 | 5126.0841 | 5245.0242 | 2116682.5092
Sunday | Sunday | 7 | 14 | 690293.6642 | 1109599.6065 | 260786.251 | 420.3125 | 5487.2922 | 5116.9627 | 2071704.0892
Sunday | Sunday | 7 | 15 | 714229.5065 | 1095204.7946 | 262887.1347 | 385.878 | 6352.7293 | 5407.8495 | 2084467.8926
Sunday | Sunday | 7 | 16 | 729008.5717 | 1071912.3262 | 262195.4792 | 284.6036 | 6446.2486 | 5730.8259 | 2075578.0551
Sunday | Sunday | 7 | 17 | 759974.3573 | 1031206.7273 | 255829.7264 | 286.7309 | 5925.3485 | 5859.7788 | 2059082.6691
Sunday | Sunday | 7 | 18 | 841605.4676 | 1046972.1353 | 253157.1071 | 85441.206 | 3527.4823 | 5741.9682 | 2236445.3666
Sunday | Sunday | 7 | 19 | 883384.4259 | 1047017.1512 | 251833.6135 | 85488.751 | 2462.9421 | 5808.8216 | 2275995.7053
Sunday | Sunday | 7 | 20 | 895265.8829 | 1018648.9766 | 250019.6518 | 85552.4978 | 2014.1374 | 5714.7811 | 2257215.9276
Sunday | Sunday | 7 | 21 | 914754.7671 | 988667.4793 | 248245.7266 | 85539.227 | 2211.5588 | 5550.4702 | 2244969.229
Sunday | Sunday | 7 | 22 | 926929.9909 | 958614.5956 | 246371.5486 | 85536.2135 | 1766.995 | 5246.5098 | 2224465.8534
Sunday | Sunday | 7 | 23 | 910005.28 | 929087.8707 | 245124.2828 | 85533.2626 | 1964.4895 | 5148.4581 | 2176863.6436
WeekDay | Monday | 7 | 0 | 869384.4779 | 892281.0303 | 244072.924 | 85486.0911 | 2543.373 | 5153.3607 | 2098921.2571
WeekDay | Monday | 7 | 1 | 826645.1924 | 855653.3131 | 243533.3208 | 85467.5986 | 3124.8157 | 5102.4035 | 2019526.6441
WeekDay | Monday | 7 | 2 | 793258.0168 | 827005.4649 | 242433.2905 | 85471.697 | 3140.0245 | 5224.3739 | 1956532.8675
WeekDay | Monday | 7 | 3 | 756267.6701 | 828824.9299 | 241398.9567 | 85468.587 | 2899.0241 | 5210.5576 | 1920069.7253
WeekDay | Monday | 7 | 4 | 722400.5154 | 824045.8456 | 241243.3997 | 85468.6906 | 2983.2572 | 5245.1728 | 1881386.8813
WeekDay | Monday | 7 | 5 | 702875.9274 | 823719.3598 | 236802.4358 | 315.2933 | 3406.7628 | 5276.8167 | 1772396.5959
WeekDay | Monday | 7 | 6 | 698818.7706 | 812171.6148 | 235936.6744 | 305.5131 | 3569.3795 | 5166.88 | 1755968.8324
WeekDay | Monday | 7 | 7 | 716173.9321 | 818606.1231 | 238010.1749 | 235.4766 | 2505.9361 | 5033.7673 | 1780565.4102
WeekDay | Monday | 7 | 8 | 745360.5746 | 859494.4287 | 239766.1 | 229.951 | 2952.3279 | 5047.4351 | 1852850.8173
WeekDay | Monday | 7 | 9 | 752014.9191 | 904021.2531 | 241651.6159 | 232.7202 | 3151.7235 | 4867.5251 | 1905939.757
WeekDay | Monday | 7 | 10 | 740579.1226 | 941133.6556 | 243280.7291 | 237.3909 | 3278.0733 | 4906.1515 | 1933415.123
WeekDay | Monday | 7 | 11 | 727924.9244 | 972532.2158 | 245471.4295 | 241.238 | 3705.0885 | 4687.7636 | 1954562.6598
WeekDay | Monday | 7 | 12 | 729023.2722 | 999636.2986 | 245596.7344 | 243.0145 | 4308.7594 | 4629.9725 | 1983438.0516
WeekDay | Monday | 7 | 13 | 723318.4325 | 1000582.0111 | 244267.3936 | 247.7619 | 4842.236 | 4796.9576 | 1978054.7927
WeekDay | Monday | 7 | 14 | 708197.7643 | 1002633.3242 | 241966.2683 | 255.9957 | 5365.8415 | 4975.9762 | 1963395.1702
WeekDay | Monday | 7 | 15 | 706449.9321 | 997363.5621 | 240162.6096 | 268.9626 | 5651.8101 | 5306.8265 | 1955203.7029
WeekDay | Monday | 7 | 16 | 713610.5782 | 980634.9306 | 238692.0384 | 279.078 | 5751.252 | 5760.5386 | 1944728.4157
WeekDay | Monday | 7 | 17 | 746010.5813 | 976656.4128 | 238977.9236 | 273.8222 | 4494.7742 | 5914.5986 | 1972328.1128
WeekDay | Monday | 7 | 18 | 831295.8286 | 1012968.2812 | 241472.5393 | 85521.3849 | 2343.3193 | 5633.0713 | 2179234.4246
WeekDay | Monday | 7 | 19 | 929446.1599 | 1008880.9585 | 242607.0314 | 86201.9974 | 1997.6856 | 5668.5779 | 2274802.4107
WeekDay | Monday | 7 | 20 | 996633.8546 | 978686.6407 | 242079.7505 | 86800.3691 | 1772.4058 | 5533.3854 | 2311506.4061
WeekDay | Monday | 7 | 21 | 1036753.9317 | 946384.0328 | 241822.9765 | 86372.7871 | 1889.3963 | 5402.0555 | 2318625.1799
WeekDay | Monday | 7 | 22 | 1034461.7427 | 926925.9504 | 241834.9228 | 85562.7978 | 1607.4492 | 5237.2989 | 2295630.1618
WeekDay | Monday | 7 | 23 | 983950.0812 | 903205.3522 | 242664.2969 | 85504.4445 | 1958.4206 | 5189.0159 | 2222471.6113
WeekDay | Tuesday | 8 | 0 | 891935.9416 | 801836.1308 | 259284.6941 | 82733.6553 | 2789.8923 | 4910.0285 | 2043490.3425
WeekDay | Tuesday | 8 | 1 | 835154.0271 | 784946.3566 | 253387.7853 | 82730.8156 | 3581.0036 | 4838.6408 | 1964638.629
WeekDay | Tuesday | 8 | 2 | 794099.9171 | 763676.2829 | 254674.5915 | 82732.2502 | 3412.98 | 4734.9587 | 1903330.9803
WeekDay | Tuesday | 8 | 3 | 746471.5747 | 755420.3119 | 255278.7568 | 82730.7583 | 2634.7038 | 4808.3293 | 1847344.4349
WeekDay | Tuesday | 8 | 4 | 726280.3889 | 757954.5049 | 258638.1735 | 82730.7886 | 2751.3869 | 4806.6296 | 1833161.8725
WeekDay | Tuesday | 8 | 5 | 737319.2835 | 788961.5137 | 267464.9698 | 200.2266 | 3605.507 | 4928.3003 | 1802479.8009
WeekDay | Tuesday | 8 | 6 | 751363.192 | 843271.5332 | 278500.6148 | 193.3772 | 3470.1547 | 5123.625 | 1881922.4969
WeekDay | Tuesday | 8 | 7 | 656291.9855 | 983945.256 | 300265.7006 | 166.4224 | 2760.7216 | 5557.3335 | 1948987.4196
WeekDay | Tuesday | 8 | 8 | 596338.398 | 1165468.0025 | 317915.7301 | 196.1942 | 3262.4588 | 5742.3183 | 2088923.1019
WeekDay | Tuesday | 8 | 9 | 582351.5331 | 1256379.8371 | 327539.6333 | 231.9227 | 3691.8525 | 5479.0054 | 2175673.7841
WeekDay | Tuesday | 8 | 10 | 586215.2584 | 1315380.1512 | 332260.7576 | 239.3949 | 4044.2354 | 5524.8975 | 2243664.695
WeekDay | Tuesday | 8 | 11 | 595463.3313 | 1336797.6307 | 335000.9933 | 273.1148 | 3873.8781 | 5758.7488 | 2277167.6971
WeekDay | Tuesday | 8 | 12 | 598209.6809 | 1333801.1145 | 335135.1308 | 260.9173 | 4270.6006 | 5428.0142 | 2277105.4583
WeekDay | Tuesday | 8 | 13 | 591674.8177 | 1338508.6669 | 334630.3466 | 251.9009 | 4955.5302 | 5396.7112 | 2275417.9736
WeekDay | Tuesday | 8 | 14 | 596309.1772 | 1329068.4058 | 333157.9187 | 178.0138 | 5198.231 | 5626.455 | 2269538.2015
WeekDay | Tuesday | 8 | 15 | 633223.9812 | 1274007.1997 | 327257.9921 | 163.8566 | 5495.5541 | 5925.4617 | 2246074.0454
WeekDay | Tuesday | 8 | 16 | 684454.1557 | 1213064.928 | 319830.0769 | 176.6298 | 5836.2687 | 5911.8641 | 2229273.9232
WeekDay | Tuesday | 8 | 17 | 742444.2996 | 1105682.8418 | 311272.1543 | 227.366 | 4975.3663 | 5705.3497 | 2170307.3779
WeekDay | Tuesday | 8 | 18 | 849290.8254 | 1059221.366 | 302525.2299 | 82761.2457 | 2826.7204 | 5557.0503 | 2302182.4376
WeekDay | Tuesday | 8 | 19 | 943198.8248 | 1030551.2097 | 299057.4127 | 82909.0056 | 2208.8106 | 5564.4156 | 2363489.679
WeekDay | Tuesday | 8 | 20 | 998660.7432 | 976340.1207 | 295687.0611 | 83625.8982 | 1835.4248 | 5442.8866 | 2361592.1345
WeekDay | Tuesday | 8 | 21 | 1036454.558 | 930932.9549 | 289486.6971 | 83674.1723 | 1991.7801 | 5200.3951 | 2347740.5575
WeekDay | Tuesday | 8 | 22 | 1032496.7837 | 883209.0374 | 282689.1946 | 83208.3647 | 1805.0872 | 4907.3373 | 2288315.8048
WeekDay | Tuesday | 8 | 23 | 948391.0127 | 848682.677 | 277134.7284 | 82757.0717 | 1918.2698 | 4775.0434 | 2163658.8029
WeekDay | Wednesday | 8 | 0 | 890886.0083 | 832545.0445 | 277013.3816 | 82755.2822 | 2712.8815 | 4686.6586 | 2090599.2567
WeekDay | Wednesday | 8 | 1 | 833395.1727 | 805525.6624 | 275714.7444 | 82755.573 | 3202.9504 | 4582.8349 | 2005176.9378
WeekDay | Wednesday | 8 | 2 | 791586.8142 | 785537.5432 | 276054.0115 | 82745.0082 | 3321.9672 | 4708.0466 | 1943953.3909
WeekDay | Wednesday | 8 | 3 | 750108.0512 | 766843.5253 | 275197.1993 | 82733.2625 | 3080.4332 | 4792.8903 | 1882755.3618
WeekDay | Wednesday | 8 | 4 | 716433.3432 | 770917.8052 | 276781.2023 | 82715.4606 | 3299.7974 | 4827.876 | 1854975.4847
WeekDay | Wednesday | 8 | 5 | 753716.3791 | 804463.7607 | 283029.4225 | 183.4319 | 4178.4209 | 5009.7446 | 1850581.1598
WeekDay | Wednesday | 8 | 6 | 774780.1846 | 864084.316 | 292681.8737 | 175.9723 | 3980.0597 | 5098.6959 | 1940801.1022
WeekDay | Wednesday | 8 | 7 | 655373.133 | 999200.6787 | 310631.7554 | 144.2164 | 2826.0641 | 5456.0593 | 1973631.9069
WeekDay | Wednesday | 8 | 8 | 576046.4061 | 1192496.8395 | 328537.1914 | 161.3406 | 3499.9818 | 5491.4699 | 2106233.2293
WeekDay | Wednesday | 8 | 9 | 555659.8274 | 1298867.3902 | 339708.1173 | 174.7299 | 3913.8421 | 5403.2268 | 2203727.1337
WeekDay | Wednesday | 8 | 10 | 557648.0857 | 1361435.136 | 344123.2303 | 175.899 | 4445.6252 | 5703.3667 | 2273531.343
WeekDay | Wednesday | 8 | 11 | 564783.3209 | 1394984.8458 | 344455.4758 | 190.4515 | 4715.0172 | 6439.3398 | 2315568.4512
WeekDay | Wednesday | 8 | 12 | 568455.3478 | 1392108.0381 | 348464.0887 | 199.8582 | 5035.8228 | 6035.0928 | 2320298.2485
WeekDay | Wednesday | 8 | 13 | 563758.2412 | 1392420.3422 | 347519.6434 | 199.9897 | 5468.0606 | 6451.3794 | 2315817.6566
WeekDay | Wednesday | 8 | 14 | 572379.2941 | 1384063.1846 | 341071.4212 | 185.6715 | 5964.3283 | 6313.4198 | 2309977.3196
WeekDay | Wednesday | 8 | 15 | 615229.2368 | 1324282.5436 | 333673.2065 | 180.7541 | 6283.6753 | 5918.5213 | 2285567.9377
WeekDay | Wednesday | 8 | 16 | 671577.1115 | 1239898.3486 | 339027.9376 | 189.8522 | 6391.0238 | 5334.5303 | 2262418.8039
WeekDay | Wednesday | 8 | 17 | 731756.0195 | 1121770.6445 | 330888.753 | 230.1206 | 5016.8618 | 5246.8537 | 2194909.2531
WeekDay | Wednesday | 8 | 18 | 843108.7482 | 1070995.0562 | 320700.9152 | 82801.7155 | 2967.2506 | 4996.7135 | 2325570.3992
WeekDay | Wednesday | 8 | 19 | 937825.0323 | 1037840.7179 | 310026.1447 | 82935.7902 | 2622.5251 | 5063.0021 | 2376313.2122
WeekDay | Wednesday | 8 | 20 | 992324.4462 | 984126.2376 | 307092.0375 | 83459.9226 | 2110.7968 | 4976.4587 | 2374089.8995
WeekDay | Wednesday | 8 | 21 | 1033917.841 | 932647.8577 | 301056.6237 | 83576.0597 | 2169.1384 | 4780.8507 | 2358148.3712
WeekDay | Wednesday | 8 | 22 | 1038166.6124 | 884234.1133 | 294766.3835 | 83507.8258 | 1798.0862 | 4536.6595 | 2307009.6807
WeekDay | Wednesday | 8 | 23 | 977789.7827 | 847868.9852 | 288634.3516 | 83273.1646 | 2083.9597 | 4399.6915 | 2204049.9353
WeekDay | Thursday | 8 | 0 | 887500.7717 | 815138.6797 | 283016.8321 | 82887.5009 | 2757.2211 | 4374.0542 | 2075675.0597
WeekDay | Thursday | 8 | 1 | 832116.3423 | 789524.1442 | 282510.0363 | 82746.764 | 3548.3323 | 4346.7173 | 1994792.3362
WeekDay | Thursday | 8 | 2 | 791914.2685 | 766298.0167 | 283778.8839 | 82721.4443 | 3611.3412 | 4477.1698 | 1932801.1243
WeekDay | Thursday | 8 | 3 | 751574.6334 | 756040.8356 | 284590.8898 | 82717.1388 | 3267.1261 | 4514.8466 | 1882705.4703
WeekDay | Thursday | 8 | 4 | 729399.801 | 765047.2666 | 287110.451 | 82715.818 | 3707.0213 | 4655.0724 | 1872635.4304
WeekDay | Thursday | 8 | 5 | 743611.7786 | 792565.754 | 292642.0831 | 183.6073 | 4596.1463 | 4934.5326 | 1838533.9019
WeekDay | Thursday | 8 | 6 | 760491.1882 | 832372.5782 | 301401.1652 | 177.3597 | 4880.8531 | 5113.5684 | 1904436.7127
WeekDay | Thursday | 8 | 7 | 649701.4387 | 974845.5603 | 317950.8313 | 143.9382 | 3589.1714 | 5535.2373 | 1951766.1773
WeekDay | Thursday | 8 | 8 | 575229.8658 | 1176369.5196 | 330720.096 | 158.5101 | 3862.2098 | 5170.3669 | 2091510.5683
WeekDay | Thursday | 8 | 9 | 556487.8887 | 1286279.7415 | 338030.3336 | 186.0525 | 4533.1375 | 5190.6218 | 2190707.7756
WeekDay | Thursday | 8 | 10 | 559371.7237 | 1341380.4704 | 343241.9612 | 205.611 | 4694.1601 | 5582.5459 | 2254476.4723
WeekDay | Thursday | 8 | 11 | 565294.0899 | 1366287.8 | 347269.4342 | 217.9855 | 4723.3309 | 5459.3171 | 2289251.9576
WeekDay | Thursday | 8 | 12 | 565396.9407 | 1365293.5683 | 351724.6213 | 223.4348 | 5047.7099 | 5723.3382 | 2293409.6131
WeekDay | Thursday | 8 | 13 | 560491.9961 | 1377613.7374 | 349423.785 | 244.9142 | 5884.3275 | 6091.4664 | 2299750.2266
WeekDay | Thursday | 8 | 14 | 566000.3748 | 1358525.1305 | 348617.7225 | 246.0378 | 5778.1459 | 5888.7764 | 2285056.1879
WeekDay | Thursday | 8 | 15 | 604275.968 | 1293273.2686 | 345488.886 | 214.2177 | 6092.0234 | 5864.8389 | 2255209.2026
WeekDay | Thursday | 8 | 16 | 656725.6649 | 1209838.3373 | 340355.44 | 196.1739 | 5450.2665 | 5604.642 | 2218170.5247
WeekDay | Thursday | 8 | 17 | 711497.401 | 1113149.1013 | 332183.0157 | 190.1085 | 5188.8964 | 5529.9966 | 2167738.5194
WeekDay | Thursday | 8 | 18 | 813217.8276 | 1071553.8239 | 324250.6573 | 82842.5056 | 3498.1586 | 5520.2233 | 2300883.1963
WeekDay | Thursday | 8 | 19 | 904280.764 | 1046411.6202 | 318464.0465 | 83063.8146 | 2412.1309 | 5587.7866 | 2360220.1627
WeekDay | Thursday | 8 | 20 | 950765.3099 | 992032.6981 | 313011.8459 | 83224.3308 | 2089.7939 | 5485.9458 | 2346609.9243
WeekDay | Thursday | 8 | 21 | 996794.3261 | 938852.9456 | 309952.1632 | 83020.6635 | 2155.1364 | 5129.149 | 2335904.3839
WeekDay | Thursday | 8 | 22 | 1003949.7279 | 885309.478 | 300086.5524 | 82761.4615 | 1935.7722 | 4826.6012 | 2278869.5932
WeekDay | Thursday | 8 | 23 | 948835.5895 | 851748.7524 | 296598.2912 | 82741.7125 | 2296.3229 | 4669.6616 | 2186890.3301
WeekDay | Friday | 8 | 0 | 902164.3386 | 766523.8495 | 294270.9087 | 82718.6434 | 3050.5332 | 4578.7273 | 2053307.0006
WeekDay | Friday | 8 | 1 | 843213.9404 | 750460.4449 | 288104.4548 | 82702.6798 | 3494.8769 | 4507.1979 | 1972483.5947
WeekDay | Friday | 8 | 2 | 795234.4093 | 734376.8544 | 284188.3102 | 82700.6046 | 3265.23 | 4605.9226 | 1904371.3311
WeekDay | Friday | 8 | 3 | 767178.3054 | 728047.3504 | 283576.0553 | 82698.5927 | 2802.2899 | 4610.4551 | 1868913.0488
WeekDay | Friday | 8 | 4 | 742659.818 | 725609.2065 | 285835.9497 | 82696.8403 | 2981.4714 | 4830.9921 | 1844614.278
WeekDay | Friday | 8 | 5 | 757383.7725 | 752059.9146 | 292409.5852 | 165.2002 | 3922.4474 | 5104.5033 | 1811045.4232
WeekDay | Friday | 8 | 6 | 773488.0904 | 795357.413 | 308307.7516 | 161.2049 | 4431.1857 | 5373.1986 | 1887118.8441
WeekDay | Friday | 8 | 7 | 664113.2066 | 938043.8733 | 320651.1541 | 146.0598 | 3574.2214 | 5812.5729 | 1932341.0881
WeekDay | Friday | 8 | 8 | 590572.8963 | 1135386.5506 | 330104.4275 | 150.7378 | 3694.332 | 5888.3515 | 2065797.2957
WeekDay | Friday | 8 | 9 | 570409.9547 | 1231604.9188 | 339205.7942 | 161.1964 | 4104.473 | 5828.4368 | 2151314.774
WeekDay | Friday | 8 | 10 | 572190.3336 | 1288948.8872 | 344012.3555 | 171.6019 | 4640.9235 | 5671.2139 | 2215635.3157
WeekDay | Friday | 8 | 11 | 572952.1143 | 1287712.794 | 346438.9964 | 218.8418 | 4062.4671 | 5666.6813 | 2217051.895
WeekDay | Friday | 8 | 12 | 577472.3991 | 1289169.3378 | 352423.7516 | 215.4408 | 4504.9148 | 5875.1787 | 2229661.0228
WeekDay | Friday | 8 | 13 | 570168.8127 | 1292871.868 | 351696.8824 | 213.3268 | 5379.5273 | 5829.145 | 2226159.5622
WeekDay | Friday | 8 | 14 | 575044.8993 | 1289610.0825 | 348404.4885 | 214.2034 | 5831.3826 | 5903.5072 | 2225008.5635
WeekDay | Friday | 8 | 15 | 611194.8464 | 1231166.5421 | 343009.9904 | 212.5505 | 5761.3727 | 6276.1679 | 2197621.4701
WeekDay | Friday | 8 | 16 | 663490.0966 | 1160692.8525 | 334720.2563 | 200.5646 | 5722.138 | 5656.7664 | 2170482.6744
WeekDay | Friday | 8 | 17 | 723017.5186 | 1057590.8604 | 324048.4919 | 245.3618 | 4466.6281 | 5593.594 | 2114962.4547
WeekDay | Friday | 8 | 18 | 829910.7018 | 1013880.2797 | 318358.3605 | 82931.0809 | 2328.9942 | 5453.9347 | 2252863.3518
WeekDay | Friday | 8 | 19 | 940496.1477 | 1015684.0778 | 316398.1643 | 82910.554 | 2092.9297 | 5447.1359 | 2363029.0093
WeekDay | Friday | 8 | 20 | 1011261.847 | 960276.7292 | 310736.0645 | 83014.6849 | 1618.613 | 5278.44 | 2372186.3786
WeekDay | Friday | 8 | 21 | 1063778.4894 | 919253.6977 | 305618.6071 | 82921.5377 | 2083.5222 | 5146.9959 | 2378802.8501
WeekDay | Friday | 8 | 22 | 1073435.818 | 870710.05 | 300608.3678 | 82809.3378 | 1575.6591 | 4823.6267 | 2333962.8594
WeekDay | Friday | 8 | 23 | 1013883.9749 | 836572.0557 | 296200.3528 | 82758.551 | 1782.9174 | 4637.5088 | 2235835.3606
Saturday | Saturday | 8 | 0 | 931445.3087 | 811889.7645 | 293080.4034 | 82727.1018 | 1996.6662 | 4627.1689 | 2125766.4135
Saturday | Saturday | 8 | 1 | 871923.7468 | 792467.7946 | 291250.1516 | 82722.8587 | 2183.3591 | 4493.1753 | 2045041.0862
Saturday | Saturday | 8 | 2 | 820805.3452 | 769884.4713 | 290277.9038 | 82718.4141 | 2116.1934 | 4620.9366 | 1970423.2646
Saturday | Saturday | 8 | 3 | 783370.3823 | 752358.1126 | 289006.5918 | 82715.3038 | 2413.9541 | 4714.5622 | 1914578.9067
Saturday | Saturday | 8 | 4 | 754905.6344 | 752309.0502 | 291756.9272 | 82712.7372 | 3350.1899 | 4827.1678 | 1889861.7066
Saturday | Saturday | 8 | 5 | 767893.3044 | 775509.7526 | 297761.6714 | 181.3947 | 4171.6387 | 5121.9253 | 1850639.6871
Saturday | Saturday | 8 | 6 | 786122.3274 | 813239.2156 | 306395.3965 | 177.6901 | 4104.473 | 5234.5309 | 1915273.6336
Saturday | Saturday | 8 | 7 | 687402.7178 | 957322.1276 | 320362.7606 | 143.757 | 3447.2556 | 5672.347 | 1974350.9657
Saturday | Saturday | 8 | 8 | 617654.4146 | 1150684.8383 | 332790.9716 | 160.9292 | 4285.113 | 5859.5981 | 2111435.8648
Saturday | Saturday | 8 | 9 | 597733.409 | 1255139.8285 | 331681.7195 | 179.9466 | 4764.6805 | 6205.0635 | 2195704.6475
Saturday | Saturday | 8 | 10 | 597611.7996 | 1307058.1668 | 333125.5181 | 185.9825 | 4935.2565 | 5843.3092 | 2248760.0329
Saturday | Saturday | 8 | 11 | 597342.4157 | 1333404.2624 | 335596.6271 | 424.8287 | 4367.01 | 5797.1339 | 2276932.2777
Saturday | Saturday | 8 | 12 | 594636.5847 | 1336491.9454 | 339013.5339 | 295.6293 | 4814.1249 | 5842.0345 | 2281093.8528
Saturday | Saturday | 8 | 13 | 570437.3267 | 1340435.8706 | 334569.5419 | 209.6678 | 5519.8387 | 6093.1662 | 2257265.4119
Saturday | Saturday | 8 | 14 | 589135.0963 | 1325677.509 | 327757.5115 | 210.0454 | 5999.7708 | 5760.8734 | 2254540.8065
Saturday | Saturday | 8 | 15 | 619659.0019 | 1274138.5932 | 331138.1689 | 215.8614 | 6785.3396 | 6055.3477 | 2237992.3127
Saturday | Saturday | 8 | 16 | 661758.1525 | 1188378.3165 | 315226.8185 | 211.4539 | 6228.3238 | 5602.3758 | 2177405.4409
Saturday | Saturday | 8 | 17 | 713195.8874 | 1088789.4712 | 309027.565 | 197.0387 | 4888.5833 | 5434.9546 | 2121533.5003
Saturday | Saturday | 8 | 18 | 807438.7856 | 1049171.8934 | 304536.0676 | 82870.3901 | 3199.8875 | 5209.7435 | 2252426.7677
Saturday | Saturday | 8 | 19 | 857056.5629 | 1017933.2954 | 300900.4549 | 83016.6143 | 2229.0843 | 5272.2077 | 2266408.2195
Saturday | Saturday | 8 | 20 | 882982.5555 | 972637.9774 | 297989.4417 | 83266.6718 | 1787.5847 | 5183.1147 | 2243847.3459
Saturday | Saturday | 8 | 21 | 918399.3936 | 928044.6568 | 296548.4177 | 83379.8891 | 1956.5564 | 5016.2602 | 2233345.1738
Saturday | Saturday | 8 | 22 | 943702.041 | 881435.4091 | 290376.3883 | 83214.0458 | 1581.2745 | 4799.5475 | 2205108.7061
Saturday | Saturday | 8 | 23 | 921896.4094 | 851475.6135 | 287101.6915 | 82802.8829 | 1719.471 | 4692.7493 | 2149688.8176
Sunday | Sunday | 8 | 0 | 882000.3194 | 819905.169 | 285385.8127 | 82734.7275 | 2611.8048 | 4711.7293 | 2077349.5627
Sunday | Sunday | 8 | 1 | 833145.1014 | 789333.6442 | 283108.5824 | 82716.6272 | 3290.4627 | 4622.6364 | 1996217.0543
Sunday | Sunday | 8 | 2 | 793949.3522 | 773647.6273 | 281706.3284 | 82713.8263 | 3492.1057 | 4672.3528 | 1940181.5926
Sunday | Sunday | 8 | 3 | 756887.4682 | 754253.3581 | 280967.4106 | 82709.3126 | 3786.147 | 4712.7208 | 1883316.4173
Sunday | Sunday | 8 | 4 | 724047.8381 | 751508.7405 | 278536.9325 | 82704.9506 | 4051.2364 | 4751.6724 | 1845601.3705
Sunday | Sunday | 8 | 5 | 707275.2838 | 762584.3263 | 272531.2518 | 173.3425 | 4954.801 | 4742.3241 | 1752261.3294
Sunday | Sunday | 8 | 6 | 706418.6835 | 759628.2169 | 268261.9582 | 168.8322 | 4503.9667 | 4704.5056 | 1743686.1631
Sunday | Sunday | 8 | 7 | 718188.9243 | 799972.0446 | 271076.3186 | 135.5641 | 3236.351 | 4734.6754 | 1797343.8779
Sunday | Sunday | 8 | 8 | 719952.3777 | 885213.0063 | 272167.8628 | 139.1143 | 3429.2427 | 4714.1372 | 1885615.741
Sunday | Sunday | 8 | 9 | 703399.0469 | 971179.4747 | 274113.5518 | 138.7982 | 3571.4502 | 4647.5654 | 1957049.8872
Sunday | Sunday | 8 | 10 | 690603.192 | 1015379.0883 | 276546.5578 | 150.8744 | 3665.7447 | 4670.2281 | 1991015.6852
Sunday | Sunday | 8 | 11 | 689667.5371 | 1049619.6951 | 276587.3788 | 149.7238 | 4279.9352 | 4707.1968 | 2025011.4667
Sunday | Sunday | 8 | 12 | 695003.4319 | 1050080.1417 | 277295.1003 | 176.237 | 4270.6006 | 4763.712 | 2031589.2235
Sunday | Sunday | 8 | 13 | 690444.4398 | 1032135.5442 | 276780.8587 | 214.554 | 5112.6148 | 4867.8191 | 2009555.8306
Sunday | Sunday | 8 | 14 | 672471.7758 | 1011786.6648 | 272881.2657 | 235.5463 | 5472.8738 | 5043.7388 | 1967891.8652
Sunday | Sunday | 8 | 15 | 695759.2236 | 999558.8286 | 269494.9365 | 260.4824 | 6336.0369 | 5183.1147 | 1976592.6228
Sunday | Sunday | 8 | 16 | 710129.7492 | 977667.1606 | 266942.7943 | 267.9926 | 6429.3104 | 5385.0966 | 1966822.1037
Sunday | Sunday | 8 | 17 | 740242.1583 | 937937.6159 | 261683.1133 | 278.2649 | 5909.779 | 5516.5406 | 1951567.4719
Sunday | Sunday | 8 | 18 | 819710.4841 | 951355.1065 | 260522.8461 | 83084.3525 | 3518.2135 | 5410.7338 | 2123601.7365
Sunday | Sunday | 8 | 19 | 860340.541 | 947711.9621 | 259725.8275 | 83566.2256 | 2456.4705 | 5455.9177 | 2159256.9444
Sunday | Sunday | 8 | 20 | 871884.9844 | 922655.1668 | 257300.4572 | 83994.5709 | 2008.845 | 5396.1447 | 2143240.169
Sunday | Sunday | 8 | 21 | 890832.9445 | 897240.0536 | 253877.116 | 83936.2369 | 2205.7477 | 5252.6611 | 2133344.7597
Sunday | Sunday | 8 | 22 | 902656.6183 | 868608.7219 | 244646.3862 | 83686.2914 | 1762.352 | 4945.2974 | 2106305.6672
Sunday | Sunday | 8 | 23 | 886131.846 | 842490.6727 | 241416.4829 | 83539.9443 | 1959.3276 | 4823.4851 | 2060361.7584
WeekDay | Monday | 8 | 0 | 846586.852 | 810977.6012 | 238763.6039 | 83388.1157 | 2536.6901 | 4744.0238 | 1986996.8866
WeekDay | Monday | 8 | 1 | 804962.0558 | 778963.0317 | 240632.8203 | 82945.7489 | 3116.605 | 4662.8627 | 1915283.1244
WeekDay | Monday | 8 | 2 | 772448.5027 | 752796.3294 | 239935.8857 | 82740.2088 | 3131.7738 | 4724.1938 | 1855776.8942
WeekDay | Monday | 8 | 3 | 736425.0565 | 752499.2907 | 239109.0492 | 82736.479 | 2891.4066 | 4643.4578 | 1818304.7398
WeekDay | Monday | 8 | 4 | 703464.5675 | 749302.2064 | 238049.2655 | 82735.2197 | 2975.4184 | 4623.2029 | 1781149.8805
WeekDay | Monday | 8 | 5 | 684468.7877 | 748524.7739 | 237804.2015 | 199.5227 | 3397.8112 | 4590.9085 | 1678986.0056
WeekDay | Monday | 8 | 6 | 680567.3862 | 736757.6378 | 236926.3394 | 195.8654 | 3560.0006 | 4428.5865 | 1662435.8161
WeekDay | Monday | 8 | 7 | 697520.8547 | 741996.5627 | 240708.3993 | 155.8415 | 2499.3515 | 4444.0255 | 1687325.0352
WeekDay | Monday | 8 | 8 | 725969.6905 | 778609.4695 | 245845.9746 | 154.2148 | 2944.5703 | 4311.4483 | 1757835.368
WeekDay | Monday | 8 | 9 | 732487.7067 | 821772.0092 | 247669.0103 | 157.7043 | 3143.4421 | 4390.2014 | 1809620.074
WeekDay | Monday | 8 | 10 | 721378.0273 | 854193.738 | 251249.2537 | 157.937 | 3269.4598 | 4650.9648 | 1834899.3806
WeekDay | Monday | 8 | 11 | 709134.2219 | 884939.7634 | 253031.0778 | 159.1128 | 3695.353 | 4369.38 | 1855328.9089
WeekDay | Monday | 8 | 12 | 710192.2721 | 910421.7842 | 254338.1436 | 159.8714 | 4297.4377 | 4342.6096 | 1883752.1185
WeekDay | Monday | 8 | 13 | 704639.6446 | 909936.0917 | 253924.1531 | 158.2691 | 4829.5125 | 4919.2352 | 1878406.9061
WeekDay | Monday | 8 | 14 | 689904.5048 | 911814.9879 | 253201.4202 | 166.2664 | 5351.7422 | 5169.6587 | 1865608.5803
WeekDay | Monday | 8 | 15 | 688205.5272 | 907164.8543 | 251154.861 | 172.8519 | 5636.9594 | 4937.3654 | 1857272.4192
WeekDay | Monday | 8 | 16 | 695179.7229 | 892713.4301 | 248560.1193 | 180.5138 | 5736.14 | 5120.3672 | 1847490.2933
WeekDay | Monday | 8 | 17 | 726694.2735 | 888749.6721 | 246448.9746 | 196.5204 | 4482.9638 | 5180.7068 | 1871753.1112
WeekDay | Monday | 8 | 18 | 809718.223 | 922454.2344 | 245766.4275 | 82840.5838 | 2337.162 | 5059.1778 | 2068175.8084
WeekDay | Monday | 8 | 19 | 905257.0531 | 918693.391 | 247274.2504 | 83209.0559 | 1992.4364 | 5083.8235 | 2161510.0103
WeekDay | Monday | 8 | 20 | 970608.9472 | 891647.724 | 246249.9104 | 83216.77 | 1767.7486 | 5032.6907 | 2198523.7908
WeekDay | Monday | 8 | 21 | 1009637.4975 | 861412.2587 | 246220.5729 | 82956.0685 | 1884.4317 | 4810.5956 | 2206921.4248
WeekDay | Monday | 8 | 22 | 1007352.2385 | 844018.1766 | 245574.6831 | 82773.0959 | 1603.2255 | 4652.9478 | 2185974.3673
WeekDay | Monday | 8 | 23 | 958148.222 | 822044.9648 | 246300.0479 | 82765.0471 | 1953.2747 | 4557.3393 | 2115768.8958
WeekDay | Tuesday | 8 | 0 | 891935.9416 | 802759.3792 | 244491.4358 | 82742.504 | 2789.8923 | 4485.9516 | 2029205.1045
WeekDay | Tuesday | 8 | 1 | 835154.0271 | 786503.3285 | 244891.074 | 82725.2002 | 3581.0036 | 4403.7991 | 1957258.4326
WeekDay | Tuesday | 8 | 2 | 794099.9171 | 765314.7176 | 246579.2028 | 82720.1665 | 3412.98 | 4457.9064 | 1896584.8904
WeekDay | Tuesday | 8 | 3 | 746471.5747 | 756125.5966 | 249113.5697 | 82722.1212 | 2634.7038 | 4566.546 | 1841634.112
WeekDay | Tuesday | 8 | 4 | 726280.3889 | 760178.933 | 254368.2169 | 82720.7228 | 2751.3869 | 4684.6757 | 1830984.3241
WeekDay | Tuesday | 8 | 5 | 737319.2835 | 792416.4788 | 261393.8061 | 189.1872 | 3605.507 | 4954.9291 | 1799879.1916
WeekDay | Tuesday | 8 | 6 | 751363.192 | 846845.6187 | 273416.3006 | 184.7907 | 3470.1547 | 5140.1971 | 1880420.2538
WeekDay | Tuesday | 8 | 7 | 656291.9855 | 985799.5978 | 294291.5575 | 154.8899 | 2760.7216 | 5512.008 | 1944810.7603
WeekDay | Tuesday | 8 | 8 | 596338.398 | 1169927.8702 | 311380.3482 | 204.5548 | 3262.4588 | 5879.2864 | 2086992.9164
WeekDay | Tuesday | 8 | 9 | 582351.5331 | 1260160.1309 | 325582.0343 | 229.8745 | 3691.8525 | 6001.9485 | 2178017.3738
WeekDay | Tuesday | 8 | 10 | 586215.2584 | 1318278.922 | 329582.9579 | 239.8804 | 4044.2354 | 5840.3347 | 2244201.5889
WeekDay | Tuesday | 8 | 11 | 595463.3313 | 1338946.6855 | 332119.3742 | 239.6529 | 3873.8781 | 6277.0178 | 2276919.9397
WeekDay | Tuesday | 8 | 12 | 598209.6809 | 1336422.6215 | 334803.1151 | 260.1141 | 4270.6006 | 5740.7602 | 2279706.8924
WeekDay | Tuesday | 8 | 13 | 591674.8177 | 1343625.3636 | 336662.4766 | 254.8738 | 4955.5302 | 5597.5599 | 2282770.6219
WeekDay | Tuesday | 8 | 14 | 596309.1772 | 1333228.7966 | 332068.2643 | 239.7043 | 5198.231 | 6190.8993 | 2273235.0726
WeekDay | Tuesday | 8 | 15 | 633223.9812 | 1276761.7315 | 323664.0923 | 244.8518 | 5495.5541 | 6151.0978 | 2245541.3086
WeekDay | Tuesday | 8 | 16 | 684454.1557 | 1215623.8823 | 316421.6889 | 196.4403 | 5836.2687 | 5586.7951 | 2228119.231
WeekDay | Tuesday | 8 | 17 | 742444.2996 | 1108502.6504 | 306186.6531 | 175.1775 | 4975.3663 | 5365.6916 | 2167649.8386
WeekDay | Tuesday | 8 | 18 | 849290.8254 | 1063149.1367 | 297321.2547 | 82840.6647 | 2826.7204 | 5315.5502 | 2300744.1521
WeekDay | Tuesday | 8 | 19 | 943198.8248 | 1035011.3214 | 292492.3417 | 83164.4871 | 2208.8106 | 5318.3831 | 2361394.1686
WeekDay | Tuesday | 8 | 20 | 998660.7432 | 979296.8513 | 294099.4737 | 83349.9335 | 1835.4248 | 5176.3159 | 2362418.7423
WeekDay | Tuesday | 8 | 21 | 1036454.558 | 932520.7818 | 289532.5754 | 83285.8493 | 1991.7801 | 4965.4106 | 2348750.9552
WeekDay | Tuesday | 8 | 22 | 1032496.7837 | 885396.3665 | 284108.3178 | 83025.5472 | 1805.0872 | 4656.0639 | 2291488.1664
WeekDay | Tuesday | 8 | 23 | 948391.0127 | 851523.1039 | 280263.4754 | 82746.3434 | 1918.2698 | 4593.5997 | 2169435.8049
WeekDay | Wednesday | 8 | 0 | 890886.0083 | 834588.3646 | 275808.2988 | 82731.9678 | 2712.8815 | 4568.1041 | 2091295.625
WeekDay | Wednesday | 8 | 1 | 833395.1727 | 808259.3736 | 272943.9368 | 82730.3604 | 3202.9504 | 4490.7674 | 2005022.5613
WeekDay | Wednesday | 8 | 2 | 791586.8142 | 788457.8119 | 272866.1318 | 82729.2529 | 3321.9672 | 4576.461 | 1943538.4389
WeekDay | Wednesday | 8 | 3 | 750108.0512 | 769339.6744 | 271285.7333 | 82729.0455 | 3080.4332 | 4670.0865 | 1881213.0241
WeekDay | Wednesday | 8 | 4 | 716433.3432 | 773415.6775 | 273080.3113 | 82728.6081 | 3299.7974 | 4750.256 | 1853707.9934
WeekDay | Wednesday | 8 | 5 | 753716.3791 | 806494.2343 | 279649.0846 | 196.4226 | 4178.4209 | 5061.869 | 1849296.4105
WeekDay | Wednesday | 8 | 6 | 774780.1846 | 866796.344 | 287994.8819 | 192.8529 | 3980.0597 | 5256.4854 | 1939000.8085
WeekDay | Wednesday | 8 | 7 | 655373.133 | 1001305.2978 | 306177.8952 | 156.9929 | 2826.0641 | 5669.3726 | 1971508.7556
WeekDay | Wednesday | 8 | 8 | 576046.4061 | 1194225.8934 | 321187.0265 | 185.3268 | 3499.9818 | 5917.9547 | 2101062.5892
WeekDay | Wednesday | 8 | 9 | 555659.8274 | 1300097.0861 | 334439.9864 | 228.5587 | 3913.8421 | 5874.6122 | 2200213.9128
WeekDay | Wednesday | 8 | 10 | 557648.0857 | 1363121.103 | 338321.8075 | 252.8104 | 4445.6252 | 5918.6629 | 2269708.0947
WeekDay | Wednesday | 8 | 11 | 564783.3209 | 1395885.9819 | 340139.284 | 249.7583 | 4715.0172 | 5986.3679 | 2311759.7303
WeekDay | Wednesday | 8 | 12 | 568455.3478 | 1393049.916 | 344505.3436 | 250.8347 | 5035.8228 | 6105.3474 | 2317402.6122
WeekDay | Wednesday | 8 | 13 | 563758.2412 | 1393116.8935 | 344959.1156 | 245.2463 | 5468.0606 | 6039.4837 | 2313587.0411
WeekDay | Wednesday | 8 | 14 | 572379.2941 | 1385993.1501 | 341903.4861 | 231.1919 | 5964.3283 | 5860.7312 | 2312332.1817
WeekDay | Wednesday | 8 | 15 | 615229.2368 | 1324713.4343 | 330758.8553 | 219.8272 | 6283.6753 | 5654.2168 | 2282859.2458
WeekDay | Wednesday | 8 | 16 | 671577.1115 | 1239154.467 | 323732.7586 | 202.4948 | 6391.0238 | 5653.0837 | 2246710.9393
WeekDay | Wednesday | 8 | 17 | 731756.0195 | 1124193.3276 | 313501.8219 | 193.0232 | 5016.8618 | 5708.6075 | 2180369.6614
WeekDay | Wednesday | 8 | 18 | 843108.7482 | 1072259.944 | 302846.7897 | 82736.7125 | 2967.2506 | 5679.0042 | 2309598.4492
WeekDay | Wednesday | 8 | 19 | 937825.0323 | 1037763.0354 | 300213.2901 | 82755.0926 | 2622.5251 | 5707.191 | 2366886.1664
WeekDay | Wednesday | 8 | 20 | 992324.4462 | 982167.5718 | 296179.1254 | 82983.2669 | 2110.7968 | 5521.2148 | 2361286.4219
WeekDay | Wednesday | 8 | 21 | 1033917.841 | 931503.1173 | 291094.7198 | 82970.7702 | 2169.1384 | 5285.947 | 2346941.5337
WeekDay | Wednesday | 8 | 22 | 1038166.6124 | 884847.9861 | 284710.8882 | 82964.709 | 1798.0862 | 4961.4446 | 2297449.7265
WeekDay | Wednesday | 8 | 23 | 977789.7827 | 848774.5888 | 281145.2753 | 82804.3327 | 2083.9597 | 4851.8135 | 2197449.7527
WeekDay | Thursday | 8 | 0 | 887500.7717 | 815177.0054 | 276617.2363 | 82763.4735 | 2757.2211 | 4791.049 | 2069606.7569
WeekDay | Thursday | 8 | 1 | 832116.3423 | 789317.6682 | 274019.1107 | 82742.8015 | 3548.3323 | 4702.8059 | 1986447.0609
WeekDay | Thursday | 8 | 2 | 791914.2685 | 767085.9415 | 274499.2139 | 82728.5499 | 3611.3412 | 4639.7751 | 1924479.0901
WeekDay | Thursday | 8 | 3 | 751574.6334 | 756031.1831 | 275099.0183 | 82728.1386 | 3267.1261 | 4744.307 | 1873444.4065
WeekDay | Thursday | 8 | 4 | 729399.801 | 765314.4835 | 278249.7141 | 82731.1241 | 3707.0213 | 4920.7933 | 1864322.9373
WeekDay | Thursday | 8 | 5 | 743611.7786 | 792478.9223 | 284096.8691 | 197.7375 | 4596.1463 | 5212.718 | 1830194.1718
WeekDay | Thursday | 8 | 6 | 760491.1882 | 831578.3773 | 293248.5774 | 193.4362 | 4880.8531 | 5470.2236 | 1895862.6558
WeekDay | Thursday | 8 | 7 | 649701.4387 | 976012.9035 | 309611.073 | 172.9784 | 3589.1714 | 5941.4673 | 1945029.0323
WeekDay | Thursday | 8 | 8 | 575229.8658 | 1176689.0867 | 323608.6839 | 191.7479 | 3862.2098 | 5504.6426 | 2085086.2368
WeekDay | Thursday | 8 | 9 | 556487.8887 | 1287721.3715 | 333122.1116 | 197.9364 | 4533.1375 | 5755.0661 | 2187817.5118
WeekDay | Thursday | 8 | 10 | 559371.7237 | 1340955.6316 | 338520.5301 | 206.8441 | 4694.1601 | 5528.4385 | 2249277.3282
WeekDay | Thursday | 8 | 11 | 565294.0899 | 1367449.4192 | 342158.3313 | 208.1793 | 4723.3309 | 5608.608 | 2285441.9586
WeekDay | Thursday | 8 | 12 | 565396.9407 | 1365533.1183 | 346423.8395 | 240.5623 | 5047.7099 | 6113.1377 | 2288755.3084
WeekDay | Thursday | 8 | 13 | 560491.9961 | 1379100.3657 | 347799.0256 | 258.7494 | 5884.3275 | 6282.4002 | 2299816.8645
WeekDay | Thursday | 8 | 14 | 566000.3748 | 1359609.8401 | 347281.487 | 251.8841 | 5778.1459 | 6289.3407 | 2285211.0725
WeekDay | Thursday | 8 | 15 | 604275.968 | 1293725.9818 | 340146.959 | 233.756 | 6092.0234 | 6335.2328 | 2250809.9209
WeekDay | Thursday | 8 | 16 | 656725.6649 | 1210096.1411 | 332276.2736 | 213.7238 | 5450.2665 | 5908.4647 | 2210670.5345
WeekDay | Thursday | 8 | 17 | 711497.401 | 1113620.1456 | 325181.7964 | 196.646 | 5188.8964 | 5822.9127 | 2161507.7981
WeekDay | Thursday | 8 | 18 | 813217.8276 | 1072124.3721 | 317673.6957 | 82824.6068 | 3498.1586 | 5729.5705 | 2295068.2314
WeekDay | Thursday | 8 | 19 | 904280.764 | 1046988.0907 | 312079.9603 | 83308.7043 | 2412.1309 | 5726.4544 | 2354796.1046
WeekDay | Thursday | 8 | 20 | 950765.3099 | 990842.6245 | 306551.1888 | 83614.5512 | 2089.7939 | 5579.9963 | 2339443.4645
WeekDay | Thursday | 8 | 21 | 996794.3261 | 938120.3452 | 301086.9768 | 83145.238 | 2155.1364 | 5351.1024 | 2326653.125
WeekDay | Thursday | 8 | 22 | 1003949.7279 | 884216.1706 | 297176.8599 | 82791.61 | 1935.7722 | 5065.9766 | 2275136.1173
WeekDay | Thursday | 8 | 23 | 948835.5895 | 851300.691 | 293548.8673 | 82785.0169 | 2296.3229 | 4911.5865 | 2183678.0742
WeekDay | Friday | 8 | 0 | 902164.3386 | 768506.7491 | 289060.4099 | 82765.6869 | 3050.5332 | 5030.9909 | 2050578.7087
WeekDay | Friday | 8 | 1 | 843213.9404 | 751976.4154 | 285627.0358 | 82746.5018 | 3494.8769 | 4971.9261 | 1972030.6964
WeekDay | Friday | 8 | 2 | 795234.4093 | 733955.0151 | 283263.6988 | 82740.3875 | 3265.23 | 4920.2267 | 1903378.9674
WeekDay | Friday | 8 | 3 | 767178.3054 | 727778.7925 | 285162.2221 | 82738.3645 | 2802.2899 | 5003.0874 | 1870663.0619
WeekDay | Friday | 8 | 4 | 742659.818 | 727611.4916 | 286195.5996 | 82739.3996 | 2981.4714 | 5075.8915 | 1847263.6717
WeekDay | Friday | 8 | 5 | 757383.7725 | 754440.5863 | 287886.3021 | 207.6727 | 3922.4474 | 5439.2039 | 1809279.9848
WeekDay | Friday | 8 | 6 | 773488.0904 | 798135.2195 | 295434.0992 | 204.4393 | 4431.1857 | 5602.6591 | 1877295.6932
WeekDay | Friday | 8 | 7 | 664113.2066 | 938901.2353 | 311334.6853 | 173.3265 | 3574.2214 | 6066.3958 | 1924163.0709
WeekDay | Friday | 8 | 8 | 590572.8963 | 1136207.006 | 326354.9488 | 200.6143 | 3694.332 | 6025.6028 | 2063055.4002
WeekDay | Friday | 8 | 9 | 570409.9547 | 1232924.6318 | 335668.923 | 202.231 | 4104.473 | 5898.2664 | 2149208.48
WeekDay | Friday | 8 | 10 | 572190.3336 | 1291813.754 | 342237.2285 | 200.6472 | 4640.9235 | 5651.384 | 2216734.2708
WeekDay | Friday | 8 | 11 | 572952.1143 | 1289892.2694 | 349872.013 | 205.3631 | 4062.4671 | 5635.5201 | 2222619.747
WeekDay | Friday | 8 | 12 | 577472.3991 | 1289597.6358 | 351049.8674 | 205.0361 | 4504.9148 | 5556.0588 | 2228385.9119
WeekDay | Friday | 8 | 13 | 570168.8127 | 1293613.692 | 348258.3926 | 210.9532 | 5379.5273 | 5580.7045 | 2223212.0825
WeekDay | Friday | 8 | 14 | 575044.8993 | 1291121.1805 | 350443.1318 | 207.1206 | 5831.3826 | 5859.4564 | 2228507.1713
WeekDay | Friday | 8 | 15 | 611194.8464 | 1231947.182 | 347400.2676 | 207.8387 | 5761.3727 | 6296.8477 | 2202808.3552
WeekDay | Friday | 8 | 16 | 663490.0966 | 1160780.6904 | 339140.6777 | 200.1263 | 5722.138 | 6259.5958 | 2175593.3248
WeekDay | Friday | 8 | 17 | 723017.5186 | 1057517.7391 | 329764.1516 | 475.8642 | 4466.6281 | 6040.3336 | 2121282.2351
WeekDay | Friday | 8 | 18 | 829910.7018 | 1015449.3583 | 324109.8226 | 83043.7402 | 2328.9942 | 5854.6406 | 2260697.2578
WeekDay | Friday | 8 | 19 | 940496.1477 | 1017498.1858 | 319909.5546 | 83389.1921 | 2092.9297 | 5883.6773 | 2369269.6872
WeekDay | Friday | 8 | 20 | 1011261.847 | 963090.3896 | 315153.1364 | 83533.5071 | 1618.613 | 5702.6585 | 2380360.1516
WeekDay | Friday | 8 | 21 | 1063778.4894 | 922180.4381 | 309211.3437 | 83261.5209 | 2083.5222 | 5444.8696 | 2385960.1839
WeekDay | Friday | 8 | 22 | 1073435.818 | 872585.5213 | 304551.2191 | 82875.2385 | 1575.6591 | 5087.3646 | 2340110.8206
WeekDay | Friday | 8 | 23 | 1013883.9749 | 837788.4897 | 301670.3859 | 82788.4795 | 1782.9174 | 4891.8983 | 2242806.1457
Saturday | Saturday | 8 | 0 | 931445.3087 | 813944.92 | 301033.2952 | 82758.2981 | 1996.6662 | 5004.0789 | 2136182.5672
Saturday | Saturday | 8 | 1 | 871923.7468 | 794038.1888 | 295162.7627 | 82743.7759 | 2183.3591 | 4909.4619 | 2050961.2953
Saturday | Saturday | 8 | 2 | 820805.3452 | 770663.6603 | 292617.9413 | 82742.8133 | 2116.1934 | 4851.8135 | 1973797.7671
Saturday | Saturday | 8 | 3 | 783370.3823 | 752869.7762 | 291732.7786 | 82742.6726 | 2413.9541 | 4916.544 | 1918046.1078
Saturday | Saturday | 8 | 4 | 754905.6344 | 753455.8493 | 285833.5947 | 82739.5421 | 3350.1899 | 4929.7167 | 1885214.5271
Saturday | Saturday | 8 | 5 | 767893.3044 | 775769.8694 | 291057.1957 | 206.1883 | 4171.6387 | 5254.7857 | 1844352.9822
Saturday | Saturday | 8 | 6 | 786122.3274 | 814203.6494 | 300805.4294 | 203.5147 | 4104.473 | 5522.7728 | 1910962.1668
Saturday | Saturday | 8 | 7 | 687402.7178 | 958313.5653 | 312892.5835 | 180.2475 | 3447.2556 | 5644.0186 | 1967880.3883
Saturday | Saturday | 8 | 8 | 617654.4146 | 1149993.7416 | 327934.1256 | 195.8983 | 4285.113 | 5657.333 | 2105720.626
Saturday | Saturday | 8 | 9 | 597733.409 | 1253660.6074 | 339754.403 | 207.6474 | 4764.6805 | 5708.7491 | 2201829.4964
Saturday | Saturday | 8 | 10 | 597611.7996 | 1305419.4073 | 343916.9344 | 214.2422 | 4935.2565 | 5183.6813 | 2257281.3214
Saturday | Saturday | 8 | 11 | 597342.4157 | 1331367.9438 | 349197.8852 | 277.6091 | 4367.01 | 6492.4556 | 2289045.3194
Saturday | Saturday | 8 | 12 | 594636.5847 | 1333717.5442 | 354170.5195 | 239.3031 | 4814.1249 | 5248.6951 | 2292826.7715
Saturday | Saturday | 8 | 13 | 570437.3267 | 1337373.9386 | 357134.5567 | 249.8662 | 5519.8387 | 5831.5529 | 2276547.0799
Saturday | Saturday | 8 | 14 | 589135.0963 | 1322625.8747 | 346886.1707 | 257.2499 | 5999.7708 | 6409.7366 | 2271313.899
Saturday | Saturday | 8 | 15 | 619659.0019 | 1269237.6153 | 331930.5308 | 240.5547 | 6785.3396 | 6042.0333 | 2233895.0757
Saturday | Saturday | 8 | 16 | 661758.1525 | 1184909.6624 | 323999.7688 | 227.9341 | 6228.3238 | 5749.6837 | 2182873.5253
Saturday | Saturday | 8 | 17 | 713195.8874 | 1085912.487 | 319488.1368 | 258.6137 | 4888.5833 | 5303.7939 | 2129047.5021
Saturday | Saturday | 8 | 18 | 807438.7856 | 1046698.8313 | 312800.4452 | 82919.8898 | 3199.8875 | 5229.9983 | 2258287.8377
Saturday | Saturday | 8 | 19 | 857056.5629 | 1016604.2317 | 315895.0864 | 83333.9127 | 2229.0843 | 5273.0575 | 2280391.9355
Saturday | Saturday | 8 | 20 | 882982.5555 | 970723.5841 | 309004.5936 | 83477.3334 | 1787.5847 | 5137.6476 | 2253113.2989
Saturday | Saturday | 8 | 21 | 918399.3936 | 927340.2855 | 302925.2486 | 83229.8711 | 1956.5564 | 4939.3484 | 2238790.7036
Saturday | Saturday | 8 | 22 | 943702.041 | 881405.7997 | 296848.3788 | 83171.8059 | 1581.2745 | 4659.0384 | 2211368.3383
Saturday | Saturday | 8 | 23 | 921896.4094 | 851183.724 | 292242.3015 | 83172.9691 | 1719.471 | 4580.8519 | 2154795.7269
Sunday | Sunday | 8 | 0 | 882000.3194 | 818959.4087 | 287909.1191 | 83136.809 | 2611.8048 | 4507.6228 | 2079125.0838
Sunday | Sunday | 8 | 1 | 833145.1014 | 789534.8012 | 284872.6939 | 82799.8805 | 3290.4627 | 4490.7674 | 1998133.7071
Sunday | Sunday | 8 | 2 | 793949.3522 | 773867.3952 | 282903.384 | 82729.4805 | 3492.1057 | 4540.3422 | 1941482.0597
Sunday | Sunday | 8 | 3 | 756887.4682 | 754649.018 | 280548.2988 | 82725.6444 | 3786.147 | 4529.0108 | 1883125.5873
Sunday | Sunday | 8 | 4 | 724047.8381 | 750847.2566 | 279548.1933 | 82725.7633 | 4051.2364 | 4579.7188 | 1845800.0064
Sunday | Sunday | 8 | 5 | 707275.2838 | 763074.7774 | 279937.3921 | 197.8597 | 4954.801 | 4595.1578 | 1760035.2716
Sunday | Sunday | 8 | 6 | 706418.6835 | 762013.6572 | 278094.4745 | 194.2977 | 4503.9667 | 4469.2378 | 1755694.3174
Sunday | Sunday | 8 | 7 | 718188.9243 | 802420.1154 | 279614.0784 | 155.4681 | 3236.351 | 4364.4225 | 1807979.3598
Sunday | Sunday | 8 | 8 | 719952.3777 | 887536.9425 | 282605.0601 | 170.0493 | 3429.2427 | 4196.5765 | 1897890.2487
Sunday | Sunday | 8 | 9 | 703399.0469 | 972782.737 | 286964.7259 | 185.9362 | 3571.4502 | 4129.2964 | 1971033.1925
Sunday | Sunday | 8 | 10 | 690603.192 | 1018073.2836 | 289683.8565 | 193.1252 | 3665.7447 | 4130.9961 | 2006350.1981
Sunday | Sunday | 8 | 11 | 689667.5371 | 1052195.1531 | 289852.198 | 195.2779 | 4279.9352 | 4143.0357 | 2040333.137
Sunday | Sunday | 8 | 12 | 695003.4319 | 1052953.022 | 290583.7938 | 191.1326 | 4270.6006 | 5023.059 | 2048025.0399
Sunday | Sunday | 8 | 13 | 690444.4398 | 1035961.8074 | 290767.146 | 186.8119 | 5112.6148 | 4517.2545 | 2026990.0744
Sunday | Sunday | 8 | 14 | 672471.7758 | 1013273.8706 | 287590.1306 | 196.3535 | 5472.8738 | 4758.8962 | 1983763.9005
Sunday | Sunday | 8 | 15 | 695759.2236 | 998312.7068 | 284710.7681 | 197.7881 | 6336.0369 | 4988.9232 | 1990305.4467
Sunday | Sunday | 8 | 16 | 710129.7492 | 975984.7292 | 285585.9127 | 213.6226 | 6429.3104 | 5033.8238 | 1983377.1479
Sunday | Sunday | 8 | 17 | 740242.1583 | 936748.1158 | 280157.4293 | 233.4095 | 5909.779 | 5348.1279 | 1968639.0199
Sunday | Sunday | 8 | 18 | 819710.4841 | 951048.674 | 275628.187 | 82795.7571 | 3518.2135 | 5483.8212 | 2138185.1369
Sunday | Sunday | 8 | 19 | 860340.541 | 953021.0499 | 274001.433 | 83160.2701 | 2456.4705 | 5624.472 | 2178604.2364
Sunday | Sunday | 8 | 20 | 871884.9844 | 927302.0628 | 271339.6679 | 83499.0623 | 2008.845 | 5382.2637 | 2161416.8862
Sunday | Sunday | 8 | 21 | 890832.9445 | 899461.0803 | 268433.0216 | 83438.2527 | 2205.7477 | 5188.3555 | 2149559.4023
Sunday | Sunday | 8 | 22 | 902656.6183 | 871374.6189 | 265247.8524 | 83251.2443 | 1762.352 | 4923.4845 | 2129216.1704
Sunday | Sunday | 8 | 23 | 886131.846 | 845136.9071 | 261050.8058 | 82998.3564 | 1959.3276 | 4780.5675 | 2082057.8104
WeekDay | Monday | 8 | 0 | 846586.852 | 812136.2922 | 256908.6714 | 82815.678 | 2536.6901 | 4750.3977 | 2005734.5813
WeekDay | Monday | 8 | 1 | 804962.0558 | 778039.4999 | 258405.854 | 82755.5385 | 3116.605 | 4630.71 | 1931910.2631
WeekDay | Monday | 8 | 2 | 772448.5027 | 752725.9964 | 261405.0244 | 82720.4691 | 3131.7738 | 4757.0548 | 1877188.8212
WeekDay | Monday | 8 | 3 | 736425.0565 | 754048.9233 | 259128.2087 | 82718.3905 | 2891.4066 | 4732.834 | 1839944.8197
WeekDay | Monday | 8 | 4 | 703464.5675 | 750761.3733 | 254829.6241 | 82718.3905 | 2975.4184 | 4699.2648 | 1799448.6386
WeekDay | Monday | 8 | 5 | 684468.7877 | 751473.7226 | 254856.9257 | 186.1739 | 3397.8112 | 4754.6469 | 1699138.068
WeekDay | Monday | 8 | 6 | 680567.3862 | 740077.1584 | 255441.2363 | 181.2514 | 3560.0006 | 4547.566 | 1684374.599
WeekDay | Monday | 8 | 7 | 697520.8547 | 744116.2624 | 255389.3121 | 142.2111 | 2499.3515 | 4143.4606 | 1703811.4524
WeekDay | Monday | 8 | 8 | 725969.6905 | 780731.8895 | 257622.4228 | 136.3766 | 2944.5703 | 4030.0052 | 1771434.955
WeekDay | Monday | 8 | 9 | 732487.7067 | 822561.9576 | 262309.9173 | 141.1305 | 3143.4421 | 3897.4281 | 1824541.5822
WeekDay | Monday | 8 | 10 | 721378.0273 | 855104.3631 | 263463.1287 | 151.6052 | 3269.4598 | 3740.0635 | 1847106.6476
WeekDay | Monday | 8 | 11 | 709134.2219 | 887734.9088 | 271350.8104 | 174.8707 | 3695.353 | 3866.8333 | 1875956.9981
WeekDay | Monday | 8 | 12 | 710192.2721 | 912743.1906 | 268058.1515 | 165.7093 | 4297.4377 | 4115.6988 | 1899572.4598
WeekDay | Monday | 8 | 13 | 704639.6446 | 912866.4697 | 265912.7288 | 167.2088 | 4829.5125 | 4223.9134 | 1892639.4778
WeekDay | Monday | 8 | 14 | 689904.5048 | 913981.2724 | 265067.6945 | 166.419 | 5351.7422 | 5258.7517 | 1879730.3847
WeekDay | Monday | 8 | 15 | 688205.5272 | 908636.5132 | 268430.3904 | 173.6889 | 5636.9594 | 5058.7528 | 1876141.832
WeekDay | Monday | 8 | 16 | 695179.7229 | 893440.7212 | 267246.5066 | 199.1148 | 5736.14 | 5080.2824 | 1866882.488
WeekDay | Monday | 8 | 17 | 726694.2735 | 890360.799 | 265788.615 | 214.565 | 4482.9638 | 5013.9939 | 1892555.2102
WeekDay | Monday | 8 | 18 | 809718.223 | 924712.3722 | 267308.8133 | 83164.6119 | 2337.162 | 5067.9596 | 2092309.1419
WeekDay | Monday | 8 | 19 | 905257.0531 | 920195.2402 | 268293.3744 | 83598.6121 | 1992.4364 | 5191.8965 | 2184528.6127
WeekDay | Monday | 8 | 20 | 970608.9472 | 892563.6418 | 264127.132 | 83617.8376 | 1767.7486 | 5069.376 | 2217754.6831
WeekDay | Monday | 8 | 21 | 1009637.4975 | 863478.0118 | 266385.53 | 83268.425 | 1884.4317 | 5017.3933 | 2229671.2892
WeekDay | Monday | 8 | 22 | 1007352.2385 | 844710.7746 | 263996.6056 | 82928.3685 | 1603.2255 | 4808.471 | 2205399.6836
WeekDay | Monday | 8 | 23 | 958148.222 | 822191.7429 | 265219.8585 | 82734.9061 | 1953.2747 | 4798.2727 | 2135046.277
WeekDay | Tuesday | 8 | 0 | 891935.9416 | 802783.9716 | 264229.0029 | 82730.0511 | 2789.8923 | 4790.3408 | 2049259.2003
WeekDay | Tuesday | 8 | 1 | 835154.0271 | 786137.5439 | 264108.8611 | 82720.6124 | 3581.0036 | 4663.7126 | 1976365.7607
WeekDay | Tuesday | 8 | 2 | 794099.9171 | 765562.0224 | 263860.5661 | 82721.1105 | 3412.98 | 4603.6563 | 1914260.2525
WeekDay | Tuesday | 8 | 3 | 746471.5747 | 755840.3401 | 258587.0586 | 82719.3641 | 2634.7038 | 4728.3015 | 1850981.3427
WeekDay | Tuesday | 8 | 4 | 726280.3889 | 758594.403 | 267971.3698 | 82722.664 | 2751.3869 | 4894.8727 | 1843215.0853
WeekDay | Tuesday | 8 | 5 | 737319.2835 | 792186.1121 | 276154.2571 | 193.9807 | 3605.507 | 5173.1998 | 1814632.3402
WeekDay | Tuesday | 8 | 6 | 751363.192 | 847557.9634 | 284473.4607 | 189.376 | 3470.1547 | 5383.1136 | 1892437.2604
WeekDay | Tuesday | 8 | 7 | 656291.9855 | 986904.4468 | 306717.0457 | 166.5496 | 2760.7216 | 5574.4722 | 1958415.2215
WeekDay | Tuesday | 8 | 8 | 596338.398 | 1169245.1931 | 325426.6554 | 165.8382 | 3262.4588 | 5770.3635 | 2100208.9071
WeekDay | Tuesday | 8 | 9 | 582351.5331 | 1260181.9696 | 336857.1202 | 196.2869 | 3691.8525 | 5929.4277 | 2189208.19
WeekDay | Tuesday | 8 | 10 | 586215.2584 | 1319135.921 | 340994.7501 | 209.9805 | 4044.2354 | 5240.9048 | 2255841.0501
WeekDay | Tuesday | 8 | 11 | 595463.3313 | 1340029.9546 | 345859.0451 | 207.1914 | 3873.8781 | 5217.6754 | 2290651.076
WeekDay | Tuesday | 8 | 12 | 598209.6809 | 1336356.5361 | 351574.2231 | 210.2983 | 4270.6006 | 5817.2471 | 2296438.5861
WeekDay | Tuesday | 8 | 13 | 591674.8177 | 1343670.1034 | 353264.6914 | 208.6707 | 4955.5302 | 6300.9553 | 2300074.7687
WeekDay | Tuesday | 8 | 14 | 596309.1772 | 1333796.0992 | 350967.9531 | 198.0384 | 5198.231 | 6513.5603 | 2292983.0592
WeekDay | Tuesday | 8 | 15 | 633223.9812 | 1276664.9475 | 344591.0224 | 186.6737 | 5495.5541 | 6245.2899 | 2266407.4687
WeekDay | Tuesday | 8 | 16 | 684454.1557 | 1213814.0566 | 336041.8221 | 176.693 | 5836.2687 | 5860.1647 | 2246183.1608
WeekDay | Tuesday | 8 | 17 | 742444.2996 | 1107266.4052 | 328308.587 | 175.3983 | 4975.3663 | 5526.1722 | 2188696.2287
WeekDay | Tuesday | 8 | 18 | 849290.8254 | 1063390.4924 | 319500.5407 | 82784.8189 | 2826.7204 | 5374.1901 | 2323167.5879
WeekDay | Tuesday | 8 | 19 | 943198.8248 | 1034392.2272 | 307305.1336 | 82938.5987 | 2208.8106 | 5442.0367 | 2375485.6316
WeekDay | Tuesday | 8 | 20 | 998660.7432 | 979371.1158 | 302191.8699 | 82949.3633 | 1835.4248 | 5236.3722 | 2370244.8891
WeekDay | Tuesday | 8 | 21 | 1036454.558 | 932651.4827 | 293981.293 | 82949.6557 | 1991.7801 | 5063.7103 | 2353092.4799
WeekDay | Tuesday | 8 | 22 | 1032496.7837 | 885309.5099 | 293290.0443 | 82886.5332 | 1805.0872 | 4836.2329 | 2300624.1911
WeekDay | Tuesday | 8 | 23 | 948391.0127 | 850269.49 | 298041.1122 | 82736.57 | 1918.2698 | 4709.7463 | 2186066.201
WeekDay | Wednesday | 8 | 0 | 890886.0083 | 833110.854 | 294105.1652 | 82732.112 | 2712.8815 | 4793.032 | 2108340.0529
WeekDay | Wednesday | 8 | 1 | 833395.1727 | 806226.2 | 293095.3723 | 82730.266 | 3202.9504 | 4756.6299 | 2023406.5914
WeekDay | Wednesday | 8 | 2 | 791586.8142 | 787005.571 | 294399.1404 | 82726.4587 | 3321.9672 | 4667.5369 | 1963707.4883
WeekDay | Wednesday | 8 | 3 | 750108.0512 | 769243.2417 | 291037.7954 | 82728.7471 | 3080.4332 | 4805.0716 | 1901003.3402
WeekDay | Wednesday | 8 | 4 | 716433.3432 | 773512.3809 | 292465.2889 | 82729.5108 | 3299.7974 | 5011.7276 | 1873452.0487
WeekDay | Wednesday | 8 | 5 | 753716.3791 | 806205.462 | 300041.6221 | 198.1438 | 4178.4209 | 5335.0969 | 1869675.1248
WeekDay | Wednesday | 8 | 6 | 774780.1846 | 866398.4092 | 305978.0889 | 200.2738 | 3980.0597 | 5606.7667 | 1956943.7829
WeekDay | Wednesday | 8 | 7 | 655373.133 | 1001626.1521 | 323128.9272 | 173.6291 | 2826.0641 | 6076.594 | 1989204.4995
WeekDay | Wednesday | 8 | 8 | 576046.4061 | 1195710.3941 | 336874.3141 | 185.4574 | 3499.9818 | 6035.3761 | 2118351.9297
WeekDay | Wednesday | 8 | 9 | 555659.8274 | 1301700.7835 | 348515.5468 | 194.0692 | 3913.8421 | 5958.8893 | 2215942.9583
WeekDay | Wednesday | 8 | 10 | 557648.0857 | 1365880.8176 | 349281.9964 | 201.1925 | 4445.6252 | 4803.5135 | 2282261.231
WeekDay | Wednesday | 8 | 11 | 564783.3209 | 1398837.5953 | 349324.1886 | 201.1386 | 4715.0172 | 4835.2414 | 2322696.5021
WeekDay | Wednesday | 8 | 12 | 568455.3478 | 1396208.8894 | 354153.9078 | 212.8792 | 5035.8228 | 4729.7179 | 2328796.5648
WeekDay | Wednesday | 8 | 13 | 563758.2412 | 1396182.4806 | 352481.0337 | 249.3453 | 5468.0606 | 5936.3682 | 2324075.5297
WeekDay | Wednesday | 8 | 14 | 572379.2941 | 1388954.8072 | 350440.7492 | 242.1672 | 5964.3283 | 6153.3641 | 2324134.7101
WeekDay | Wednesday | 8 | 15 | 615229.2368 | 1329344.6908 | 347413.6219 | 235.8093 | 6283.6753 | 6289.7656 | 2304796.7997
WeekDay | Wednesday | 8 | 16 | 671577.1115 | 1245363.2541 | 340549.3278 | 217.8658 | 6391.0238 | 5793.4512 | 2269892.0341
WeekDay | Wednesday | 8 | 17 | 731756.0195 | 1128056.1867 | 331472.4128 | 216.6158 | 5016.8618 | 5540.1948 | 2202058.2914
WeekDay | Wednesday | 8 | 18 | 843108.7482 | 1076754.3478 | 322909.5675 | 82727.4845 | 2967.2506 | 5503.7928 | 2333971.1914
WeekDay | Wednesday | 8 | 19 | 937825.0323 | 1042503.3882 | 319045.034 | 83123.933 | 2622.5251 | 5439.3455 | 2390559.2582
WeekDay | Wednesday | 8 | 20 | 992324.4462 | 987433.9722 | 317358.6567 | 83411.2447 | 2110.7968 | 5285.2388 | 2387924.3555
WeekDay | Wednesday | 8 | 21 | 1033917.841 | 935730.4548 | 307130.8584 | 83437.521 | 2169.1384 | 5084.5317 | 2367470.3453
WeekDay | Wednesday | 8 | 22 | 1038166.6124 | 887726.1549 | 297882.8526 | 83144.3807 | 1798.0862 | 4797.9895 | 2313516.0763
WeekDay | Wednesday | 8 | 23 | 977789.7827 | 850345.1303 | 295132.0501 | 82783.8007 | 2083.9597 | 4666.5454 | 2212801.2689
WeekDay | Thursday | 8 | 0 | 887500.7717 | 817324.6061 | 290708.8057 | 82767.8624 | 2757.2211 | 4766.5449 | 2085825.8118
WeekDay | Thursday | 8 | 1 | 832116.3423 | 790789.4038 | 287203.0019 | 82756.6781 | 3548.3323 | 4669.5199 | 2001083.2784
WeekDay | Thursday | 8 | 2 | 791914.2685 | 767861.4105 | 287663.9701 | 82734.0194 | 3611.3412 | 4642.7496 | 1938427.7592
WeekDay | Thursday | 8 | 3 | 751574.6334 | 758032.5091 | 288107.6917 | 82731.3213 | 3267.1261 | 4644.4493 | 1888357.7308
WeekDay | Thursday | 8 | 4 | 729399.801 | 767627.2826 | 290250.8542 | 82729.5116 | 3707.0213 | 4777.168 | 1878491.6387
WeekDay | Thursday | 8 | 5 | 743611.7786 | 795509.9129 | 291383.6621 | 201.3012 | 4596.1463 | 5144.588 | 1840447.3893
WeekDay | Thursday | 8 | 6 | 760491.1882 | 835731.6572 | 295450.4275 | 200.1844 | 4880.8531 | 5417.5326 | 1902171.843
WeekDay | Thursday | 8 | 7 | 649701.4387 | 979765.1033 | 310031.1071 | 166.0498 | 3589.1714 | 5792.4597 | 1949045.3299
WeekDay | Thursday | 8 | 8 | 575229.8658 | 1181249.8647 | 324237.7584 | 206.4345 | 3862.2098 | 5485.9458 | 2090272.079
WeekDay | Thursday | 8 | 9 | 556487.8887 | 1292099.948 | 336117.0129 | 231.8881 | 4533.1375 | 5429.5722 | 2194899.4475
WeekDay | Thursday | 8 | 10 | 559371.7237 | 1345958.1713 | 341792.7929 | 265.4631 | 4694.1601 | 5355.0684 | 2257437.3795
WeekDay | Thursday | 8 | 11 | 565294.0899 | 1369109.0651 | 345369.9929 | 275.0164 | 4723.3309 | 4971.6428 | 2289743.138
WeekDay | Thursday | 8 | 12 | 565396.9407 | 1368906.7754 | 349526.4436 | 277.9547 | 5047.7099 | 5147.7042 | 2294303.5284
WeekDay | Thursday | 8 | 13 | 560491.9961 | 1382795.7575 | 348431.6038 | 272.1388 | 5884.3275 | 5160.3103 | 2303036.1339
WeekDay | Thursday | 8 | 14 | 566000.3748 | 1362732.8363 | 348155.6216 | 285.4455 | 5778.1459 | 5071.359 | 2288023.7832
WeekDay | Thursday | 8 | 15 | 604275.968 | 1295462.1609 | 341543.9389 | 282.5755 | 6092.0234 | 5518.2403 | 2253174.9068
WeekDay | Thursday | 8 | 16 | 656725.6649 | 1212034.4974 | 333144.7615 | 253.6398 | 5450.2665 | 5585.2371 | 2213194.0672
WeekDay | Thursday | 8 | 17 | 711497.401 | 1116177.8513 | 323690.7274 | 229.0442 | 5188.8964 | 5671.0723 | 2162454.9926
WeekDay | Thursday | 8 | 18 | 813217.8276 | 1074168.8546 | 307461.4312 | 82822.9774 | 3498.1586 | 5534.3875 | 2286703.637
WeekDay | Thursday | 8 | 19 | 904280.764 | 1050345.4449 | 299990.1811 | 83387.2897 | 2412.1309 | 5581.2711 | 2345997.0816
WeekDay | Thursday | 8 | 20 | 950765.3099 | 994496.1338 | 293958.437 | 83827.363 | 2089.7939 | 5471.215 | 2330608.2525
WeekDay | Thursday | 8 | 21 | 996794.3261 | 941497.991 | 290778.6243 | 83811.4171 | 2155.1364 | 5259.7432 | 2320297.2381
WeekDay | Thursday | 8 | 22 | 1003949.7279 | 886749.4392 | 288355.2942 | 83320.5141 | 1935.7722 | 4935.2408 | 2269245.9885
WeekDay | Thursday | 8 | 23 | 948835.5895 | 853544.2858 | 286822.8636 | 82947.4693 | 2296.3229 | 4795.2983 | 2179241.8294
WeekDay | Friday | 8 | 0 | 902164.3386 | 769772.0457 | 283286.3436 | 82791.0487 | 3050.5332 | 4815.2698 | 2045879.5796
WeekDay | Friday | 8 | 1 | 843213.9404 | 752871.0372 | 280157.72 | 82774.9157 | 3494.8769 | 4710.7378 | 1967223.2281
WeekDay | Friday | 8 | 2 | 795234.4093 | 735508.6343 | 279549.739 | 82767.7469 | 3265.23 | 4539.3507 | 1900865.1103
WeekDay | Friday | 8 | 3 | 767178.3054 | 729115.2889 | 278306.4228 | 82765.5832 | 2802.2899 | 4680.8513 | 1864848.7415
WeekDay | Friday | 8 | 4 | 742659.818 | 727893.6812 | 274721.9398 | 82766.1699 | 2981.4714 | 4845.8645 | 1835868.9448
WeekDay | Friday | 8 | 5 | 757383.7725 | 754459.9515 | 280034.6151 | 232.3028 | 3922.4474 | 5090.6223 | 1801123.7117
WeekDay | Friday | 8 | 6 | 773488.0904 | 797576.1807 | 289220.6014 | 227.8465 | 4431.1857 | 5357.9013 | 1870301.8059
WeekDay | Friday | 8 | 7 | 664113.2066 | 939913.0634 | 304677.7573 | 223.8183 | 3574.2214 | 5597.5599 | 1918099.627
WeekDay | Friday | 8 | 8 | 590572.8963 | 1137404.5586 | 322481.6476 | 236.4482 | 3694.332 | 5808.7485 | 2060198.6312
WeekDay | Friday | 8 | 9 | 570409.9547 | 1234018.7118 | 329824.8573 | 222.7773 | 4104.473 | 5956.1981 | 2144536.9723
WeekDay | Friday | 8 | 10 | 572190.3336 | 1292792.5962 | 331301.9015 | 234.6326 | 4640.9235 | 6220.0776 | 2207380.465
WeekDay | Friday | 8 | 11 | 572952.1143 | 1291572.5964 | 337568.3454 | 234.5188 | 4062.4671 | 6350.3885 | 2212740.4305
WeekDay | Friday | 8 | 12 | 577472.3991 | 1292751.311 | 343130.2623 | 242.8179 | 4504.9148 | 5943.4503 | 2224045.1554
WeekDay | Friday | 8 | 13 | 570168.8127 | 1298080.0594 | 340155.9826 | 243.0615 | 5379.5273 | 5671.6388 | 2219699.0825
WeekDay | Friday | 8 | 14 | 575044.8993 | 1295141.5192 | 329947.757 | 238.0564 | 5831.3826 | 6151.6644 | 2212355.2789
WeekDay | Friday | 8 | 15 | 611194.8464 | 1234463.7771 | 325876.4786 | 214.4192 | 5761.3727 | 5803.3661 | 2183314.2602
WeekDay | Friday | 8 | 16 | 663490.0966 | 1162938.4162 | 322179.5863 | 209.8726 | 5722.138 | 5358.0429 | 2159898.1526
WeekDay | Friday | 8 | 17 | 723017.5186 | 1060393.6214 | 315186.4337 | 340.338 | 4466.6281 | 4955.7789 | 2108360.3187
WeekDay | Friday | 8 | 18 | 829910.7018 | 1018191.3252 | 307874.1423 | 83007.007 | 2328.9942 | 5125.3247 | 2246437.4952
WeekDay | Friday | 8 | 19 | 940496.1477 | 1020337.2461 | 302258.3858 | 83463.2722 | 2092.9297 | 5230.1399 | 2353878.1216
WeekDay | Friday | 8 | 20 | 1011261.847 | 964716.8862 | 297428.4228 | 83860.6117 | 1618.613 | 5022.0675 | 2363908.4482
WeekDay | Friday | 8 | 21 | 1063778.4894 | 923268.5272 | 291853.8134 | 83942.3782 | 2083.5222 | 4821.3604 | 2369748.0908
WeekDay | Friday | 8 | 22 | 1073435.818 | 873790.9777 | 287584.0806 | 83734.6853 | 1575.6591 | 4544.7331 | 2324665.9538
WeekDay | Friday | 8 | 23 | 1013883.9749 | 838982.9344 | 284783.7534 | 83136.6076 | 1782.9174 | 4449.5495 | 2227019.7372
Saturday | Saturday | 8 | 0 | 931445.3087 | 814188.1914 | 281110.6405 | 82786.7272 | 1996.6662 | 4545.583 | 2116073.1171
Saturday | Saturday | 8 | 1 | 871923.7468 | 794173.1258 | 278438.0063 | 82780.8986 | 2183.3591 | 4503.3736 | 2034002.5102
Saturday | Saturday | 8 | 2 | 820805.3452 | 771279.2381 | 279482.6427 | 82756.3434 | 2116.1934 | 4459.1812 | 1960898.944
Saturday | Saturday | 8 | 3 | 783370.3823 | 752667.0581 | 280993.002 | 82755.9894 | 2413.9541 | 4629.7185 | 1906830.1043
Saturday | Saturday | 8 | 4 | 754905.6344 | 751842.0748 | 282168.6816 | 82752.9424 | 3350.1899 | 4735.9501 | 1879755.4732
Saturday | Saturday | 8 | 5 | 767893.3044 | 775817.1689 | 284965.3873 | 219.619 | 4171.6387 | 5128.7241 | 1838195.8424
Saturday | Saturday | 8 | 6 | 786122.3274 | 815125.84 | 294535.9716 | 215.0564 | 4104.473 | 5450.1104 | 1905553.7788
Saturday | Saturday | 8 | 7 | 687402.7178 | 958744.9352 | 308563.0376 | 205.1861 | 3447.2556 | 5749.967 | 1964113.0994
Saturday | Saturday | 8 | 8 | 617654.4146 | 1151451.0487 | 320779.5801 | 217.6517 | 4285.113 | 6012.1468 | 2100399.9549
Saturday | Saturday | 8 | 9 | 597733.409 | 1255994.3652 | 334693.8373 | 217.1695 | 4764.6805 | 5753.508 | 2199156.9696
Saturday | Saturday | 8 | 10 | 597611.7996 | 1307921.7957 | 340090.4569 | 261.0665 | 4935.2565 | 6408.0369 | 2257228.4121
Saturday | Saturday | 8 | 11 | 597342.4157 | 1336028.9865 | 340601.543 | 301.275 | 4367.01 | 5946.4248 | 2284587.655
Saturday | Saturday | 8 | 12 | 594636.5847 | 1339544.5355 | 345927.0032 | 295.8493 | 4814.1249 | 6105.489 | 2291323.5867
Saturday | Saturday | 8 | 13 | 570437.3267 | 1342133.4817 | 347154.3969 | 270.2524 | 5519.8387 | 6318.2357 | 2271833.5321
Saturday | Saturday | 8 | 14 | 589135.0963 | 1326363.3754 | 343071.1207 | 214.6156 | 5999.7708 | 5049.2628 | 2269833.2416
Saturday | Saturday | 8 | 15 | 619659.0019 | 1273113.8098 | 339288.8846 | 202.2411 | 6785.3396 | 5267.6751 | 2244316.9522
Saturday | Saturday | 8 | 16 | 661758.1525 | 1189586.5209 | 330608.4116 | 197.692 | 6228.3238 | 5203.2279 | 2193582.3287
Saturday | Saturday | 8 | 17 | 713195.8874 | 1089383.6474 | 320575.6084 | 191.4495 | 4888.5833 | 5101.9537 | 2133337.1297
Saturday | Saturday | 8 | 18 | 807438.7856 | 1050068.6154 | 309871.4643 | 82720.9858 | 3199.8875 | 5106.7695 | 2258406.5081
Saturday | Saturday | 8 | 19 | 857056.5629 | 1020025.3416 | 306680.3528 | 82739.0237 | 2229.0843 | 5278.44 | 2274008.8052
Saturday | Saturday | 8 | 20 | 882982.5555 | 974429.3967 | 305272.9893 | 83088.6639 | 1787.5847 | 5179.9986 | 2252741.1888
Saturday | Saturday | 8 | 21 | 918399.3936 | 931065.2547 | 298663.2319 | 83100.5343 | 1956.5564 | 5040.481 | 2238225.4519
Saturday | Saturday | 8 | 22 | 943702.041 | 884306.799 | 291221.3269 | 83044.0858 | 1581.2745 | 4766.2616 | 2208621.7887
Saturday | Saturday | 8 | 23 | 921896.4094 | 853008.8173 | 285370.3751 | 82784.6435 | 1719.471 | 4611.7299 | 2149391.4463
Sunday | Sunday | 8 | 0 | 882000.3194 | 821223.843 | 280423.2869 | 82776.7971 | 2611.8048 | 4532.127 | 2073568.1781
Sunday | Sunday | 8 | 1 | 833145.1014 | 791343.2111 | 275265.6887 | 82748.1075 | 3290.4627 | 4456.0651 | 1990248.6366
Sunday | Sunday | 8 | 2 | 793949.3522 | 776131.4724 | 273349.1804 | 82746.8482 | 3492.1057 | 4511.0223 | 1934179.9811
Sunday | Sunday | 8 | 3 | 756887.4682 | 755832.2983 | 270416.0738 | 82746.442 | 3786.147 | 4537.5094 | 1874205.9387
Sunday | Sunday | 8 | 4 | 724047.8381 | 752589.3101 | 268849.0708 | 82746.7909 | 4051.2364 | 4555.9229 | 1836840.1693
Sunday | Sunday | 8 | 5 | 707275.2838 | 763651.5965 | 268734.3215 | 215.2713 | 4954.801 | 4570.512 | 1749401.7861
Sunday | Sunday | 8 | 6 | 706418.6835 | 763422.4485 | 271539.2822 | 210.7029 | 4503.9667 | 4469.3794 | 1750564.4632
Sunday | Sunday | 8 | 7 | 718188.9243 | 805175.1228 | 273099.3892 | 181.9198 | 3236.351 | 4332.4114 | 1804214.1184
Sunday | Sunday | 8 | 8 | 719952.3777 | 890142.9226 | 276098.8641 | 177.6935 | 3429.2427 | 3870.3744 | 1893671.4749
Sunday | Sunday | 8 | 9 | 703399.0469 | 975918.5456 | 278302.2862 | 178.8837 | 3571.4502 | 3824.3407 | 1965194.5532
Sunday | Sunday | 8 | 10 | 690603.192 | 1019423.4293 | 279039.1177 | 183.3814 | 3665.7447 | 3826.0404 | 1996740.9053
Sunday | Sunday | 8 | 11 | 689667.5371 | 1055012.0927 | 279881.3257 | 186.5565 | 4279.9352 | 3709.0439 | 2032736.4911
Sunday | Sunday | 8 | 12 | 695003.4319 | 1055912.4683 | 280764.7198 | 192.3792 | 4270.6006 | 3558.6198 | 2039702.2195
Sunday | Sunday | 8 | 13 | 690444.4398 | 1038604.2001 | 282579.1185 | 197.8597 | 5112.6148 | 3712.16 | 2020650.3929
Sunday | Sunday | 8 | 14 | 672471.7758 | 1017774.1117 | 279142.4667 | 197.0126 | 5472.8738 | 3939.6374 | 1978997.8781
Sunday | Sunday | 8 | 15 | 695759.2236 | 1002691.6819 | 279256.121 | 191.5953 | 6336.0369 | 4386.3771 | 1988621.0358
Sunday | Sunday | 8 | 16 | 710129.7492 | 979822.2265 | 273163.2772 | 191.4403 | 6429.3104 | 5076.7414 | 1974812.745
Sunday | Sunday | 8 | 17 | 740242.1583 | 936683.4127 | 270605.9588 | 187.203 | 5909.779 | 5357.193 | 1958985.7048
Sunday | Sunday | 8 | 18 | 819710.4841 | 954763.9729 | 266413.0097 | 82725.3477 | 3518.2135 | 5432.9716 | 2132563.9995
Sunday | Sunday | 8 | 19 | 860340.541 | 954854.8698 | 264006.4802 | 83055.4733 | 2456.4705 | 5543.1693 | 2170257.004
Sunday | Sunday | 8 | 20 | 871884.9844 | 928096.2366 | 261445.3665 | 83529.4578 | 2008.845 | 5345.1535 | 2152310.0438
Sunday | Sunday | 8 | 21 | 890832.9445 | 898556.7869 | 257463.3731 | 83415.0807 | 2205.7477 | 5211.8681 | 2137685.801
Sunday | Sunday | 8 | 22 | 902656.6183 | 870568.0311 | 255182.8906 | 83219.0753 | 1762.352 | 4956.9121 | 2118345.8795
Sunday | Sunday | 8 | 23 | 886131.846 | 844148.7254 | 253468.3576 | 83211.3359 | 1959.3276 | 4794.3068 | 2073713.8993
WeekDay | Monday | 8 | 0 | 846586.852 | 811337.7359 | 250906.0347 | 82828.8246 | 2536.6901 | 4771.9273 | 1998968.0645
WeekDay | Monday | 8 | 1 | 804962.0558 | 778877.4466 | 249907.3833 | 82751.2119 | 3116.605 | 4744.1654 | 1924358.8679
WeekDay | Monday | 8 | 2 | 772448.5027 | 753835.3486 | 254128.1136 | 82746.9679 | 3131.7738 | 4772.4938 | 1871063.2004
WeekDay | Monday | 8 | 3 | 736425.0565 | 754070.0967 | 252526.1517 | 82747.177 | 2891.4066 | 4737.6499 | 1833397.5384
WeekDay | Monday | 8 | 4 | 703464.5675 | 750324.746 | 252319.6786 | 82745.122 | 2975.4184 | 4805.4965 | 1796635.029
WeekDay | Monday | 8 | 5 | 684468.7877 | 751008.1355 | 253057.2806 | 214.399 | 3397.8112 | 4855.9211 | 1697002.3351
WeekDay | Monday | 8 | 6 | 680567.3862 | 739568.2973 | 253238.8633 | 210.2081 | 3560.0006 | 4697.99 | 1681842.7456
WeekDay | Monday | 8 | 7 | 697520.8547 | 744932.5166 | 254759.9105 | 176.4958 | 2499.3515 | 4542.0419 | 1704431.1709
WeekDay | Monday | 8 | 8 | 725969.6905 | 781302.3929 | 257400.3053 | 168.0213 | 2944.5703 | 4335.6692 | 1772120.6495
WeekDay | Monday | 8 | 9 | 732487.7067 | 820661.6388 | 261052.3909 | 168.4942 | 3143.4421 | 4413.4308 | 1821927.1034
WeekDay | Monday | 8 | 10 | 721378.0273 | 854025.4993 | 261381.8764 | 174.5251 | 3269.4598 | 4563.9965 | 1844793.3844
WeekDay | Monday | 8 | 11 | 709134.2219 | 883928.4867 | 259432.0087 | 175.7262 | 3695.353 | 4304.2246 | 1860670.0211
WeekDay | Monday | 8 | 12 | 710192.2721 | 909076.5008 | 256629.0286 | 176.6062 | 4297.4377 | 4242.4686 | 1884614.3139
WeekDay | Monday | 8 | 13 | 704639.6446 | 909712.6906 | 259065.135 | 179.8876 | 4829.5125 | 4013.9996 | 1882440.8699
WeekDay | Monday | 8 | 14 | 689904.5048 | 911552.1094 | 261755.6193 | 178.9199 | 5351.7422 | 4456.6316 | 1873199.5273
WeekDay | Monday | 8 | 15 | 688205.5272 | 905038.8187 | 258535.7646 | 176.9669 | 5636.9594 | 4844.4481 | 1862438.4849
WeekDay | Monday | 8 | 16 | 695179.7229 | 889641.4216 | 257265.5283 | 174.4636 | 5736.14 | 5195.8625 | 1853193.139
WeekDay | Monday | 8 | 17 | 726694.2735 | 886446.8624 | 255867.8487 | 175.3739 | 4482.9638 | 5234.3892 | 1878901.7115
WeekDay | Monday | 8 | 18 | 809718.223 | 920237.3446 | 256866.0989 | 82712.3318 | 2337.162 | 5187.2223 | 2077058.3827
WeekDay | Monday | 8 | 19 | 905257.0531 | 915175.9333 | 256584.0552 | 82997.0752 | 1992.4364 | 5134.5314 | 2167141.0846
WeekDay | Monday | 8 | 20 | 970608.9472 | 887767.0416 | 256990.4232 | 83105.8698 | 1767.7486 | 4985.3821 | 2205225.4126
WeekDay | Monday | 8 | 21 | 1009637.4975 | 858646.3556 | 257403.0601 | 83099.592 | 1884.4317 | 4873.4848 | 2215544.4216
WeekDay | Monday | 8 | 22 | 1007352.2385 | 842590.0578 | 257029.0339 | 83005.6567 | 1603.2255 | 4702.0977 | 2196282.31
WeekDay | Monday | 8 | 23 | 958148.222 | 820730.6764 | 260541.1694 | 82785.9635 | 1953.2747 | 4612.4381 | 2128771.7442
WeekDay | Tuesday | 8 | 0 | 891935.9416 | 800191.5443 | 259075.3771 | 82761.4986 | 2789.8923 | 4626.1774 | 2041380.4312
WeekDay | Tuesday | 8 | 1 | 835154.0271 | 782783.0304 | 258748.8449 | 82747.6793 | 3581.0036 | 4667.8202 | 1967682.4057
WeekDay | Tuesday | 8 | 2 | 794099.9171 | 763350.5456 | 261694.2657 | 82745.3133 | 3412.98 | 4559.8888 | 1909862.9105
WeekDay | Tuesday | 8 | 3 | 746471.5747 | 754724.938 | 260324.354 | 82745.8115 | 2634.7038 | 4741.0493 | 1851642.4313
WeekDay | Tuesday | 8 | 4 | 726280.3889 | 758447.4803 | 264626.4345 | 82745.3133 | 2751.3869 | 4851.5302 | 1839702.5343
WeekDay | Tuesday | 8 | 5 | 737319.2835 | 791560.3078 | 271589.8881 | 215.4433 | 3605.507 | 5196.854 | 1809487.2838
WeekDay | Tuesday | 8 | 6 | 751363.192 | 846814.7653 | 283757.8245 | 215.3379 | 3470.1547 | 5287.2218 | 1890908.4963
WeekDay | Tuesday | 8 | 7 | 656291.9855 | 988369.8874 | 303838.1976 | 190.5013 | 2760.7216 | 5609.1746 | 1957060.4679
WeekDay | Tuesday | 8 | 8 | 596338.398 | 1171034.7513 | 322216.7365 | 542.2377 | 3262.4588 | 5875.3204 | 2099269.9027
WeekDay | Tuesday | 8 | 9 | 582351.5331 | 1260713.1406 | 333578.4458 | 406.2607 | 3691.8525 | 5960.1641 | 2186701.3967
WeekDay | Tuesday | 8 | 10 | 586215.2584 | 1321817.6234 | 336613.5189 | 233.423 | 4044.2354 | 5856.057 | 2254780.1161
WeekDay | Tuesday | 8 | 11 | 595463.3313 | 1342614.3954 | 339512.6183 | 231.3638 | 3873.8781 | 5876.8784 | 2287572.4654
WeekDay | Tuesday | 8 | 12 | 598209.6809 | 1339478.4905 | 342658.7792 | 252.0063 | 4270.6006 | 5662.857 | 2290532.4145
WeekDay | Tuesday | 8 | 13 | 591674.8177 | 1346482.8395 | 341783.5982 | 259.6336 | 4955.5302 | 6371.4932 | 2291527.9124
WeekDay | Tuesday | 8 | 14 | 596309.1772 | 1335473.468 | 340880.0358 | 254.3411 | 5198.231 | 6807.3264 | 2284922.5794
WeekDay | Tuesday | 8 | 15 | 633223.9812 | 1279173.8151 | 334772.4505 | 242.946 | 5495.5541 | 6336.0826 | 2259244.8295
WeekDay | Tuesday | 8 | 16 | 684454.1557 | 1215537.3899 | 322538.2361 | 219.1655 | 5836.2687 | 5946.8497 | 2234532.0656
WeekDay | Tuesday | 8 | 17 | 742444.2996 | 1107011.0868 | 312375.338 | 210.4905 | 4975.3663 | 5612.574 | 2172629.1553
WeekDay | Tuesday | 8 | 18 | 849290.8254 | 1061987.495 | 303582.1624 | 82770.6279 | 2826.7204 | 5545.2939 | 2306003.1251
WeekDay | Tuesday | 8 | 19 | 943198.8248 | 1034157.4066 | 299487.6764 | 83134.5712 | 2208.8106 | 5528.4385 | 2367715.7281
WeekDay | Tuesday | 8 | 20 | 998660.7432 | 979060.1477 | 291932.185 | 83455.9694 | 1835.4248 | 5358.3262 | 2360302.7963
WeekDay | Tuesday | 8 | 21 | 1036454.558 | 933149.7097 | 287278.92 | 83258.7216 | 1991.7801 | 5186.6558 | 2347320.3452
WeekDay | Tuesday | 8 | 22 | 1032496.7837 | 885043.238 | 282579.1981 | 82911.847 | 1805.0872 | 4921.3598 | 2289757.5137
WeekDay | Tuesday | 8 | 23 | 948391.0127 | 850889.5619 | 282224.5677 | 82793.7611 | 1918.2698 | 4787.5079 | 2171004.6811
WeekDay | Wednesday | 8 | 0 | 890886.0083 | 834312.7535 | 282951.0175 | 82789.6647 | 2712.8815 | 4821.5021 | 2098473.8274
WeekDay | Wednesday | 8 | 1 | 833395.1727 | 805862.0565 | 279507.9944 | 82787.9123 | 3202.9504 | 4753.9387 | 2009510.025
WeekDay | Wednesday | 8 | 2 | 791586.8142 | 786354.7912 | 276909.5959 | 82787.9216 | 3321.9672 | 4652.5229 | 1945613.6129
WeekDay | Wednesday | 8 | 3 | 750108.0512 | 769927.8021 | 278414.3798 | 82786.3984 | 3080.4332 | 4837.7909 | 1889154.8557
WeekDay | Wednesday | 8 | 4 | 716433.3432 | 770743.7321 | 280271.3867 | 82786.0756 | 3299.7974 | 5013.2857 | 1858547.6206
WeekDay | Wednesday | 8 | 5 | 753716.3791 | 805622.2615 | 287713.2631 | 254.2079 | 4178.4209 | 5335.9467 | 1856820.4793
WeekDay | Wednesday | 8 | 6 | 774780.1846 | 865903.87 | 291597.1035 | 259.5055 | 3980.0597 | 5533.8209 | 1942054.5442
WeekDay | Wednesday | 8 | 7 | 655373.133 | 1002839.642 | 310177.6881 | 234.8003 | 2826.0641 | 6077.1606 | 1977528.4881
WeekDay | Wednesday | 8 | 8 | 576046.4061 | 1196745.187 | 326624.6345 | 212.8227 | 3499.9818 | 5964.555 | 2109093.5872
WeekDay | Wednesday | 8 | 9 | 555659.8274 | 1304939.9166 | 335678.0864 | 208.8477 | 3913.8421 | 5947.6996 | 2206348.2196
WeekDay | Wednesday | 8 | 10 | 557648.0857 | 1367124.2779 | 340510.6321 | 216.6933 | 4445.6252 | 5548.835 | 2275494.1493
WeekDay | Wednesday | 8 | 11 | 564783.3209 | 1399578.0578 | 345618.6873 | 233.5259 | 4715.0172 | 5741.8934 | 2320670.5025
WeekDay | Wednesday | 8 | 12 | 568455.3478 | 1397559.0021 | 348383.1213 | 245.4907 | 5035.8228 | 6479.8495 | 2326158.6342
WeekDay | Wednesday | 8 | 13 | 563758.2412 | 1399122.9728 | 351434.5187 | 264.9919 | 5468.0606 | 6723.7574 | 2326772.5426
WeekDay | Wednesday | 8 | 14 | 572379.2941 | 1392980.5509 | 349130.2498 | 379.4457 | 5964.3283 | 5716.9643 | 2326550.8332
WeekDay | Wednesday | 8 | 15 | 615229.2368 | 1331037.0303 | 343836.6193 | 296.2632 | 6283.6753 | 5802.9412 | 2302485.7662
WeekDay | Wednesday | 8 | 16 | 671577.1115 | 1246326.7865 | 337906.316 | 285.7313 | 6391.0238 | 5967.1046 | 2268454.0735
WeekDay | Wednesday | 8 | 17 | 731756.0195 | 1129141.4392 | 326644.3856 | 359.6538 | 5016.8618 | 5937.643 | 2198856.0028
WeekDay | Wednesday | 8 | 18 | 843108.7482 | 1077354.3553 | 316491.6441 | 83204.0558 | 2967.2506 | 5734.9529 | 2328861.007
WeekDay | Wednesday | 8 | 19 | 937825.0323 | 1043853.5786 | 309657.1265 | 83577.2709 | 2622.5251 | 5630.7042 | 2383166.2377
WeekDay | Wednesday | 8 | 20 | 992324.4462 | 988813.3677 | 303386.0445 | 83960.5206 | 2110.7968 | 5412.2919 | 2376007.4677
WeekDay | Wednesday | 8 | 21 | 1033917.841 | 936445.2614 | 297550.0871 | 83845.7212 | 2169.1384 | 5142.0385 | 2359070.0876
WeekDay | Wednesday | 8 | 22 | 1038166.6124 | 888177.4027 | 295301.0282 | 83317.3313 | 1798.0862 | 4815.1282 | 2311575.589
WeekDay | Wednesday | 8 | 23 | 977789.7827 | 851056.8224 | 296375.7591 | 82833.3408 | 2083.9597 | 4644.166 | 2214783.8306
WeekDay | Thursday | 8 | 0 | 887500.7717 | 815763.6018 | 292673.9035 | 82787.9443 | 2757.2211 | 4725.8935 | 2086209.3359
WeekDay | Thursday | 8 | 1 | 832116.3423 | 790807.2604 | 289800.6745 | 82753.3655 | 3548.3323 | 4639.2085 | 2003665.1835
WeekDay | Thursday | 8 | 2 | 791914.2685 | 768629.5821 | 289411.1403 | 82751.4479 | 3611.3412 | 4612.0132 | 1940929.7932
WeekDay | Thursday | 8 | 3 | 751574.6334 | 757952.1659 | 286447.9228 | 82751.6806 | 3267.1261 | 4660.4548 | 1886653.9836
WeekDay | Thursday | 8 | 4 | 729399.801 | 765831.7866 | 289366.8429 | 82750.0167 | 3707.0213 | 4841.332 | 1875896.8004
WeekDay | Thursday | 8 | 5 | 743611.7786 | 793420.8782 | 295702.5085 | 219.1318 | 4596.1463 | 5103.3701 | 1842653.8136
WeekDay | Thursday | 8 | 6 | 760491.1882 | 834522.0446 | 302773.4216 | 223.8731 | 4880.8531 | 5248.8367 | 1908140.2172
WeekDay | Thursday | 8 | 7 | 649701.4387 | 980087.1795 | 319283.8104 | 219.9317 | 3589.1714 | 5684.8116 | 1958566.3432
WeekDay | Thursday | 8 | 8 | 575229.8658 | 1181155.2596 | 333702.1436 | 239.9108 | 3862.2098 | 5473.9063 | 2099663.2959
WeekDay | Thursday | 8 | 9 | 556487.8887 | 1291825.5049 | 341792.7044 | 262.4388 | 4533.1375 | 5255.3523 | 2200157.0265
WeekDay | Thursday | 8 | 10 | 559371.7237 | 1344461.9012 | 348588.2753 | 260.0745 | 4694.1601 | 5488.0705 | 2262864.2053
WeekDay | Thursday | 8 | 11 | 565294.0899 | 1370466.4124 | 350307.2929 | 262.6023 | 4723.3309 | 5478.8637 | 2296532.5921
WeekDay | Thursday | 8 | 12 | 565396.9407 | 1369672.4473 | 355596.1789 | 260.8086 | 5047.7099 | 5327.0232 | 2301301.1086
WeekDay | Thursday | 8 | 13 | 560491.9961 | 1380939.8525 | 357170.3375 | 262.2407 | 5884.3275 | 5558.4667 | 2310307.221
WeekDay | Thursday | 8 | 14 | 566000.3748 | 1360777.2096 | 346987.1911 | 267.1463 | 5778.1459 | 5964.2717 | 2285774.3395
WeekDay | Thursday | 8 | 15 | 604275.968 | 1292734.4663 | 339439.9734 | 267.1547 | 6092.0234 | 5899.6828 | 2248709.2686
WeekDay | Thursday | 8 | 16 | 656725.6649 | 1209290.4155 | 331115.2812 | 250.5354 | 5450.2665 | 5654.5001 | 2208486.6636
WeekDay | Thursday | 8 | 17 | 711497.401 | 1113725.4419 | 325356.9237 | 365.4217 | 5188.8964 | 5387.6461 | 2161521.7308
WeekDay | Thursday | 8 | 18 | 813217.8276 | 1072537.7827 | 321675.7741 | 83261.7409 | 3498.1586 | 5310.3095 | 2299501.5933
WeekDay | Thursday | 8 | 19 | 904280.764 | 1047658.1058 | 319362.3067 | 83700.2489 | 2412.1309 | 5237.9303 | 2362651.4866
WeekDay | Thursday | 8 | 20 | 950765.3099 | 992017.7522 | 315342.1685 | 83977.5774 | 2089.7939 | 5046.43 | 2349239.0317
WeekDay | Thursday | 8 | 21 | 996794.3261 | 938281.8309 | 310299.0773 | 83624.9322 | 2155.1364 | 4831.9836 | 2335987.2865
WeekDay | Thursday | 8 | 22 | 1003949.7279 | 885357.1553 | 303496.0074 | 83278.3593 | 1935.7722 | 4508.756 | 2282525.7782
WeekDay | Thursday | 8 | 23 | 948835.5895 | 853321.3875 | 299964.0755 | 82815.5895 | 2296.3229 | 4360.1733 | 2191593.1382
WeekDay | Friday | 8 | 0 | 902164.3386 | 769049.632 | 295628.8521 | 82793.8353 | 3050.5332 | 4405.0739 | 2057092.2651
WeekDay | Friday | 8 | 1 | 843213.9404 | 750850.8336 | 292951.0579 | 82773.9329 | 3494.8769 | 4277.7375 | 1977562.3792
WeekDay | Friday | 8 | 2 | 795234.4093 | 733099.3649 | 293123.4004 | 82770.563 | 3265.23 | 4151.8175 | 1911644.7851
WeekDay | Friday | 8 | 3 | 767178.3054 | 726388.0182 | 289109.7818 | 82767.1417 | 2802.2899 | 4269.9472 | 1872515.4842
WeekDay | Friday | 8 | 4 | 742659.818 | 725983.7914 | 291387.8158 | 82768.487 | 2981.4714 | 4501.1073 | 1850282.4909
WeekDay | Friday | 8 | 5 | 757383.7725 | 754330.6573 | 296837.0675 | 240.4452 | 3922.4474 | 4769.9443 | 1817484.3342
WeekDay | Friday | 8 | 6 | 773488.0904 | 797149.9737 | 303268.4608 | 235.1054 | 4431.1857 | 4964.844 | 1883537.66
WeekDay | Friday | 8 | 7 | 664113.2066 | 938300.6368 | 322193.3391 | 219.4597 | 3574.2214 | 5464.8411 | 1933865.7048
WeekDay | Friday | 8 | 8 | 590572.8963 | 1136659.8311 | 335958.9384 | 254.3082 | 3694.332 | 5818.0969 | 2072958.403
WeekDay | Friday | 8 | 9 | 570409.9547 | 1234522.964 | 345247.4861 | 263.3053 | 4104.473 | 5745.7177 | 2160293.9008
WeekDay | Friday | 8 | 10 | 572190.3336 | 1293395.9879 | 348773.6636 | 259.1751 | 4640.9235 | 5453.6514 | 2224713.735
WeekDay | Friday | 8 | 11 | 572952.1143 | 1291800.8342 | 353470.1703 | 262.6832 | 4062.4671 | 5087.5062 | 2227635.7754
WeekDay | Friday | 8 | 12 | 577472.3991 | 1290646.9692 | 358761.9848 | 270.1243 | 4504.9148 | 5359.601 | 2237015.9931
WeekDay | Friday | 8 | 13 | 570168.8127 | 1295223.199 | 359589.4735 | 270.9048 | 5379.5273 | 6302.2301 | 2236934.1475
WeekDay | Friday | 8 | 14 | 575044.8993 | 1293288.2667 | 346321.7552 | 268.8549 | 5831.3826 | 5908.6063 | 2226663.7649
WeekDay | Friday | 8 | 15 | 611194.8464 | 1233722.3641 | 347092.9648 | 268.2311 | 5761.3727 | 5245.2957 | 2203285.0749
WeekDay | Friday | 8 | 16 | 663490.0966 | 1163196.7597 | 336406.968 | 255.4529 | 5722.138 | 4933.6827 | 2174005.0979
WeekDay | Friday | 8 | 17 | 723017.5186 | 1057883.5495 | 330438.8317 | 440.2452 | 4466.6281 | 4947.5637 | 2121194.3368
WeekDay | Friday | 8 | 18 | 829910.7018 | 1015396.4817 | 323561.6957 | 83128.6026 | 2328.9942 | 4846.4311 | 2259172.9071
WeekDay | Friday | 8 | 19 | 940496.1477 | 1017152.9399 | 316489.6876 | 83357.6005 | 2092.9297 | 4744.1654 | 2364333.4707
WeekDay | Friday | 8 | 20 | 1011261.847 | 961838.2408 | 309522.5271 | 83834.9718 | 1618.613 | 4630.1434 | 2372706.343
WeekDay | Friday | 8 | 21 | 1063778.4894 | 920194.8972 | 298924.9606 | 83163.9595 | 2083.5222 | 4430.4278 | 2372576.2567
WeekDay | Friday | 8 | 22 | 1073435.818 | 869009.878 | 294254.8343 | 83109.2667 | 1575.6591 | 4102.6677 | 2325488.1238
WeekDay | Friday | 8 | 23 | 1013883.9749 | 834216.503 | 290762.0527 | 82809.3605 | 1782.9174 | 3985.8128 | 2227440.6214
Saturday | Saturday | 8 | 0 | 931445.3087 | 809969.831 | 286726.9963 | 82801.8967 | 1996.6662 | 4052.668 | 2116993.3668
Saturday | Saturday | 8 | 1 | 871923.7468 | 791555.5413 | 285052.1305 | 82770.1677 | 2183.3591 | 3972.0735 | 2037457.019
Saturday | Saturday | 8 | 2 | 820805.3452 | 768099.5304 | 285529.3139 | 82745.3344 | 2116.1934 | 3914.9917 | 1963210.7091
Saturday | Saturday | 8 | 3 | 783370.3823 | 751148.1726 | 286837.0585 | 82745.315 | 2413.9541 | 3983.1216 | 1910498.004
Saturday | Saturday | 8 | 4 | 754905.6344 | 751691.0996 | 291794.3997 | 82744.081 | 3350.1899 | 4220.9389 | 1888706.3435
Saturday | Saturday | 8 | 5 | 767893.3044 | 774630.6701 | 297197.0551 | 213.7322 | 4171.6387 | 4530.9938 | 1848637.3943
Saturday | Saturday | 8 | 6 | 786122.3274 | 813456.3678 | 305484.7085 | 224.238 | 4104.473 | 4696.432 | 1914088.5467
Saturday | Saturday | 8 | 7 | 687402.7178 | 960783.3914 | 316324.6623 | 210.7164 | 3447.2556 | 5201.5282 | 1973370.2717
Saturday | Saturday | 8 | 8 | 617654.4146 | 1153660.2036 | 330140.6131 | 246.3631 | 4285.113 | 5313.2839 | 2111299.9914
Saturday | Saturday | 8 | 9 | 597733.409 | 1257542.4656 | 336804.1655 | 261.4366 | 4764.6805 | 5622.489 | 2202728.6461
Saturday | Saturday | 8 | 10 | 597611.7996 | 1310062.7524 | 339419.6748 | 272.5214 | 4935.2565 | 5691.6104 | 2257993.6152
Saturday | Saturday | 8 | 11 | 597342.4157 | 1337219.8172 | 341829.3631 | 273.2843 | 4367.01 | 5358.6095 | 2286390.4997
Saturday | Saturday | 8 | 12 | 594636.5847 | 1340406.1172 | 346185.5188 | 285.2702 | 4814.1249 | 5464.2746 | 2291791.8905
Saturday | Saturday | 8 | 13 | 570437.3267 | 1343523.3539 | 346853.112 | 289.166 | 5519.8387 | 5307.1933 | 2271929.9907
Saturday | Saturday | 8 | 14 | 589135.0963 | 1328109.6213 | 344684.5456 | 281.9197 | 5999.7708 | 5496.7107 | 2273707.6644
Saturday | Saturday | 8 | 15 | 619659.0019 | 1273941.7658 | 335768.8134 | 260.978 | 6785.3396 | 5720.9303 | 2242136.8291
Saturday | Saturday | 8 | 16 | 661758.1525 | 1189640.9481 | 332159.9964 | 261.6936 | 6228.3238 | 5435.8045 | 2195484.9189
Saturday | Saturday | 8 | 17 | 713195.8874 | 1090730.8131 | 324420.7754 | 257.6511 | 4888.5833 | 5134.8147 | 2138628.5251
Saturday | Saturday | 8 | 18 | 807438.7856 | 1052014.5609 | 317023.6522 | 82795.8313 | 3199.8875 | 5066.9681 | 2267539.6854
Saturday | Saturday | 8 | 19 | 857056.5629 | 1020896.8046 | 311901.3745 | 83410.4237 | 2229.0843 | 5046.005 | 2280540.2551
Saturday | Saturday | 8 | 20 | 882982.5555 | 973360.2543 | 305310.534 | 83765.579 | 1787.5847 | 4869.8021 | 2252076.3096
Saturday | Saturday | 8 | 21 | 918399.3936 | 929688.049 | 296948.8147 | 83513.7463 | 1956.5564 | 4730.851 | 2235237.411
Saturday | Saturday | 8 | 22 | 943702.041 | 882478.3044 | 289727.0528 | 83201.4766 | 1581.2745 | 4421.646 | 2205111.7953
Saturday | Saturday | 8 | 23 | 921896.4094 | 852453.6594 | 286928.2425 | 83185.7567 | 1719.471 | 4321.6466 | 2150505.1855
Sunday | Sunday | 8 | 0 | 882000.3194 | 820904.5551 | 282122.3917 | 83184.6491 | 2611.8048 | 4298.8422 | 2075122.5623
Sunday | Sunday | 8 | 1 | 833145.1014 | 790534.0533 | 277712.9856 | 82859.9905 | 3290.4627 | 4209.1826 | 1991751.7762
Sunday | Sunday | 8 | 2 | 793949.3522 | 774342.6861 | 275750.4629 | 82761.094 | 3492.1057 | 4279.0123 | 1934574.7131
Sunday | Sunday | 8 | 3 | 756887.4682 | 754316.8477 | 278092.7169 | 82746.9258 | 3786.147 | 4223.4885 | 1880053.5942
Sunday | Sunday | 8 | 4 | 724047.8381 | 750627.8909 | 291552.8766 | 82743.7 | 4051.2364 | 4213.2903 | 1857236.8323
Sunday | Sunday | 8 | 5 | 707275.2838 | 763002.5627 | 286273.0525 | 212.5707 | 4954.801 | 4214.7067 | 1765932.9773
Sunday | Sunday | 8 | 6 | 706418.6835 | 760831.2136 | 283744.2106 | 210.7711 | 4503.9667 | 4061.5914 | 1759770.437
Sunday | Sunday | 8 | 7 | 718188.9243 | 803715.549 | 288820.4581 | 186.4461 | 3236.351 | 3911.7339 | 1818059.4625
Sunday | Sunday | 8 | 8 | 719952.3777 | 889687.6926 | 293849.5176 | 203.6335 | 3429.2427 | 3941.9037 | 1911064.3678
Sunday | Sunday | 8 | 9 | 703399.0469 | 975602.561 | 296994.3651 | 212.4982 | 3571.4502 | 3702.245 | 1983482.1664
Sunday | Sunday | 8 | 10 | 690603.192 | 1019976.417 | 299253.5814 | 218.9506 | 3665.7447 | 3743.038 | 2017460.9236
Sunday | Sunday | 8 | 11 | 689667.5371 | 1054328.2163 | 299781.2901 | 232.1107 | 4279.9352 | 4014.5662 | 2052303.6555
Sunday | Sunday | 8 | 12 | 695003.4319 | 1054578.9416 | 302040.8357 | 234.0704 | 4270.6006 | 3694.738 | 2059822.6182
Sunday | Sunday | 8 | 13 | 690444.4398 | 1037089.673 | 303679.0462 | 232.4428 | 5112.6148 | 4452.0991 | 2041010.3156
Sunday | Sunday | 8 | 14 | 672471.7758 | 1016286.173 | 300874.4307 | 356.396 | 5472.8738 | 4526.0363 | 1999987.6856
Sunday | Sunday | 8 | 15 | 695759.2236 | 1003266.9438 | 298939.0586 | 285.604 | 6336.0369 | 4442.3258 | 2009029.1926
Sunday | Sunday | 8 | 16 | 710129.7492 | 980652.2866 | 292525.4523 | 297.9161 | 6429.3104 | 4958.7534 | 1994993.468
Sunday | Sunday | 8 | 17 | 740242.1583 | 940395.2325 | 288637.9399 | 522.2081 | 5909.779 | 4979.8581 | 1980687.1758
Sunday | Sunday | 8 | 18 | 819710.4841 | 954415.1312 | 289070.4006 | 83217.1021 | 3518.2135 | 4930.1417 | 2154861.4731
Sunday | Sunday | 8 | 19 | 860340.541 | 954353.6706 | 287499.0864 | 83675.3237 | 2456.4705 | 5001.9543 | 2193327.0464
Sunday | Sunday | 8 | 20 | 871884.9844 | 928415.4274 | 285596.8218 | 84065.813 | 2008.845 | 4698.6982 | 2176670.5899
Sunday | Sunday | 8 | 21 | 890832.9445 | 899718.839 | 279786.7693 | 84054.9566 | 2205.7477 | 4550.3988 | 2161149.6558
Sunday | Sunday | 8 | 22 | 902656.6183 | 871959.1069 | 276562.4244 | 84048.0229 | 1762.352 | 4286.6609 | 2141275.1854
Sunday | Sunday | 8 | 23 | 886131.846 | 845522.1081 | 274726.7846 | 83846.7782 | 1959.3276 | 4232.8369 | 2096419.6812
WeekDay | Monday | 8 | 0 | 846586.852 | 812473.8157 | 279151.4501 | 83238.7131 | 2536.6901 | 4229.1542 | 2028216.6751
WeekDay | Monday | 8 | 1 | 804962.0558 | 779510.1356 | 278686.8521 | 82792.5035 | 3116.605 | 4195.8683 | 1953264.0202
WeekDay | Monday | 8 | 2 | 772448.5027 | 754147.0328 | 277891.6694 | 82752.397 | 3131.7738 | 4262.4401 | 1894633.8158
WeekDay | Monday | 8 | 3 | 736425.0565 | 755800.2603 | 278430.7433 | 82750.9354 | 2891.4066 | 4258.6158 | 1860557.0179
WeekDay | Monday | 8 | 4 | 703464.5675 | 751134.0886 | 277218.1221 | 82753.116 | 2975.4184 | 4239.7774 | 1821785.09
WeekDay | Monday | 8 | 5 | 684468.7877 | 752259.1135 | 276931.5713 | 219.4673 | 3397.8112 | 4194.7351 | 1721471.4861
WeekDay | Monday | 8 | 6 | 680567.3862 | 742308.4958 | 275710.282 | 210.9498 | 3560.0006 | 3974.9064 | 1706332.0209
WeekDay | Monday | 8 | 7 | 697520.8547 | 746846.715 | 278284.7852 | 170.2634 | 2499.3515 | 3881.2808 | 1729203.2506
WeekDay | Monday | 8 | 8 | 725969.6905 | 784090.9701 | 284928.9167 | 161.5816 | 2944.5703 | 3537.5151 | 1801633.2443
WeekDay | Monday | 8 | 9 | 732487.7067 | 823466.3135 | 286787.9842 | 172.9143 | 3143.4421 | 3699.2705 | 1849757.6313
WeekDay | Monday | 8 | 10 | 721378.0273 | 856423.829 | 287230.0034 | 170.3494 | 3269.4598 | 3431.4251 | 1871903.094
WeekDay | Monday | 8 | 11 | 709134.2219 | 886901.3407 | 288560.6621 | 170.9613 | 3695.353 | 3516.4104 | 1891978.9494
WeekDay | Monday | 8 | 12 | 710192.2721 | 913247.2582 | 288782.8561 | 168.4402 | 4297.4377 | 3507.2037 | 1920195.468
WeekDay | Monday | 8 | 13 | 704639.6446 | 913816.3328 | 288367.8211 | 191.9805 | 4829.5125 | 4060.8832 | 1915906.1748
WeekDay | Monday | 8 | 14 | 689904.5048 | 914357.4535 | 284882.7818 | 204.806 | 5351.7422 | 4026.4641 | 1898727.7525
WeekDay | Monday | 8 | 15 | 688205.5272 | 908863.6967 | 284962.2036 | 215.9777 | 5636.9594 | 4069.3817 | 1891953.7463
WeekDay | Monday | 8 | 16 | 695179.7229 | 894127.5941 | 283080.1025 | 242.2127 | 5736.14 | 4422.7791 | 1882788.5514
WeekDay | Monday | 8 | 17 | 726694.2735 | 891399.9909 | 281129.1986 | 249.7423 | 4482.9638 | 4665.129 | 1908621.2981
WeekDay | Monday | 8 | 18 | 809718.223 | 925815.9564 | 280301.5987 | 83299.8489 | 2337.162 | 4779.2927 | 2106252.0816
WeekDay | Monday | 8 | 19 | 905257.0531 | 921052.9956 | 281757.494 | 83664.4369 | 1992.4364 | 4815.4114 | 2198539.8276
WeekDay | Monday | 8 | 20 | 970608.9472 | 893311.3161 | 281880.0433 | 83684.3494 | 1767.7486 | 4692.466 | 2235944.8706
WeekDay | Monday | 8 | 21 | 1009637.4975 | 864084.7882 | 281506.1753 | 83493.5439 | 1884.4317 | 4511.3055 | 2245117.7421
WeekDay | Monday | 8 | 22 | 1007352.2385 | 846091.3013 | 277899.9605 | 82808.9028 | 1603.2255 | 4321.9299 | 2220077.5584
WeekDay | Monday | 8 | 23 | 958148.222 | 824560.0698 | 274769.0402 | 82797.5111 | 1953.2747 | 4252.9501 | 2146481.0679
WeekDay | Tuesday | 8 | 0 | 891935.9416 | 803102.1756 | 258418.9017 | 82784.9386 | 2789.8923 | 4321.7882 | 2043353.638
WeekDay | Tuesday | 8 | 1 | 835154.0271 | 786443.0472 | 255677.4267 | 82766.9959 | 3581.0036 | 4232.5536 | 1967855.0542
WeekDay | Tuesday | 8 | 2 | 794099.9171 | 765628.7353 | 250361.7308 | 82758.1868 | 3412.98 | 4174.7636 | 1900436.3137
WeekDay | Tuesday | 8 | 3 | 746471.5747 | 756823.9733 | 247762.5351 | 82759.2413 | 2634.7038 | 4250.4005 | 1840702.4288
WeekDay | Tuesday | 8 | 4 | 726280.3889 | 759776.0964 | 248760.636 | 82756.7564 | 2751.3869 | 4336.8023 | 1824662.067
WeekDay | Tuesday | 8 | 5 | 737319.2835 | 791637.6209 | 254001.3888 | 231.1852 | 3605.507 | 4436.0935 | 1791231.0789
WeekDay | Tuesday | 8 | 6 | 751363.192 | 846044.9893 | 263215.9648 | 237.0197 | 3470.1547 | 4353.7994 | 1868685.1198
WeekDay | Tuesday | 8 | 7 | 656291.9855 | 981898.8678 | 271612.7805 | 208.3714 | 2760.7216 | 4354.3659 | 1917127.0927
WeekDay | Tuesday | 8 | 8 | 596338.398 | 1160507.4165 | 275084.2885 | 237.5675 | 3262.4588 | 3724.7662 | 2039154.8955
WeekDay | Tuesday | 8 | 9 | 582351.5331 | 1249582.742 | 282441.469 | 253.3794 | 3691.8525 | 4296.7175 | 2122617.6935
WeekDay | Tuesday | 8 | 10 | 586215.2584 | 1303879.6039 | 285801.3094 | 276.3709 | 4044.2354 | 4123.4891 | 2184340.2671
WeekDay | Tuesday | 8 | 11 | 595463.3313 | 1319233.9067 | 287680.3049 | 290.2795 | 3873.8781 | 3543.4641 | 2210085.1646
WeekDay | Tuesday | 8 | 12 | 598209.6809 | 1312861.2081 | 290139.1033 | 281.0819 | 4270.6006 | 4021.6483 | 2209783.323
WeekDay | Tuesday | 8 | 13 | 591674.8177 | 1317043.7133 | 284300.876 | 276.1712 | 4955.5302 | 4305.9243 | 2202557.0327
WeekDay | Tuesday | 8 | 14 | 596309.1772 | 1307026.8452 | 282776.2638 | 255.6349 | 5198.231 | 4012.1583 | 2195578.3104
WeekDay | Tuesday | 8 | 15 | 633223.9812 | 1251348.0124 | 280541.7793 | 238.6363 | 5495.5541 | 4460.3143 | 2175308.2776
WeekDay | Tuesday | 8 | 16 | 684454.1557 | 1193339.0694 | 275814.1757 | 216.0788 | 5836.2687 | 4446.0085 | 2164105.7568
WeekDay | Tuesday | 8 | 17 | 742444.2996 | 1090097.2357 | 270036.2949 | 82733.0543 | 4975.3663 | 4665.4123 | 2194951.6633
WeekDay | Tuesday | 8 | 18 | 849290.8254 | 1047653.9006 | 263946.3363 | 82792.5044 | 2826.7204 | 4639.2085 | 2251149.4955
WeekDay | Tuesday | 8 | 19 | 943198.8248 | 1019557.9659 | 259965.3098 | 83401.0103 | 2208.8106 | 4566.2627 | 2312898.1842
WeekDay | Tuesday | 8 | 20 | 998660.7432 | 963492.2031 | 257795.212 | 83565.1248 | 1835.4248 | 4409.6064 | 2309758.3143
WeekDay | Tuesday | 8 | 21 | 1036454.558 | 917936.5209 | 256499.0717 | 83247.0644 | 1991.7801 | 4297.8507 | 2300426.8458
WeekDay | Tuesday | 8 | 22 | 1032496.7837 | 869577.41 | 247285.8544 | 82749.5666 | 1805.0872 | 4089.9199 | 2238004.6217
WeekDay | Tuesday | 8 | 23 | 948391.0127 | 836238.3428 | 241657.7373 | 82748.808 | 1918.2698 | 4042.3281 | 2114996.4987
WeekDay | Wednesday | 8 | 0 | 890886.0083 | 821472.5913 | 238463.1523 | 82748.8333 | 2712.8815 | 4064.141 | 2040347.6076
WeekDay | Wednesday | 8 | 1 | 833395.1727 | 795305.9892 | 237321.5578 | 82742.8968 | 3202.9504 | 3968.5325 | 1955937.0993
WeekDay | Wednesday | 8 | 2 | 791586.8142 | 777951.6606 | 237657.0762 | 82740.5561 | 3321.9672 | 3907.9096 | 1897165.9837
WeekDay | Wednesday | 8 | 3 | 750108.0512 | 760532.1637 | 237722.6417 | 82740.063 | 3080.4332 | 4002.385 | 1838185.7376
WeekDay | Wednesday | 8 | 4 | 716433.3432 | 764669.2606 | 240909.0379 | 82742.4905 | 3299.7974 | 4168.8146 | 1812222.7442
WeekDay | Wednesday | 8 | 5 | 753716.3791 | 798658.7106 | 248120.8787 | 206.4623 | 4178.4209 | 4515.6965 | 1809396.548
WeekDay | Wednesday | 8 | 6 | 774780.1846 | 859561.3596 | 259973.2374 | 209.7504 | 3980.0597 | 4711.446 | 1903216.0378
WeekDay | Wednesday | 8 | 7 | 655373.133 | 993809.9398 | 278415.342 | 178.496 | 2826.0641 | 5024.1921 | 1935627.167
WeekDay | Wednesday | 8 | 8 | 576046.4061 | 1187479.7533 | 292224.9093 | 201.8576 | 3499.9818 | 4954.2209 | 2064407.1289
WeekDay | Wednesday | 8 | 9 | 555659.8274 | 1292420.6115 | 305570.9097 | 218.7508 | 3913.8421 | 5256.3438 | 2163040.2853
WeekDay | Wednesday | 8 | 10 | 557648.0857 | 1354263.516 | 313898.5173 | 224.7117 | 4445.6252 | 4776.1765 | 2235256.6326
WeekDay | Wednesday | 8 | 11 | 564783.3209 | 1389107.6411 | 316352.5129 | 222.806 | 4715.0172 | 5213.8511 | 2280395.1492
WeekDay | Wednesday | 8 | 12 | 568455.3478 | 1387816.1515 | 322022.274 | 226.8586 | 5035.8228 | 5613.2822 | 2289169.7369
WeekDay | Wednesday | 8 | 13 | 563758.2412 | 1386553.3795 | 322216.2405 | 229.201 | 5468.0606 | 5294.5872 | 2283519.7101
WeekDay | Wednesday | 8 | 14 | 572379.2941 | 1382984.0319 | 322134.1406 | 219.2599 | 5964.3283 | 5732.2617 | 2289413.3166
WeekDay | Wednesday | 8 | 15 | 615229.2368 | 1321978.5384 | 318972.4232 | 218.9379 | 6283.6753 | 4933.3994 | 2267616.2112
WeekDay | Wednesday | 8 | 16 | 671577.1115 | 1238291.2939 | 313003.6408 | 206.421 | 6391.0238 | 4839.9156 | 2234309.4065
WeekDay | Wednesday | 8 | 17 | 731756.0195 | 1121792.8973 | 302784.4026 | 82724.0741 | 5016.8618 | 4967.3936 | 2249041.6489
WeekDay | Wednesday | 8 | 18 | 843108.7482 | 1070354.4559 | 295433.5846 | 82731.4688 | 2967.2506 | 4865.4112 | 2299460.9193
WeekDay | Wednesday | 8 | 19 | 937825.0323 | 1037631.1762 | 288452.5827 | 82969.5725 | 2622.5251 | 4644.4493 | 2354145.338
WeekDay | Wednesday | 8 | 20 | 992324.4462 | 983959.8049 | 284823.0159 | 83506.1072 | 2110.7968 | 4453.2322 | 2351177.4033
WeekDay | Wednesday | 8 | 21 | 1033917.841 | 930898.7102 | 279303.2111 | 83571.6707 | 2169.1384 | 4270.5137 | 2334131.0851
WeekDay | Wednesday | 8 | 22 | 1038166.6124 | 882206.645 | 273678.2857 | 83090.5663 | 1798.0862 | 3985.8128 | 2282926.0084
WeekDay | Wednesday | 8 | 23 | 977789.7827 | 844814.8656 | 272253.3821 | 82969.7478 | 2083.9597 | 3900.8275 | 2183812.5654
WeekDay | Thursday | 8 | 0 | 887500.7717 | 811163.494 | 271887.1329 | 82751.2903 | 2757.2211 | 3977.3143 | 2060037.2242
WeekDay | Thursday | 8 | 1 | 832116.3423 | 786457.524 | 269460.3849 | 82740.7777 | 3548.3323 | 3913.5753 | 1978236.9365
WeekDay | Thursday | 8 | 2 | 791914.2685 | 764237.7376 | 269506.6768 | 82737.5065 | 3611.3412 | 3866.8333 | 1915874.3638
WeekDay | Thursday | 8 | 3 | 751574.6334 | 750131.8278 | 268503.7112 | 82740.9278 | 3267.1261 | 3981.5635 | 1860199.7898
WeekDay | Thursday | 8 | 4 | 729399.801 | 761577.0335 | 266230.6634 | 82737.4492 | 3707.0213 | 4155.7835 | 1847807.7519
WeekDay | Thursday | 8 | 5 | 743611.7786 | 789078.9855 | 271183.093 | 208.0444 | 4596.1463 | 4529.719 | 1813207.767
WeekDay | Thursday | 8 | 6 | 760491.1882 | 830399.4031 | 279487.2096 | 212.1231 | 4880.8531 | 4729.4346 | 1880200.2116
WeekDay | Thursday | 8 | 7 | 649701.4387 | 973961.6327 | 293061.208 | 192.4416 | 3589.1714 | 5145.8628 | 1925651.7552
WeekDay | Thursday | 8 | 8 | 575229.8658 | 1174636.8806 | 304460.3052 | 230.8885 | 3862.2098 | 5490.0535 | 2063910.2033
WeekDay | Thursday | 8 | 9 | 556487.8887 | 1283964.6045 | 314707.8859 | 241.138 | 4533.1375 | 5481.5549 | 2165416.2096
WeekDay | Thursday | 8 | 10 | 559371.7237 | 1336414.7662 | 307274.9234 | 217.934 | 4694.1601 | 5477.3057 | 2213450.8132
WeekDay | Thursday | 8 | 11 | 565294.0899 | 1363202.0986 | 306374.5494 | 238.5883 | 4723.3309 | 5885.2353 | 2245717.8925
WeekDay | Thursday | 8 | 12 | 565396.9407 | 1361671.1294 | 314097.265 | 225.1694 | 5047.7099 | 5711.0154 | 2252149.2297
WeekDay | Thursday | 8 | 13 | 560491.9961 | 1372955.3239 | 313389.9276 | 230.4038 | 5884.3275 | 5528.2969 | 2258480.2757
WeekDay | Thursday | 8 | 14 | 566000.3748 | 1351946.1024 | 305871.3558 | 211.7691 | 5778.1459 | 5596.2852 | 2235404.0332
WeekDay | Thursday | 8 | 15 | 604275.968 | 1278466.8661 | 300534.6571 | 199.7958 | 6092.0234 | 5413.5667 | 2194982.8771
WeekDay | Thursday | 8 | 16 | 656725.6649 | 1200405.087 | 291053.1036 | 222.5253 | 5450.2665 | 4822.9185 | 2158679.5658
WeekDay | Thursday | 8 | 17 | 711497.401 | 1105141.6526 | 284705.2904 | 82941.5488 | 5188.8964 | 4597.7073 | 2194072.4965
WeekDay | Thursday | 8 | 18 | 813217.8276 | 1065037.8072 | 277894.4239 | 83156.4956 | 3498.1586 | 4499.9742 | 2247304.6872
WeekDay | Thursday | 8 | 19 | 904280.764 | 1039609.8818 | 274272.6945 | 83606.8025 | 2412.1309 | 4423.4874 | 2308605.761
WeekDay | Thursday | 8 | 20 | 950765.3099 | 984185.5838 | 270924.5902 | 83715.9098 | 2089.7939 | 4321.5049 | 2296002.6925
WeekDay | Thursday | 8 | 21 | 996794.3261 | 931507.188 | 267689.6096 | 83389.1879 | 2155.1364 | 4143.0357 | 2285678.4837
WeekDay | Thursday | 8 | 22 | 1003949.7279 | 877154.6489 | 264225.6698 | 83052.637 | 1935.7722 | 3956.0679 | 2234274.5238
WeekDay | Thursday | 8 | 23 | 948835.5895 | 844329.5641 | 268495.7752 | 82776.5029 | 2296.3229 | 3875.3319 | 2150609.0864
WeekDay | Friday | 9 | 0 | 891342.3914 | 826615.1939 | 252188.6946 | 70910.8716 | 3596.7607 | 4065.7628 | 2048719.675
WeekDay | Friday | 9 | 1 | 833105.984 | 809275.275 | 249179.6028 | 70900.36 | 4120.6685 | 4043.9742 | 1970625.8645
WeekDay | Friday | 9 | 2 | 785712.7391 | 790464.5568 | 247342.0087 | 70889.9151 | 3849.9011 | 3948.1041 | 1902207.225
WeekDay | Friday | 9 | 3 | 757973.7015 | 783479.5399 | 247865.0523 | 70871.9961 | 3304.0671 | 4057.0474 | 1867551.4043
WeekDay | Friday | 9 | 4 | 733802.9474 | 782980.8222 | 251424.2421 | 70871.0681 | 3515.3327 | 4205.2102 | 1846799.6228
WeekDay | Friday | 9 | 5 | 748408.8419 | 813187.9593 | 258256.5588 | 228.575 | 4624.7997 | 4566.9019 | 1829273.6366
WeekDay | Friday | 9 | 6 | 764450.4362 | 862811.4697 | 268296.368 | 234.4442 | 5224.6324 | 4880.6585 | 1905898.0091
WeekDay | Friday | 9 | 7 | 656386.4343 | 1021275.0402 | 281850.0203 | 210.9101 | 4214.2204 | 5320.7893 | 1969257.4146
WeekDay | Friday | 9 | 8 | 583720.987 | 1237252.4112 | 292104.8733 | 218.3224 | 4355.838 | 5442.8057 | 2123095.2377
WeekDay | Friday | 9 | 9 | 563837.1232 | 1342969.5113 | 301122.8234 | 243.0958 | 4839.4187 | 5421.0171 | 2218432.9894
WeekDay | Friday | 9 | 10 | 565659.4593 | 1407862.15 | 304044.9 | 258.8902 | 5471.9258 | 5233.6347 | 2288530.9601
WeekDay | Friday | 9 | 11 | 566357.6285 | 1405325.0847 | 308336.9445 | 269.2276 | 4789.8913 | 5063.6832 | 2290142.4596
WeekDay | Friday | 9 | 12 | 570849.1383 | 1403878.5969 | 314438.4112 | 279.0204 | 5311.5634 | 5351.2934 | 2300108.0236
WeekDay | Friday | 9 | 13 | 563688.5918 | 1407577.417 | 314990.2796 | 270.3793 | 6342.7839 | 5442.8057 | 2298312.2573
WeekDay | Friday | 9 | 14 | 568551.6636 | 1405834.8056 | 313841.3599 | 254.3384 | 6875.5482 | 5560.4645 | 2300918.1801
WeekDay | Friday | 9 | 15 | 604312.7235 | 1342786.829 | 309198.5126 | 239.0694 | 6793.0024 | 5464.5944 | 2268794.7313
WeekDay | Friday | 9 | 16 | 655984.3773 | 1265736.4211 | 303025.4941 | 230.0799 | 6746.7423 | 5037.5368 | 2236760.6515
WeekDay | Friday | 9 | 17 | 714744.8402 | 1148443.4671 | 294331.93 | 70847.9823 | 5266.4212 | 4741.2111 | 2238375.8519
WeekDay | Friday | 9 | 18 | 820368.6428 | 1102173.4019 | 285532.0688 | 70867.8498 | 2746.0232 | 4680.2029 | 2286368.1894
WeekDay | Friday | 9 | 19 | 929636.5956 | 1102375.1188 | 277471.8488 | 71215.1823 | 2467.6891 | 4584.3328 | 2387750.7673
WeekDay | Friday | 9 | 20 | 999426.4126 | 1039037.5479 | 264728.3319 | 71561.8437 | 1908.4414 | 4427.4545 | 2381090.032
WeekDay | Friday | 9 | 21 | 1051231.5467 | 996078.8536 | 259224.4455 | 71293.4062 | 2456.597 | 4213.9257 | 2384498.7747
WeekDay | Friday | 9 | 22 | 1060656.51 | 945012.7085 | 256318.3727 | 71204.0615 | 1857.7961 | 3996.0391 | 2339045.4879
WeekDay | Friday | 9 | 23 | 1001732.0044 | 908068.8269 | 253197.4203 | 70923.9132 | 2102.166 | 3852.234 | 2239876.5648
Saturday | Saturday | 9 | 0 | 920271.6948 | 880605.9076 | 252035.0793 | 70890.9146 | 2354.1887 | 3956.8195 | 2130114.6045
Saturday | Saturday | 9 | 1 | 861471.8116 | 858900.5379 | 250004.4543 | 70877.0001 | 2574.3108 | 3921.9577 | 2047750.0724
Saturday | Saturday | 9 | 2 | 811008.1273 | 834426.8164 | 248434.7121 | 70872.8366 | 2495.1184 | 3847.8763 | 1971085.4872
Saturday | Saturday | 9 | 3 | 774001.0181 | 816036.4513 | 246964.3631 | 70873.7933 | 2846.1959 | 3956.8195 | 1914678.6412
Saturday | Saturday | 9 | 4 | 745926.2253 | 816343.8874 | 248389.6828 | 70875.4438 | 3950.0739 | 4152.9174 | 1889638.2306
Saturday | Saturday | 9 | 5 | 758827.5207 | 842398.5799 | 254092.9913 | 235.7531 | 4918.6111 | 4492.8204 | 1864966.2765
Saturday | Saturday | 9 | 6 | 776964.2637 | 884465.4695 | 261860.6471 | 230.6168 | 4839.4187 | 4845.7966 | 1933206.2124
Saturday | Saturday | 9 | 7 | 679414.3984 | 1044151.6912 | 274567.5818 | 199.4782 | 4064.5202 | 5081.1141 | 2007478.7839
Saturday | Saturday | 9 | 8 | 610479.436 | 1254545.3553 | 288014.7539 | 207.1036 | 5052.4041 | 5346.9357 | 2163645.9886
Saturday | Saturday | 9 | 9 | 590848.6915 | 1368390.3605 | 296433.497 | 240.6552 | 5617.8427 | 5394.8707 | 2266925.9176
Saturday | Saturday | 9 | 10 | 590764.7874 | 1426318.0772 | 304559.0435 | 253.614 | 5818.9621 | 5342.5779 | 2333057.0621
Saturday | Saturday | 9 | 11 | 590483.0116 | 1456228.8311 | 309482.9023 | 265.0898 | 5148.9654 | 5848.0747 | 2367456.8749
Saturday | Saturday | 9 | 12 | 587881.9573 | 1461088.0316 | 314385.3507 | 272.3649 | 5676.1407 | 5638.9036 | 2374942.7488
Saturday | Saturday | 9 | 13 | 564044.2557 | 1463911.9599 | 312377.4145 | 314.7099 | 6508.2194 | 5503.814 | 2352660.3734
Saturday | Saturday | 9 | 14 | 582521.4898 | 1445694.4874 | 310700.4291 | 298.6604 | 7074.088 | 5525.6026 | 2351814.7573
Saturday | Saturday | 9 | 15 | 612708.2091 | 1388999.4883 | 308501.5378 | 264.8889 | 8000.3205 | 5712.985 | 2324187.4297
Saturday | Saturday | 9 | 16 | 654271.5336 | 1297622.8288 | 304240.8372 | 228.3408 | 7343.5656 | 5381.7975 | 2269088.9035
Saturday | Saturday | 9 | 17 | 705067.3684 | 1189405.9989 | 296402.1698 | 70871.0633 | 5763.9316 | 5015.7481 | 2272526.28
Saturday | Saturday | 9 | 18 | 798262.634 | 1145357.1983 | 288792.7513 | 70871.4212 | 3772.8584 | 4989.6017 | 2312046.4649
Saturday | Saturday | 9 | 19 | 847167.0343 | 1112144.1706 | 282296.4691 | 71207.0761 | 2628.2235 | 4871.943 | 2320314.9165
Saturday | Saturday | 9 | 20 | 872669.2377 | 1059815.593 | 276651.1002 | 71535.2684 | 2107.6691 | 4684.5606 | 2287463.4289
Saturday | Saturday | 9 | 21 | 907599.522 | 1010614.5842 | 269438.9158 | 71499.8064 | 2306.8968 | 4510.2514 | 2265969.9766
Saturday | Saturday | 9 | 22 | 932518.8844 | 960149.2381 | 261027.6987 | 71044.5439 | 1864.417 | 4226.9989 | 2230831.7809
Saturday | Saturday | 9 | 23 | 910892.0508 | 927150.7216 | 256859.3171 | 70937.4764 | 2027.3589 | 4074.4783 | 2171941.4031
Sunday | Sunday | 9 | 0 | 871419.5236 | 893298.2219 | 254572.4408 | 70926.5794 | 3079.4738 | 4030.901 | 2097327.1404
Sunday | Sunday | 9 | 1 | 823145.6427 | 861487.7874 | 251948.6104 | 70906.6671 | 3879.652 | 3943.7464 | 2015312.106
Sunday | Sunday | 9 | 2 | 784425.6285 | 843512.6664 | 251074.5692 | 70904.3893 | 4117.4011 | 4017.8278 | 1958052.4823
Sunday | Sunday | 9 | 3 | 747810.061 | 822010.0633 | 246360.0946 | 70895.793 | 4464.0934 | 4057.0474 | 1895597.1525
Sunday | Sunday | 9 | 4 | 715391.73 | 818806.3846 | 245165.1913 | 70897.8557 | 4776.6496 | 4113.6979 | 1859151.509
Sunday | Sunday | 9 | 5 | 698848.6771 | 833677.0531 | 248873.6213 | 258.6427 | 5842.0061 | 4192.137 | 1791692.1373
Sunday | Sunday | 9 | 6 | 698068.0494 | 830925.0754 | 247866.7755 | 256.6171 | 5310.4456 | 4113.6979 | 1786540.661
Sunday | Sunday | 9 | 7 | 709720.3922 | 873823.2926 | 251415.5245 | 223.5862 | 3815.851 | 4030.901 | 1843029.5475
Sunday | Sunday | 9 | 8 | 711496.1128 | 967933.3238 | 249609.4167 | 204.1043 | 4043.2818 | 4017.8278 | 1937304.0671
Sunday | Sunday | 9 | 9 | 695191.338 | 1060083.1528 | 247497.9548 | 202.1624 | 4210.953 | 3869.6649 | 2011055.2259
Sunday | Sunday | 9 | 10 | 682569.7558 | 1108064.3395 | 251413.9761 | 211.1053 | 4322.1318 | 4192.137 | 2050773.4455
Sunday | Sunday | 9 | 11 | 681630.3076 | 1145302.2135 | 253991.8734 | 224.9227 | 5046.2991 | 4475.3895 | 2090671.0057
Sunday | Sunday | 9 | 12 | 686933.7318 | 1144685.7515 | 253552.993 | 225.0188 | 5035.293 | 4627.9101 | 2095060.6982
Sunday | Sunday | 9 | 13 | 682410.9338 | 1126072.4296 | 252944.4194 | 350.0244 | 6028.0781 | 4457.9586 | 2072263.8438
Sunday | Sunday | 9 | 14 | 664718.8086 | 1104482.5497 | 245410.9138 | 254.9714 | 6452.8449 | 4366.4462 | 2025686.5347
Sunday | Sunday | 9 | 15 | 687692.129 | 1088457.7985 | 246888.1881 | 284.1729 | 7470.5657 | 4588.6905 | 2035381.5448
Sunday | Sunday | 9 | 16 | 701854.5839 | 1063567.1912 | 245846.0051 | 303.4493 | 7580.5408 | 4640.9833 | 2023792.7535
Sunday | Sunday | 9 | 17 | 731622.9672 | 1019997.0317 | 242594.532 | 71338.9542 | 6967.9822 | 4706.3492 | 2077227.8166
Sunday | Sunday | 9 | 18 | 810236.0061 | 1035603.6414 | 240432.6899 | 71469.4245 | 4148.1838 | 4767.3575 | 2166657.3031
Sunday | Sunday | 9 | 19 | 850349.7038 | 1035035.1249 | 240945.6793 | 72090.3746 | 2896.3253 | 4688.9183 | 2206006.1261
Sunday | Sunday | 9 | 20 | 861703.6631 | 1007446.5853 | 239292.8749 | 72304.4154 | 2368.5482 | 4579.975 | 2187696.0619
Sunday | Sunday | 9 | 21 | 880386.0607 | 976815.6349 | 236846.0626 | 72307.9402 | 2600.7082 | 4383.8772 | 2173340.2837
Sunday | Sunday | 9 | 22 | 892023.362 | 946011.4243 | 234299.3836 | 72296.4121 | 2077.9182 | 4113.6979 | 2150822.1981
Sunday | Sunday | 9 | 23 | 875621.2286 | 916353.3855 | 236843.6321 | 72232.2901 | 2310.1642 | 4022.1855 | 2107382.886
WeekDay | Monday | 9 | 0 | 836502.9781 | 880941.2622 | 234513.4899 | 71652.7465 | 2990.909 | 3935.0309 | 2030536.4167
WeekDay | Monday | 9 | 1 | 795370.0355 | 845127.0182 | 233269.1717 | 71409.6355 | 3674.6633 | 3895.8113 | 1952746.3355
WeekDay | Monday | 9 | 2 | 763233.346 | 815416.1946 | 231724.4805 | 71375.6222 | 3692.5482 | 3869.6649 | 1889311.8565
WeekDay | Monday | 9 | 3 | 727642.9329 | 816256.9361 | 231878.4589 | 71382.1645 | 3409.141 | 3852.234 | 1854421.8673
WeekDay | Monday | 9 | 4 | 695102.9905 | 813506.6183 | 231737.9008 | 71359.33 | 3508.196 | 3882.7381 | 1819097.7737
WeekDay | Monday | 9 | 5 | 676362.0923 | 815001.8679 | 233891.086 | 612.6631 | 4006.2222 | 3882.7381 | 1733756.6696
WeekDay | Monday | 9 | 6 | 672561.1076 | 804051.219 | 233137.1318 | 605.5136 | 4197.4533 | 3717.1444 | 1718269.5696
WeekDay | Monday | 9 | 7 | 689350.2653 | 809431.4184 | 228490.7554 | 319.8481 | 2946.8846 | 3738.933 | 1734278.1049
WeekDay | Monday | 9 | 8 | 717461.3406 | 848520.2465 | 230489.6371 | 209.1587 | 3471.8242 | 3673.567 | 1803825.7741
WeekDay | Monday | 9 | 9 | 723910.4983 | 891607.1707 | 230313.1044 | 201.1258 | 3706.3058 | 3891.4536 | 1853629.6587
WeekDay | Monday | 9 | 10 | 712945.1499 | 927954.5879 | 230011.9721 | 198.8575 | 3854.8883 | 4131.1288 | 1879096.5846
WeekDay | Monday | 9 | 11 | 700863.1752 | 960870.2244 | 235753.3498 | 216.1216 | 4357.0418 | 4270.5762 | 1906330.4891
WeekDay | Monday | 9 | 12 | 701903.7642 | 987554.1554 | 237234.1879 | 219.0696 | 5066.9356 | 4344.6576 | 1936322.7702
WeekDay | Monday | 9 | 13 | 696436.6834 | 990489.1125 | 240828.3604 | 210.1268 | 5694.2836 | 4292.3648 | 1937950.9314
WeekDay | Monday | 9 | 14 | 681884.1943 | 993201.8265 | 238288.8042 | 215.2098 | 6310.0235 | 4654.0565 | 1924554.1148
WeekDay | Monday | 9 | 15 | 680225.3449 | 988238.7048 | 237477.8576 | 213.0157 | 6646.3116 | 4492.8204 | 1917294.0551
WeekDay | Monday | 9 | 16 | 687097.5292 | 971490.3257 | 235658.4135 | 434.2089 | 6763.2515 | 4728.1379 | 1906171.8666
WeekDay | Monday | 9 | 17 | 718251.6835 | 968274.2568 | 231883.6312 | 71087.0136 | 5285.6819 | 4824.008 | 1999606.275
WeekDay | Monday | 9 | 18 | 800320.3009 | 1006031.5041 | 229971.0611 | 71604.0088 | 2755.6535 | 4911.1626 | 2115593.691
WeekDay | Monday | 9 | 19 | 894729.9996 | 1000865.2194 | 226508.25 | 71928.2069 | 2349.2015 | 4810.9348 | 2201191.8123
WeekDay | Monday | 9 | 20 | 959170.0555 | 969319.7342 | 227760.5672 | 71836.1733 | 2084.2811 | 4545.1132 | 2234715.9245
WeekDay | Monday | 9 | 21 | 997661.026 | 937488.6496 | 227187.0697 | 71843.398 | 2221.8574 | 4383.8772 | 2240785.8779
WeekDay | Monday | 9 | 22 | 995327.6264 | 918797.526 | 221402.0211 | 71676.0141 | 1890.2985 | 4157.2752 | 2213250.7612
WeekDay | Monday | 9 | 23 | 946650.7733 | 894095.7511 | 222494.6208 | 71141.1123 | 2303.0275 | 4083.1937 | 2140768.4787
WeekDay | Tuesday | 9 | 0 | 881230.1354 | 871600.1013 | 223968.0052 | 70996.7095 | 3289.4496 | 4118.0556 | 2055202.4566
WeekDay | Tuesday | 9 | 1 | 825124.6031 | 854205.8385 | 224703.8376 | 70903.3965 | 4222.217 | 4043.9742 | 1983203.8668
WeekDay | Tuesday | 9 | 2 | 784573.6198 | 832804.659 | 226381.9395 | 70889.0385 | 4024.1071 | 4017.8278 | 1922691.1917
WeekDay | Tuesday | 9 | 3 | 737551.1739 | 822383.4588 | 229592.9179 | 70889.4325 | 3106.4731 | 4183.4215 | 1867706.8778
WeekDay | Tuesday | 9 | 4 | 717640.4513 | 824896.265 | 235227.6869 | 70888.9442 | 3244.0494 | 4444.8854 | 1856342.2823
WeekDay | Tuesday | 9 | 5 | 728596.2494 | 860134.9658 | 244119.5721 | 243.5679 | 4251.108 | 4819.6502 | 1842165.1136
WeekDay | Tuesday | 9 | 6 | 742586.5835 | 921003.9691 | 256097.0302 | 236.2633 | 4091.5195 | 5050.61 | 1929065.9756
WeekDay | Tuesday | 9 | 7 | 648654.7514 | 1073853.9506 | 275034.1293 | 200.1825 | 3255.0555 | 5495.0985 | 2006493.1678
WeekDay | Tuesday | 9 | 8 | 589407.9636 | 1272171.5062 | 291351.342 | 194.339 | 3846.6337 | 5503.814 | 2162475.5985
WeekDay | Tuesday | 9 | 9 | 575636.9321 | 1368600.7313 | 302425.2523 | 210.4123 | 4352.9145 | 5394.8707 | 2256621.1133
WeekDay | Tuesday | 9 | 10 | 579504.5291 | 1431523.7088 | 309870.0388 | 265.0917 | 4768.395 | 5438.448 | 2331370.2113
WeekDay | Tuesday | 9 | 11 | 588602.544 | 1454848.8559 | 315356.3917 | 269.2961 | 4567.5336 | 5447.1635 | 2369091.7847
WeekDay | Tuesday | 9 | 12 | 591357.4536 | 1450784.7103 | 318524.5052 | 265.0184 | 5035.293 | 5429.7325 | 2371396.7131
WeekDay | Tuesday | 9 | 13 | 584955.4686 | 1456221.2317 | 316552.704 | 246.2712 | 5842.866 | 5425.3748 | 2369243.9163
WeekDay | Tuesday | 9 | 14 | 589587.7146 | 1444277.146 | 316923.8138 | 241.7794 | 6129.0247 | 5708.6273 | 2362868.1057
WeekDay | Tuesday | 9 | 15 | 626093.5735 | 1382909.1276 | 315418.0783 | 263.7676 | 6479.5863 | 5813.2129 | 2336977.3461
WeekDay | Tuesday | 9 | 16 | 676696.4935 | 1316642.8328 | 304489.1188 | 254.1499 | 6881.3092 | 5577.8954 | 2310541.7995
WeekDay | Tuesday | 9 | 17 | 733944.5878 | 1200125.1696 | 293986.4563 | 70890.6871 | 5866.2539 | 5312.0738 | 2310125.2286
WeekDay | Tuesday | 9 | 18 | 839547.6603 | 1152765.6944 | 290650.6415 | 71177.4729 | 3332.8721 | 5294.6429 | 2362768.9841
WeekDay | Tuesday | 9 | 19 | 932217.992 | 1122403.7358 | 285064.7702 | 71400.35 | 2604.3196 | 5050.61 | 2418741.7775
WeekDay | Tuesday | 9 | 20 | 986886.9762 | 1061801.1284 | 281798.6063 | 71709.7599 | 2164.0754 | 4924.2358 | 2409284.7819
WeekDay | Tuesday | 9 | 21 | 1024113.7962 | 1011026.6724 | 279755.2786 | 71695.3495 | 2348.4276 | 4789.1461 | 2393728.6705
WeekDay | Tuesday | 9 | 22 | 1020110.4511 | 957477.7093 | 274944.1197 | 71492.5883 | 2128.3055 | 4466.674 | 2330619.848
WeekDay | Tuesday | 9 | 23 | 936999.5359 | 919940.7062 | 272825.0038 | 71349.8255 | 2261.7546 | 4292.3648 | 2207669.1909
WeekDay | Wednesday | 9 | 0 | 880107.5839 | 903853.1463 | 266601.4069 | 71020.4854 | 3198.6493 | 4335.9421 | 2129117.2138
WeekDay | Wednesday | 9 | 1 | 823328.2314 | 874853.7457 | 263081.0042 | 70919.3518 | 3776.4698 | 4257.503 | 2040216.3058
WeekDay | Wednesday | 9 | 2 | 782024.5914 | 852129.7044 | 262104.8693 | 70900.9673 | 3916.7976 | 4192.137 | 1975269.0671
WeekDay | Wednesday | 9 | 3 | 741109.4755 | 828584.0141 | 262541.3394 | 70894.3261 | 3632.0146 | 4383.8772 | 1911145.0468
WeekDay | Wednesday | 9 | 4 | 707918.1252 | 835335.2797 | 264729.0219 | 70891.6542 | 3890.6581 | 4536.3977 | 1887301.1368
WeekDay | Wednesday | 9 | 5 | 744741.1467 | 874776.9577 | 274247.0528 | 249.9017 | 4926.6077 | 4741.2111 | 1903682.8777
WeekDay | Wednesday | 9 | 6 | 765692.8436 | 941197.1668 | 284758.4608 | 248.6738 | 4692.728 | 4980.8863 | 2001570.7593
WeekDay | Wednesday | 9 | 7 | 647714.9693 | 1087886.7621 | 301897.9103 | 220.1281 | 3332.0983 | 5482.0253 | 2046533.8935
WeekDay | Wednesday | 9 | 8 | 569301.7185 | 1301955.0675 | 315939.8411 | 245.05 | 4126.6875 | 5821.9283 | 2197390.2929
WeekDay | Wednesday | 9 | 9 | 549219.6651 | 1418876.9384 | 324345.1633 | 264.0379 | 4614.6534 | 5608.3995 | 2302928.8577
WeekDay | Wednesday | 9 | 10 | 551223.9605 | 1485066.1107 | 326497.4346 | 279.3564 | 5241.6575 | 5651.9768 | 2373960.4966
WeekDay | Wednesday | 9 | 11 | 558227.9204 | 1523391.1091 | 333925.878 | 303.7434 | 5559.2868 | 5482.0253 | 2426889.963
WeekDay | Wednesday | 9 | 12 | 561905.8609 | 1522799.6417 | 335422.6824 | 296.7652 | 5937.5357 | 5264.1388 | 2431626.6247
WeekDay | Wednesday | 9 | 13 | 557349.033 | 1520931.0562 | 335550.945 | 283.2401 | 6447.1699 | 5503.814 | 2426065.2582
WeekDay | Wednesday | 9 | 14 | 565916.3059 | 1509627.4764 | 331450.5365 | 283.8845 | 7032.2992 | 5691.1964 | 2420001.6988
WeekDay | Wednesday | 9 | 15 | 608318.521 | 1442760.1961 | 324023.3239 | 283.2115 | 7408.8283 | 5203.1305 | 2387997.2114
WeekDay | Wednesday | 9 | 16 | 663973.5402 | 1349796.5206 | 319966.1197 | 284.7059 | 7535.3985 | 5198.7728 | 2346755.0578
WeekDay | Wednesday | 9 | 17 | 723348.8609 | 1220558.8853 | 310905.7344 | 71062.7694 | 5915.1795 | 5364.3666 | 2337155.7961
WeekDay | Wednesday | 9 | 18 | 833404.7189 | 1165455.9827 | 307839.1263 | 71401.5179 | 3498.5656 | 5294.6429 | 2386894.5544
WeekDay | Wednesday | 9 | 19 | 926913.3139 | 1129145.8634 | 313679.9879 | 71999.9219 | 3092.1136 | 5115.9759 | 2449947.1767
WeekDay | Wednesday | 9 | 20 | 980641.8026 | 1071193.0489 | 308458.6995 | 72001.6515 | 2488.7555 | 4919.878 | 2439703.836
WeekDay | Wednesday | 9 | 21 | 1021636.5147 | 1014343.8836 | 302021.6695 | 71786.219 | 2557.5436 | 4680.2029 | 2417026.0332
WeekDay | Wednesday | 9 | 22 | 1025734.7179 | 961207.537 | 299810.8984 | 71611.2278 | 2120.051 | 4370.804 | 2364855.236
WeekDay | Wednesday | 9 | 23 | 965979.2766 | 920303.5168 | 298202.1763 | 71351.2258 | 2457.1129 | 4266.2184 | 2262559.5268
WeekDay | Thursday | 9 | 0 | 876794.1901 | 883093.1568 | 291977.8618 | 71009.4513 | 3250.9283 | 4331.5844 | 2130457.1727
WeekDay | Thursday | 9 | 1 | 822079.5804 | 854081.9322 | 288485.6836 | 70895.2532 | 4183.6956 | 4244.4298 | 2043970.5748
WeekDay | Thursday | 9 | 2 | 782370.3882 | 829263.9808 | 288279.8114 | 70880.997 | 4257.9869 | 4122.4133 | 1979175.5776
WeekDay | Thursday | 9 | 3 | 742523.083 | 819696.487 | 287041.5267 | 70877.7664 | 3852.1367 | 4205.2102 | 1928196.21
WeekDay | Thursday | 9 | 4 | 720653.6921 | 830048.9534 | 285551.9837 | 70878.466 | 4370.7994 | 4375.1617 | 1915879.0563
WeekDay | Thursday | 9 | 5 | 734780.4748 | 860961.1244 | 293040.193 | 236.3851 | 5419.1309 | 4710.707 | 1899148.0151
WeekDay | Thursday | 9 | 6 | 751599.7785 | 903505.7186 | 303533.6739 | 255.6329 | 5754.8171 | 4810.9348 | 1969460.5558
WeekDay | Thursday | 9 | 7 | 642119.8189 | 1061091.0001 | 319556.4675 | 230.8795 | 4231.8474 | 5111.6182 | 2032341.6315
WeekDay | Thursday | 9 | 8 | 568492.5837 | 1276281.0619 | 333010.2275 | 240.9208 | 4553.7759 | 5482.0253 | 2188060.5951
WeekDay | Thursday | 9 | 9 | 550038.3384 | 1400268.6396 | 338935.5867 | 259.2215 | 5344.8397 | 5739.1314 | 2300585.7574
WeekDay | Thursday | 9 | 10 | 552912.2418 | 1460999.1963 | 343780.9911 | 281.64 | 5534.695 | 5237.9924 | 2368746.7566
WeekDay | Thursday | 9 | 11 | 558770.6856 | 1488642.7819 | 348174.939 | 293.5051 | 5569.0891 | 5360.0089 | 2406811.0095
WeekDay | Thursday | 9 | 12 | 558927.4558 | 1487762.583 | 350908.9853 | 290.7817 | 5951.5513 | 5704.2696 | 2409545.6268
WeekDay | Thursday | 9 | 13 | 554129.0699 | 1502909.9109 | 351811.4577 | 290.5276 | 6937.9734 | 5351.2934 | 2421430.2329
WeekDay | Thursday | 9 | 14 | 559616.0756 | 1485118.5329 | 350326.7697 | 283.9416 | 6812.779 | 5773.9933 | 2407932.092
WeekDay | Thursday | 9 | 15 | 597519.9688 | 1412324.961 | 342999.8718 | 291.0645 | 7182.8592 | 5891.652 | 2366210.3773
WeekDay | Thursday | 9 | 16 | 649338.3301 | 1320147.4498 | 334461.8329 | 263.5382 | 6426.1895 | 5407.9439 | 2316045.2844
WeekDay | Thursday | 9 | 17 | 703401.2261 | 1214986.9341 | 326610.4809 | 70909.5875 | 6118.0186 | 4898.0894 | 2326924.3366
WeekDay | Thursday | 9 | 18 | 803929.7789 | 1167456.2529 | 318785.7249 | 71032.9206 | 4124.5378 | 4880.6585 | 2370209.8736
WeekDay | Thursday | 9 | 19 | 893856.3754 | 1139518.8248 | 312153.1334 | 71729.5607 | 2844.0463 | 4640.9833 | 2424742.9239
WeekDay | Thursday | 9 | 20 | 939701.5714 | 1079449.1934 | 305855.0567 | 72117.5181 | 2463.9917 | 4540.7555 | 2404128.0869
WeekDay | Thursday | 9 | 21 | 985076.2981 | 1021740.3884 | 301369.6222 | 71941.3085 | 2541.0345 | 4357.7308 | 2387026.3825
WeekDay | Thursday | 9 | 22 | 992064.1608 | 961660.3758 | 297044.5511 | 71457.3833 | 2282.391 | 4083.1937 | 2328592.0557
WeekDay | Thursday | 9 | 23 | 937490.5574 | 924838.9903 | 291734.8129 | 71190.8086 | 2707.5018 | 3987.3237 | 2231949.9947
WeekDay | Friday | 9 | 0 | 891342.3914 | 831427.4217 | 290175.1469 | 70949.2016 | 3596.7607 | 4096.2669 | 2091587.1892
WeekDay | Friday | 9 | 1 | 833105.984 | 813342.4636 | 284944.0071 | 70896.3174 | 4120.6685 | 3996.0391 | 2010405.4798
WeekDay | Friday | 9 | 2 | 785712.7391 | 793645.9803 | 283099.5217 | 70897.4578 | 3849.9011 | 3887.0959 | 1941092.6959
WeekDay | Friday | 9 | 3 | 757973.7015 | 787526.1085 | 282538.173 | 70897.7519 | 3304.0671 | 4026.5432 | 1906266.3452
WeekDay | Friday | 9 | 4 | 733802.9474 | 787448.8664 | 284293.5538 | 70895.1609 | 3515.3327 | 4144.202 | 1884100.0632
WeekDay | Friday | 9 | 5 | 748408.8419 | 817479.3716 | 291264.081 | 237.0143 | 4624.7997 | 4584.3328 | 1866598.4413
WeekDay | Friday | 9 | 6 | 764450.4362 | 864586.3977 | 302960.7635 | 236.8772 | 5224.6324 | 5015.7481 | 1942474.8552
WeekDay | Friday | 9 | 7 | 656386.4343 | 1018872.0994 | 319530.9244 | 215.4468 | 4214.2204 | 5521.2449 | 2004740.3702
WeekDay | Friday | 9 | 8 | 583720.987 | 1235199.0388 | 332467.3504 | 227.2814 | 4355.838 | 5612.7572 | 2161583.2528
WeekDay | Friday | 9 | 9 | 563837.1232 | 1343139.0289 | 339853.049 | 245.584 | 4839.4187 | 5281.5697 | 2257195.7735
WeekDay | Friday | 9 | 10 | 565659.4593 | 1408728.1939 | 347747.4364 | 273.9869 | 5471.9258 | 5599.684 | 2333480.6865
WeekDay | Friday | 9 | 11 | 566357.6285 | 1408357.0263 | 349134.8499 | 269.2047 | 4789.8913 | 6126.9695 | 2335035.5702
WeekDay | Friday | 9 | 12 | 570849.1383 | 1408868.5227 | 353452.7045 | 293.6945 | 5311.5634 | 5826.286 | 2344601.9095
WeekDay | Friday | 9 | 13 | 563688.5918 | 1413117.6598 | 355785.5333 | 310.8072 | 6342.7839 | 5782.7087 | 2345028.0847
WeekDay | Friday | 9 | 14 | 568551.6636 | 1412341.648 | 353496.6125 | 311.9209 | 6875.5482 | 5682.4809 | 2347259.8742
WeekDay | Friday | 9 | 15 | 604312.7235 | 1347809.2313 | 346028.9951 | 302.1604 | 6793.0024 | 5368.7243 | 2310614.837
WeekDay | Friday | 9 | 16 | 655984.3773 | 1268255.8101 | 338950.0664 | 285.2818 | 6746.7423 | 5094.1873 | 2275316.4653
WeekDay | Friday | 9 | 17 | 714744.8402 | 1154270.2036 | 324488.5969 | 71284.0474 | 5266.4212 | 4946.0244 | 2275000.1336
WeekDay | Friday | 9 | 18 | 820368.6428 | 1109298.9181 | 318167.0493 | 71327.4489 | 2746.0232 | 4941.6667 | 2326849.749
WeekDay | Friday | 9 | 19 | 929636.5956 | 1111381.9227 | 311892.6031 | 71604.657 | 2467.6891 | 4806.577 | 2431790.0445
WeekDay | Friday | 9 | 20 | 999426.4126 | 1050815.2992 | 305536.1716 | 71393.3623 | 1908.4414 | 4632.2678 | 2433711.9548
WeekDay | Friday | 9 | 21 | 1051231.5467 | 1004716.2145 | 302157.3278 | 71259.6233 | 2456.597 | 4462.3163 | 2436283.6256
WeekDay | Friday | 9 | 22 | 1060656.51 | 949071.6165 | 298284.5873 | 71082.8654 | 1857.7961 | 4096.2669 | 2385049.6422
WeekDay | Friday | 9 | 23 | 1001732.0044 | 910919.3122 | 294514.9375 | 70929.8405 | 2102.166 | 3974.2505 | 2284172.511
Saturday | Saturday | 9 | 0 | 920271.6948 | 885079.17 | 291619.0315 | 70893.8616 | 2354.1887 | 3904.5268 | 2174122.4733
Saturday | Saturday | 9 | 1 | 861471.8116 | 863624.8289 | 289350.8295 | 70890.2616 | 2574.3108 | 3904.5268 | 2091816.5691
Saturday | Saturday | 9 | 2 | 811008.1273 | 836568.3512 | 287353.8562 | 70889.68 | 2495.1184 | 3943.7464 | 2012258.8795
Saturday | Saturday | 9 | 3 | 774001.0181 | 817608.0901 | 285872.0477 | 70889.8742 | 2846.1959 | 4061.4051 | 1955278.6311
Saturday | Saturday | 9 | 4 | 745926.2253 | 817965.9099 | 289266.3928 | 70887.3717 | 3950.0739 | 4179.0638 | 1932175.0374
Saturday | Saturday | 9 | 5 | 758827.5207 | 843058.346 | 295546.4337 | 243.8221 | 4918.6111 | 4593.0482 | 1907187.7818
Saturday | Saturday | 9 | 6 | 776964.2637 | 886859.1214 | 300190.9856 | 256.2488 | 4839.4187 | 4758.642 | 1973868.6802
Saturday | Saturday | 9 | 7 | 679414.3984 | 1044817.6641 | 310010.4212 | 232.115 | 4064.5202 | 5264.1388 | 2043803.2576
Saturday | Saturday | 9 | 8 | 610479.436 | 1255571.4476 | 323027.1009 | 266.4243 | 5052.4041 | 5333.8625 | 2199730.6753
Saturday | Saturday | 9 | 9 | 590848.6915 | 1370261.6702 | 331597.9269 | 291.6527 | 5617.8427 | 5224.4834 | 2303842.2674
Saturday | Saturday | 9 | 10 | 590764.7874 | 1427127.0677 | 335159.3907 | 294.7844 | 5818.9621 | 5038.1178 | 2364203.1101
Saturday | Saturday | 9 | 11 | 590483.0116 | 1454827.1833 | 338981.0658 | 290.7161 | 5148.9654 | 5094.6231 | 2394825.5653
Saturday | Saturday | 9 | 12 | 587881.9573 | 1459897.4459 | 341292.3203 | 276.0915 | 5676.1407 | 5120.6242 | 2400144.5799
Saturday | Saturday | 9 | 13 | 564044.2557 | 1463934.2029 | 345097.8036 | 272.4611 | 6508.2194 | 5309.6044 | 2385166.547
Saturday | Saturday | 9 | 14 | 582521.4898 | 1446320.8531 | 339785.6809 | 266.9488 | 7074.088 | 5334.8793 | 2381303.9398
Saturday | Saturday | 9 | 15 | 612708.2091 | 1388631.9203 | 332710.9797 | 251.6741 | 8000.3205 | 5399.0832 | 2347702.1869
Saturday | Saturday | 9 | 16 | 654271.5336 | 1296203.4109 | 326051.9449 | 261.6316 | 7343.5656 | 5601.4271 | 2289733.5136
Saturday | Saturday | 9 | 17 | 705067.3684 | 1185437.677 | 321076.0862 | 70896.7153 | 5763.9316 | 5490.1597 | 2293731.9382
Saturday | Saturday | 9 | 18 | 798262.634 | 1141086.2357 | 318275.3252 | 70897.7157 | 3772.8584 | 5397.7759 | 2337692.5449
Saturday | Saturday | 9 | 19 | 847167.0343 | 1107293.6816 | 310295.1588 | 70936.2808 | 2628.2235 | 5211.4102 | 2343531.7893
Saturday | Saturday | 9 | 20 | 872669.2377 | 1057338.7377 | 298359.7357 | 70978.9637 | 2107.6691 | 5008.1947 | 2306462.5386
Saturday | Saturday | 9 | 21 | 907599.522 | 1009700.5547 | 286229.7839 | 70982.658 | 2306.8968 | 4856.1099 | 2281675.5253
Saturday | Saturday | 9 | 22 | 932518.8844 | 959015.7668 | 275983.988 | 70950.4552 | 1864.417 | 4490.3511 | 2244823.8624
Saturday | Saturday | 9 | 23 | 910892.0508 | 925216.6205 | 266832.2225 | 70942.7469 | 2027.3589 | 4394.481 | 2180305.4807
Sunday | Sunday | 9 | 0 | 871419.5236 | 891230.2273 | 259241.4503 | 70931.1978 | 3079.4738 | 4342.9145 | 2100244.7873
Sunday | Sunday | 9 | 1 | 823145.6427 | 859361.4643 | 257629.2265 | 70896.8857 | 3879.652 | 4248.7875 | 2019161.6586
Sunday | Sunday | 9 | 2 | 784425.6285 | 842742.9289 | 257031.9646 | 70892.8574 | 4117.4011 | 4325.3383 | 1963536.1187
Sunday | Sunday | 9 | 3 | 747810.061 | 820362.015 | 255652.8338 | 70891.7941 | 4464.0934 | 4282.9231 | 1903463.7204
Sunday | Sunday | 9 | 4 | 715391.73 | 816235.4211 | 254047.5753 | 70889.7876 | 4776.6496 | 4279.1464 | 1865620.3099
Sunday | Sunday | 9 | 5 | 698848.6771 | 828977.3086 | 252038.4937 | 246.3198 | 5842.0061 | 4343.786 | 1790296.5914
Sunday | Sunday | 9 | 6 | 698068.0494 | 829066.3778 | 252603.2115 | 234.8745 | 5310.4456 | 4126.9163 | 1789409.8751
Sunday | Sunday | 9 | 7 | 709720.3922 | 874451.0684 | 256165.4756 | 190.7676 | 3815.851 | 3934.4499 | 1848278.0047
Sunday | Sunday | 9 | 8 | 711496.1128 | 968635.4798 | 259478.3799 | 170.329 | 4043.2818 | 3756.7997 | 1947580.3831
Sunday | Sunday | 9 | 9 | 695191.338 | 1059746.7567 | 262340.8648 | 163.9629 | 4210.953 | 4053.5612 | 2025707.4365
Sunday | Sunday | 9 | 10 | 682569.7558 | 1112031.0251 | 261209.4334 | 169.2315 | 4322.1318 | 4658.85 | 2064960.4276
Sunday | Sunday | 9 | 11 | 681630.3076 | 1150149.7879 | 259957.8449 | 174.9979 | 5046.2991 | 4125.028 | 2101084.2654
Sunday | Sunday | 9 | 12 | 686933.7318 | 1148971.3906 | 261648.4857 | 207.5396 | 5035.293 | 3756.5092 | 2106552.9498
Sunday | Sunday | 9 | 13 | 682410.9338 | 1128885.466 | 257842.627 | 208.1964 | 6028.0781 | 3637.1074 | 2079012.4087
Sunday | Sunday | 9 | 14 | 664718.8086 | 1103361.2308 | 253345.7454 | 200.0988 | 6452.8449 | 4631.5415 | 2032710.27
Sunday | Sunday | 9 | 15 | 687692.129 | 1088724.5359 | 255127.1815 | 200.313 | 7470.5657 | 4601.4732 | 2043816.1982
Sunday | Sunday | 9 | 16 | 701854.5839 | 1062663.2895 | 252329.2566 | 197.8105 | 7580.5408 | 5056.4203 | 2029681.9015
Sunday | Sunday | 9 | 17 | 731622.9672 | 1019809.2423 | 246845.029 | 70840.5758 | 6967.9822 | 5099.4166 | 2081185.2131
Sunday | Sunday | 9 | 18 | 810236.0061 | 1034107.9958 | 246810.9851 | 70852.6027 | 4148.1838 | 5004.8538 | 2171160.6273
Sunday | Sunday | 9 | 19 | 850349.7038 | 1034690.0021 | 245639.94 | 70855.5183 | 2896.3253 | 5001.3676 | 2209432.8571
Sunday | Sunday | 9 | 20 | 861703.6631 | 1006084.6638 | 244490.092 | 70902.299 | 2368.5482 | 4849.5733 | 2190398.8394
Sunday | Sunday | 9 | 21 | 880386.0607 | 974351.8096 | 241438.492 | 70902.5046 | 2600.7082 | 4761.9829 | 2174441.558
Sunday | Sunday | 9 | 22 | 892023.362 | 943973.9649 | 239040.2434 | 70902.2704 | 2077.9182 | 4377.7763 | 2152395.5353
Sunday | Sunday | 9 | 23 | 875621.2286 | 915445.867 | 237024.3346 | 70901.4138 | 2310.1642 | 4281.4705 | 2105584.4787
WeekDay | Monday | 9 | 0 | 836502.9781 | 880682.5665 | 234262.5934 | 70905.5059 | 2990.909 | 4201.724 | 2029546.2769
WeekDay | Monday | 9 | 1 | 795370.0355 | 844603.4052 | 232849.1408 | 70879.9881 | 3674.6633 | 4121.106 | 1951498.3389
WeekDay | Monday | 9 | 2 | 763233.346 | 814982.9059 | 232457.7846 | 70867.1178 | 3692.5482 | 4181.5332 | 1889415.2358
WeekDay | Monday | 9 | 3 | 727642.9329 | 816163.4712 | 229893.3931 | 70865.6986 | 3409.141 | 4168.6053 | 1852143.242
WeekDay | Monday | 9 | 4 | 695102.9905 | 813556.515 | 223107.835 | 70865.867 | 3508.196 | 4202.1598 | 1810343.5633
WeekDay | Monday | 9 | 5 | 676362.0923 | 814536.567 | 223186.8278 | 217.9835 | 4006.2222 | 4227.1441 | 1722536.837
WeekDay | Monday | 9 | 6 | 672561.1076 | 802452.6244 | 222876.2459 | 210.2419 | 4197.4533 | 3949.2661 | 1706246.9392
WeekDay | Monday | 9 | 7 | 689350.2653 | 806172.2871 | 224073.9874 | 162.2066 | 2946.8846 | 3829.4285 | 1726535.0597
WeekDay | Monday | 9 | 8 | 717461.3406 | 844759.5812 | 232577.8661 | 153.0182 | 3471.8242 | 3568.5457 | 1801992.1761
WeekDay | Monday | 9 | 9 | 723910.4983 | 889056.8837 | 234515.8953 | 157.7462 | 3706.3058 | 3588.5913 | 1854935.9207
WeekDay | Monday | 9 | 10 | 712945.1499 | 925594.5507 | 233815.5824 | 181.8476 | 3854.8883 | 3626.7941 | 1880018.8129
WeekDay | Monday | 9 | 11 | 700863.1752 | 957293.3911 | 230063.6858 | 196.1685 | 4357.0418 | 4415.6886 | 1897189.1509
WeekDay | Monday | 9 | 12 | 701903.7642 | 984066.8831 | 231051.4098 | 200.1235 | 5066.9356 | 4087.4062 | 1926376.5224
WeekDay | Monday | 9 | 13 | 696436.6834 | 984606.5377 | 230748.2387 | 199.1383 | 5694.2836 | 4465.2215 | 1922150.1031
WeekDay | Monday | 9 | 14 | 681884.1943 | 986998.8446 | 233034.128 | 205.1209 | 6310.0235 | 4319.8185 | 1912752.1298
WeekDay | Monday | 9 | 15 | 680225.3449 | 980790.3584 | 231056.8434 | 206.4973 | 6646.3116 | 4907.5311 | 1903832.8867
WeekDay | Monday | 9 | 16 | 687097.5292 | 964395.6525 | 230648.7638 | 210.9911 | 6763.2515 | 5002.3844 | 1894118.5724
WeekDay | Monday | 9 | 17 | 718251.6835 | 960826.1723 | 231933.8518 | 70844.2576 | 5285.6819 | 5226.2265 | 1992367.8736
WeekDay | Monday | 9 | 18 | 800320.3009 | 1003621.1109 | 234825.5705 | 70850.6247 | 2755.6535 | 5160.4248 | 2117533.6853
WeekDay | Monday | 9 | 19 | 894729.9996 | 999949.0422 | 234589.9865 | 70902.6902 | 2349.2015 | 5114.2328 | 2207635.1529
WeekDay | Monday | 9 | 20 | 959170.0555 | 969430.3861 | 235240.8385 | 70928.0015 | 2084.2811 | 4916.6824 | 2241770.2451
WeekDay | Monday | 9 | 21 | 997661.026 | 937778.1447 | 235286.3792 | 70917.885 | 2221.8574 | 4789.0009 | 2248654.2931
WeekDay | Monday | 9 | 22 | 995327.6264 | 918877.1874 | 233917.9602 | 70911.6883 | 1890.2985 | 4570.2428 | 2225495.0035
WeekDay | Monday | 9 | 23 | 946650.7733 | 895064.3767 | 234812.5779 | 70905.3916 | 2303.0275 | 4440.3824 | 2154176.5294
WeekDay | Tuesday | 9 | 0 | 881230.1354 | 871914.142 | 233873.0047 | 70901.151 | 3289.4496 | 4357.5855 | 2065565.4682
WeekDay | Tuesday | 9 | 1 | 825124.6031 | 853531.095 | 233886.8937 | 70865.9042 | 4222.217 | 4332.7465 | 1991963.4593
WeekDay | Tuesday | 9 | 2 | 784573.6198 | 831758.4749 | 235104.9258 | 70863.1609 | 4024.1071 | 4383.0056 | 1930707.294
WeekDay | Tuesday | 9 | 3 | 737551.1739 | 820601.6254 | 236623.827 | 70864.4887 | 3106.4731 | 4488.8985 | 1873236.4866
WeekDay | Tuesday | 9 | 4 | 717640.4513 | 823549.4386 | 242671.6832 | 70859.4724 | 3244.0494 | 4707.0755 | 1862672.1704
WeekDay | Tuesday | 9 | 5 | 728596.2494 | 861236.0231 | 251696.3518 | 218.4613 | 4251.108 | 4908.4027 | 1850906.5964
WeekDay | Tuesday | 9 | 6 | 742586.5835 | 923084.7889 | 260974.2522 | 219.7645 | 4091.5195 | 5097.6735 | 1936054.582
WeekDay | Tuesday | 9 | 7 | 648654.7514 | 1077018.12 | 279265.2178 | 184.1806 | 3255.0555 | 5488.9977 | 2013866.3229
WeekDay | Tuesday | 9 | 8 | 589407.9636 | 1276444.0451 | 296393.6244 | 210.9958 | 3846.6337 | 5625.5399 | 2171928.8025
WeekDay | Tuesday | 9 | 9 | 575636.9321 | 1374383.9839 | 310314.9158 | 229.6573 | 4352.9145 | 5750.6068 | 2270669.0104
WeekDay | Tuesday | 9 | 10 | 579504.5291 | 1438092.5349 | 319212.7861 | 253.3389 | 4768.395 | 6000.3048 | 2347831.8887
WeekDay | Tuesday | 9 | 11 | 588602.544 | 1461500.3085 | 325920.4503 | 274.8788 | 4567.5336 | 5940.1681 | 2386805.8832
WeekDay | Tuesday | 9 | 12 | 591357.4536 | 1456492.3393 | 330817.2327 | 262.8481 | 5035.293 | 6186.6704 | 2390151.8371
WeekDay | Tuesday | 9 | 13 | 584955.4686 | 1463995.5352 | 332022.5375 | 257.6442 | 5842.866 | 5856.6449 | 2392930.6964
WeekDay | Tuesday | 9 | 14 | 589587.7146 | 1451879.951 | 329613.6604 | 276.9339 | 6129.0247 | 5675.5086 | 2383162.7931
WeekDay | Tuesday | 9 | 15 | 626093.5735 | 1389504.4535 | 322658.3138 | 286.1756 | 6479.5863 | 5941.4754 | 2350963.5782
WeekDay | Tuesday | 9 | 16 | 676696.4935 | 1322708.7586 | 315523.3159 | 245.5526 | 6881.3092 | 5446.7277 | 2327502.1575
WeekDay | Tuesday | 9 | 17 | 733944.5878 | 1206330.283 | 307911.5822 | 70901.0806 | 5866.2539 | 5314.979 | 2330268.7665
WeekDay | Tuesday | 9 | 18 | 839547.6603 | 1156860.5286 | 298830.6282 | 70908.7632 | 3332.8721 | 5363.0593 | 2374843.5117
WeekDay | Tuesday | 9 | 19 | 932217.992 | 1126744.4417 | 292130.6767 | 71170.8288 | 2604.3196 | 5169.1402 | 2430037.3991
WeekDay | Tuesday | 9 | 20 | 986886.9762 | 1065362.0098 | 286494.6797 | 71670.0192 | 2164.0754 | 4994.9763 | 2417572.7365
WeekDay | Tuesday | 9 | 21 | 1024113.7962 | 1014122.0172 | 283569.8876 | 71578.7394 | 2348.4276 | 4746.5856 | 2400479.4536
WeekDay | Tuesday | 9 | 22 | 1020110.4511 | 960160.6547 | 280910.3349 | 71188.6583 | 2128.3055 | 4561.8178 | 2339060.2225
WeekDay | Tuesday | 9 | 23 | 936999.5359 | 922697.8213 | 276515.8626 | 70925.3334 | 2261.7546 | 4418.739 | 2213819.0467
WeekDay | Wednesday | 9 | 0 | 880107.5839 | 904411.9943 | 270828.9361 | 70921.6353 | 3198.6493 | 4413.8002 | 2133882.5991
WeekDay | Wednesday | 9 | 1 | 823328.2314 | 874004.0978 | 268114.7784 | 70917.9354 | 3776.4698 | 4306.6001 | 2044448.1129
WeekDay | Wednesday | 9 | 2 | 782024.5914 | 852840.2931 | 270666.8196 | 70914.1727 | 3916.7976 | 4414.236 | 1984776.9104
WeekDay | Wednesday | 9 | 3 | 741109.4755 | 833664.8314 | 269752.6867 | 70911.8225 | 3632.0146 | 4520.2741 | 1923591.1049
WeekDay | Wednesday | 9 | 4 | 707918.1252 | 839070.7113 | 273927.5873 | 70911.2761 | 3890.6581 | 4701.9915 | 1900420.3495
WeekDay | Wednesday | 9 | 5 | 744741.1467 | 874860.886 | 279910.6554 | 269.1952 | 4926.6077 | 4944.1361 | 1909652.6272
WeekDay | Wednesday | 9 | 6 | 765692.8436 | 941034.1782 | 288463.1686 | 269.5236 | 4692.728 | 5129.9207 | 2005282.3627
WeekDay | Wednesday | 9 | 7 | 647714.9693 | 1087947.0295 | 305021.2612 | 240.7875 | 3332.0983 | 5297.2575 | 2049553.4033
WeekDay | Wednesday | 9 | 8 | 569301.7185 | 1300971.0843 | 315777.9257 | 267.0906 | 4126.6875 | 5714.8734 | 2196159.3801
WeekDay | Wednesday | 9 | 9 | 549219.6651 | 1418638.2691 | 325038.1753 | 284.8773 | 4614.6534 | 6215.5767 | 2304011.217
WeekDay | Wednesday | 9 | 10 | 551223.9605 | 1486764.0061 | 324912.161 | 302.8382 | 5241.6575 | 5471.5668 | 2373916.19
WeekDay | Wednesday | 9 | 11 | 558227.9204 | 1523579.904 | 329337.5695 | 343.9343 | 5559.2868 | 5308.2971 | 2422356.9121
WeekDay | Wednesday | 9 | 12 | 561905.8609 | 1521208.093 | 332593.8289 | 355.7299 | 5937.5357 | 5563.6601 | 2427564.7086
WeekDay | Wednesday | 9 | 13 | 557349.033 | 1522513.303 | 332024.7403 | 351.7682 | 6447.1699 | 5588.2087 | 2424274.2231
WeekDay | Wednesday | 9 | 14 | 565916.3059 | 1515184.7726 | 328842.2256 | 331.1211 | 7032.2992 | 5779.0773 | 2423085.8017
WeekDay | Wednesday | 9 | 15 | 608318.521 | 1448123.4773 | 324659.4988 | 299.6913 | 7408.8283 | 6420.0995 | 2395230.1162
WeekDay | Wednesday | 9 | 16 | 663973.5402 | 1354532.8015 | 320333.1262 | 284.5622 | 7535.3985 | 5787.5022 | 2352446.9308
WeekDay | Wednesday | 9 | 17 | 723348.8609 | 1226907.1303 | 308441.057 | 70955.798 | 5915.1795 | 5649.5074 | 2341217.5332
WeekDay | Wednesday | 9 | 18 | 833404.7189 | 1169899.0173 | 301311.4059 | 70991.715 | 3498.5656 | 5460.963 | 2384566.3857
WeekDay | Wednesday | 9 | 19 | 926913.3139 | 1131772.4622 | 295971.9373 | 71372.3783 | 3092.1136 | 5340.8348 | 2434463.0401
WeekDay | Wednesday | 9 | 20 | 980641.8026 | 1071071.6073 | 291554.4534 | 71796.5687 | 2488.7555 | 5175.6768 | 2422728.8644
WeekDay | Wednesday | 9 | 21 | 1021636.5147 | 1014641.8238 | 282601.7835 | 71768.1544 | 2557.5436 | 4985.6798 | 2398191.4998
WeekDay | Wednesday | 9 | 22 | 1025734.7179 | 961184.4656 | 276540.3142 | 71725.8646 | 2120.051 | 4676.5714 | 2341981.9846
WeekDay | Wednesday | 9 | 23 | 965979.2766 | 920744.9759 | 273261.0187 | 71484.7877 | 2457.1129 | 4519.9836 | 2238447.1554
WeekDay | Thursday | 9 | 0 | 876794.1901 | 883738.919 | 270631.1502 | 71179.2281 | 3250.9283 | 4480.764 | 2110075.1798
WeekDay | Thursday | 9 | 1 | 822079.5804 | 854642.595 | 269769.8228 | 70885.3119 | 4183.6956 | 4398.984 | 2025959.9896
WeekDay | Thursday | 9 | 2 | 782370.3882 | 829923.6714 | 267264.1667 | 70880.6677 | 4257.9869 | 4464.7857 | 1959161.6666
WeekDay | Thursday | 9 | 3 | 742523.083 | 819172.2763 | 269156.4858 | 70880.5021 | 3852.1367 | 4570.5333 | 1910155.0172
WeekDay | Thursday | 9 | 4 | 720653.6921 | 830103.2369 | 273260.4158 | 70883.3215 | 4370.7994 | 4726.6853 | 1903998.151
WeekDay | Thursday | 9 | 5 | 734780.4748 | 862577.7996 | 277089.0393 | 241.6708 | 5419.1309 | 5046.5428 | 1885154.6582
WeekDay | Thursday | 9 | 6 | 751599.7785 | 905486.0436 | 283876.0708 | 243.0901 | 5754.8171 | 5418.4024 | 1952378.2026
WeekDay | Thursday | 9 | 7 | 642119.8189 | 1060842.3003 | 298652.0924 | 222.325 | 4231.8474 | 5920.1225 | 2011988.5065
WeekDay | Thursday | 9 | 8 | 568492.5837 | 1280381.5241 | 309857.4461 | 207.9727 | 4553.7759 | 6041.5579 | 2169534.8605
WeekDay | Thursday | 9 | 9 | 550038.3384 | 1404925.6345 | 312121.0597 | 239.0789 | 5344.8397 | 6105.9071 | 2278774.8583
WeekDay | Thursday | 9 | 10 | 552912.2418 | 1465775.6667 | 314869.4959 | 253.4998 | 5534.695 | 6482.8508 | 2345828.4499
WeekDay | Thursday | 9 | 11 | 558770.6856 | 1491769.0681 | 327986.8759 | 282.1987 | 5569.0891 | 6060.8772 | 2390438.7946
WeekDay | Thursday | 9 | 12 | 558927.4558 | 1490816.3729 | 335339.4117 | 273.4225 | 5951.5513 | 6360.6891 | 2397668.9033
WeekDay | Thursday | 9 | 13 | 554129.0699 | 1507229.4412 | 335707.1463 | 261.4393 | 6937.9734 | 5752.6404 | 2410017.7105
WeekDay | Thursday | 9 | 14 | 559616.0756 | 1486751.5223 | 332528.7298 | 235.4656 | 6812.779 | 6167.9321 | 2392112.5043
WeekDay | Thursday | 9 | 15 | 597519.9688 | 1412993.604 | 325807.411 | 221.4578 | 7182.8592 | 6795.1549 | 2350520.4558
WeekDay | Thursday | 9 | 16 | 649338.3301 | 1322327.9825 | 317513.5271 | 216.1892 | 6426.1895 | 5893.1046 | 2301715.323
WeekDay | Thursday | 9 | 17 | 703401.2261 | 1215398.6336 | 305853.0925 | 70859.9388 | 6118.0186 | 6076.1293 | 2307707.0388
WeekDay | Thursday | 9 | 18 | 803929.7789 | 1169023.7711 | 293456.8757 | 71039.1211 | 4124.5378 | 6008.4392 | 2347582.5238
WeekDay | Thursday | 9 | 19 | 893856.3754 | 1141217.5552 | 285199.019 | 71467.0477 | 2844.0463 | 5782.7087 | 2400366.7523
WeekDay | Thursday | 9 | 20 | 939701.5714 | 1080701.4077 | 280776.5661 | 71535.7024 | 2463.9917 | 5618.277 | 2380797.5163
WeekDay | Thursday | 9 | 21 | 985076.2981 | 1022613.2101 | 275366.9244 | 71352.051 | 2541.0345 | 5433.364 | 2362382.8821
WeekDay | Thursday | 9 | 22 | 992064.1608 | 962912.1905 | 269565.2558 | 71161.4234 | 2282.391 | 5112.635 | 2303098.0566
WeekDay | Thursday | 9 | 23 | 937490.5574 | 926757.721 | 267285.0234 | 70905.4944 | 2707.5018 | 4960.4049 | 2210106.703
WeekDay | Friday | 9 | 0 | 891342.3914 | 834744.648 | 271214.5199 | 70893.1867 | 3596.7607 | 4908.9837 | 2076700.4905
WeekDay | Friday | 9 | 1 | 833105.984 | 815974.8406 | 269487.008 | 70868.9444 | 4120.6685 | 4844.9251 | 1998402.3706
WeekDay | Friday | 9 | 2 | 785712.7391 | 796919.1645 | 268862.68 | 70857.6362 | 3849.9011 | 4936.0017 | 1931138.1226
WeekDay | Friday | 9 | 3 | 757973.7015 | 789567.194 | 269822.1158 | 70858.4995 | 3304.0671 | 5054.5319 | 1896580.1099
WeekDay | Friday | 9 | 4 | 733802.9474 | 789197.6676 | 271967.4875 | 70857.5715 | 3515.3327 | 5209.3766 | 1874550.3833
WeekDay | Friday | 9 | 5 | 748408.8419 | 819085.4588 | 279406.8649 | 215.0498 | 4624.7997 | 5513.2557 | 1857254.271
WeekDay | Friday | 9 | 6 | 764450.4362 | 865636.9301 | 287461.2396 | 219.8596 | 5224.6324 | 5725.913 | 1928719.011
WeekDay | Friday | 9 | 7 | 656386.4343 | 1021647.3065 | 301647.3079 | 193.7764 | 4214.2204 | 6077.8724 | 1990166.9179
WeekDay | Friday | 9 | 8 | 583720.987 | 1238710.8942 | 313849.3663 | 208.7846 | 4355.838 | 6021.2219 | 2146867.092
WeekDay | Friday | 9 | 9 | 563837.1232 | 1344479.6596 | 317751.5771 | 226.6122 | 4839.4187 | 6220.9512 | 2237355.3421
WeekDay | Friday | 9 | 10 | 565659.4593 | 1409769.7736 | 322637.8713 | 248.1255 | 5471.9258 | 5954.6938 | 2309741.8494
WeekDay | Friday | 9 | 11 | 566357.6285 | 1408427.1019 | 326982.1075 | 238.0185 | 4789.8913 | 6031.8257 | 2312826.5734
WeekDay | Friday | 9 | 12 | 570849.1383 | 1406840.1889 | 333143.7323 | 241.4519 | 5311.5634 | 5916.2006 | 2322302.2754
WeekDay | Friday | 9 | 13 | 563688.5918 | 1411408.5397 | 339624.6174 | 246.3474 | 6342.7839 | 6242.1588 | 2327553.0389
WeekDay | Friday | 9 | 14 | 568551.6636 | 1409316.0127 | 338712.6774 | 246.1637 | 6875.5482 | 6655.998 | 2330358.0635
WeekDay | Friday | 9 | 15 | 604312.7235 | 1346530.9831 | 333581.6756 | 229.4935 | 6793.0024 | 6726.5932 | 2298174.4714
WeekDay | Friday | 9 | 16 | 655984.3773 | 1269562.0969 | 325965.9753 | 278.6197 | 6746.7423 | 6352.1189 | 2264889.9304
WeekDay | Friday | 9 | 17 | 714744.8402 | 1154796.4007 | 320545.3262 | 71227.8812 | 5266.4212 | 6318.1286 | 2272898.9981
WeekDay | Friday | 9 | 18 | 820368.6428 | 1108712.5966 | 315889.0633 | 71242.4648 | 2746.0232 | 6272.3724 | 2325231.1631
WeekDay | Friday | 9 | 19 | 929636.5956 | 1110610.0742 | 308275.0343 | 71376.4056 | 2467.6891 | 5903.1274 | 2428268.9263
WeekDay | Friday | 9 | 20 | 999426.4126 | 1050959.4804 | 300454.3207 | 71403.6958 | 1908.4414 | 5683.3525 | 2429835.7033
WeekDay | Friday | 9 | 21 | 1051231.5467 | 1003621.147 | 294061.8387 | 71229.3442 | 2456.597 | 5489.5787 | 2428090.0524
WeekDay | Friday | 9 | 22 | 1060656.51 | 948118.1212 | 291377.902 | 71133.0443 | 1857.7961 | 5202.259 | 2378345.6325
WeekDay | Friday | 9 | 23 | 1001732.0044 | 909220.6785 | 285161.8013 | 71038.4948 | 2102.166 | 4982.4841 | 2274237.6291
Saturday | Saturday | 9 | 0 | 920271.6948 | 882606.3282 | 282990.5318 | 70899.3691 | 2354.1887 | 4918.8612 | 2164040.9738
Saturday | Saturday | 9 | 1 | 861471.8116 | 862002.0609 | 274245.7084 | 70865.0798 | 2574.3108 | 4846.5229 | 2076005.4944
Saturday | Saturday | 9 | 2 | 811008.1273 | 836961.6408 | 270626.1407 | 70864.3897 | 2495.1184 | 4915.9561 | 1996871.373
Saturday | Saturday | 9 | 3 | 774001.0181 | 816837.2762 | 264566.871 | 70863.6739 | 2846.1959 | 5004.2728 | 1934119.3079
Saturday | Saturday | 9 | 4 | 745926.2253 | 816499.9284 | 266625.5435 | 70862.1176 | 3950.0739 | 5211.5555 | 1909075.4441
Saturday | Saturday | 9 | 5 | 758827.5207 | 841698.7228 | 276799.4223 | 219.7778 | 4918.6111 | 5576.8786 | 1888040.9334
Saturday | Saturday | 9 | 6 | 776964.2637 | 884776.4833 | 285539.4908 | 218.1073 | 4839.4187 | 5758.8865 | 1958096.6503
Saturday | Saturday | 9 | 7 | 679414.3984 | 1045801.0934 | 299459.8893 | 181.8485 | 4064.5202 | 6063.2013 | 2034984.9512
Saturday | Saturday | 9 | 8 | 610479.436 | 1256871.5422 | 313401.4819 | 176.5066 | 5052.4041 | 6021.3671 | 2192002.7379
Saturday | Saturday | 9 | 9 | 590848.6915 | 1370579.1763 | 324002.1498 | 187.2437 | 5617.8427 | 5982.7286 | 2297217.8326
Saturday | Saturday | 9 | 10 | 590764.7874 | 1426778.1178 | 331359.1632 | 193.1768 | 5818.9621 | 5773.4122 | 2360687.6195
Saturday | Saturday | 9 | 11 | 590483.0116 | 1458105.2906 | 330853.4229 | 201.1934 | 5148.9654 | 6129.0031 | 2390920.8871
Saturday | Saturday | 9 | 12 | 587881.9573 | 1462449.3108 | 333311.246 | 191.0474 | 5676.1407 | 6407.4621 | 2395917.1644
Saturday | Saturday | 9 | 13 | 564044.2557 | 1465869.406 | 332599.9471 | 200.4995 | 6508.2194 | 6121.1592 | 2375343.4868
Saturday | Saturday | 9 | 14 | 582521.4898 | 1448633.2402 | 327488.3547 | 222.5401 | 7074.088 | 7257.5101 | 2373197.2229
Saturday | Saturday | 9 | 15 | 612708.2091 | 1389822.2925 | 316070.3501 | 224.8379 | 8000.3205 | 6796.3169 | 2333622.3271
Saturday | Saturday | 9 | 16 | 654271.5336 | 1297904.5673 | 308758.9157 | 223.2064 | 7343.5656 | 6100.3873 | 2274602.1759
Saturday | Saturday | 9 | 17 | 705067.3684 | 1188793.7334 | 300662.072 | 70861.4332 | 5763.9316 | 5664.0332 | 2276812.5718
Saturday | Saturday | 9 | 18 | 798262.634 | 1142913.01 | 295744.8349 | 70869.5422 | 3772.8584 | 5752.7857 | 2317315.6651
Saturday | Saturday | 9 | 19 | 847167.0343 | 1109279.5207 | 295419.2282 | 70957.6294 | 2628.2235 | 5658.9492 | 2331110.5852
Saturday | Saturday | 9 | 20 | 872669.2377 | 1058241.8855 | 289298.8692 | 70948.224 | 2107.6691 | 5518.7755 | 2298784.6609
Saturday | Saturday | 9 | 21 | 907599.522 | 1010655.5877 | 280269.4022 | 70897.4778 | 2306.8968 | 5359.8636 | 2277088.7501
Saturday | Saturday | 9 | 22 | 932518.8844 | 961992.1722 | 274985.8904 | 70895.0591 | 1864.417 | 5062.3758 | 2247318.7989
Saturday | Saturday | 9 | 23 | 910892.0508 | 927664.3519 | 269756.6632 | 70897.9718 | 2027.3589 | 4947.7675 | 2186186.1642
Sunday | Sunday | 9 | 0 | 871419.5236 | 892154.715 | 262827.2767 | 70892.252 | 3079.4738 | 4853.2048 | 2105226.4458
Sunday | Sunday | 9 | 1 | 823145.6427 | 860156.5525 | 257847.2553 | 70850.5352 | 3879.652 | 4717.5341 | 2020597.1718
Sunday | Sunday | 9 | 2 | 784425.6285 | 842690.8202 | 258238.8739 | 70849.3768 | 4117.4011 | 4735.9818 | 1965058.0822
Sunday | Sunday | 9 | 3 | 747810.061 | 820414.012 | 258547.2224 | 70851.2682 | 4464.0934 | 4789.0009 | 1906875.6578
Sunday | Sunday | 9 | 4 | 715391.73 | 817553.4503 | 252624.8248 | 70850.0764 | 4776.6496 | 4770.5531 | 1865967.2842
Sunday | Sunday | 9 | 5 | 698848.6771 | 831448.9328 | 251226.3276 | 208.0145 | 5842.0061 | 4812.3874 | 1792386.3455
Sunday | Sunday | 9 | 6 | 698068.0494 | 827560.3725 | 251426.3241 | 196.8034 | 5310.4456 | 4713.4669 | 1787275.4619
Sunday | Sunday | 9 | 7 | 709720.3922 | 873166.1442 | 254680.6359 | 151.0935 | 3815.851 | 4524.1961 | 1846058.3128
Sunday | Sunday | 9 | 8 | 711496.1128 | 966700.1558 | 264095.2364 | 143.0959 | 4043.2818 | 4561.0915 | 1951038.9743
Sunday | Sunday | 9 | 9 | 695191.338 | 1060930.2237 | 266781.4862 | 148.7805 | 4210.953 | 4514.1733 | 2031776.9546
Sunday | Sunday | 9 | 10 | 682569.7558 | 1109626.2256 | 274963.8128 | 157.1941 | 4322.1318 | 4371.385 | 2076010.5051
Sunday | Sunday | 9 | 11 | 681630.3076 | 1146477.8686 | 279487.1337 | 167.3068 | 5046.2991 | 4404.068 | 2117212.9838
Sunday | Sunday | 9 | 12 | 686933.7318 | 1146426.0545 | 276581.6833 | 175.688 | 5035.293 | 4442.416 | 2119594.8667
Sunday | Sunday | 9 | 13 | 682410.9338 | 1127280.761 | 273557.371 | 173.8585 | 6028.0781 | 5305.5372 | 2094756.5396
Sunday | Sunday | 9 | 14 | 664718.8086 | 1105582.9811 | 271343.5856 | 234.7831 | 6452.8449 | 5883.5176 | 2054216.5209
Sunday | Sunday | 9 | 15 | 687692.129 | 1089258.8482 | 267617.6849 | 323.9107 | 7470.5657 | 5712.8398 | 2058075.9782
Sunday | Sunday | 9 | 16 | 701854.5839 | 1063886.4303 | 261383.8049 | 151.0945 | 7580.5408 | 5458.0578 | 2040314.5121
Sunday | Sunday | 9 | 17 | 731622.9672 | 1019486.4717 | 256812.6386 | 70792.9546 | 6967.9822 | 5357.5395 | 2091040.5539
Sunday | Sunday | 9 | 18 | 810236.0061 | 1033709.2364 | 255526.9743 | 70830.287 | 4148.1838 | 5459.2199 | 2179909.9075
Sunday | Sunday | 9 | 19 | 850349.7038 | 1035271.6912 | 255297.3085 | 70853.7107 | 2896.3253 | 5439.3196 | 2220108.059
Sunday | Sunday | 9 | 20 | 861703.6631 | 1007311.937 | 252671.9638 | 70872.2722 | 2368.5482 | 5276.7762 | 2200205.1604
Sunday | Sunday | 9 | 21 | 880386.0607 | 976568.7921 | 249714.6655 | 70858.8508 | 2600.7082 | 5146.0443 | 2185275.1215
Sunday | Sunday | 9 | 22 | 892023.362 | 947196.8658 | 241349.8056 | 70856.8014 | 2077.9182 | 4888.6476 | 2158393.4007
Sunday | Sunday | 9 | 23 | 875621.2286 | 917321.6596 | 241189.6 | 70877.5046 | 2310.1642 | 4796.8448 | 2112117.0018
WeekDay | Monday | 9 | 0 | 836502.9781 | 882225.8154 | 238577.294 | 70876.9335 | 2990.909 | 4706.0587 | 2035879.9888
WeekDay | Monday | 9 | 1 | 795370.0355 | 845516.7573 | 237135.9662 | 70872.9613 | 3674.6633 | 4629.0721 | 1957199.4557
WeekDay | Monday | 9 | 2 | 763233.346 | 817689.3865 | 235290.5075 | 70838.5083 | 3692.5482 | 4699.3769 | 1895443.6733
WeekDay | Monday | 9 | 3 | 727642.9329 | 818014.9458 | 235431.9514 | 70840.5996 | 3409.141 | 4686.5942 | 1860026.1649
WeekDay | Monday | 9 | 4 | 695102.9905 | 814891.1004 | 233327.3187 | 70838.4369 | 3508.196 | 4762.4187 | 1822430.4611
WeekDay | Monday | 9 | 5 | 676362.0923 | 815868.622 | 232349.9201 | 193.3909 | 4006.2222 | 4822.4101 | 1733602.6576
WeekDay | Monday | 9 | 6 | 672561.1076 | 805200.033 | 228526.5681 | 183.7551 | 4197.4533 | 4490.6416 | 1715159.5587
WeekDay | Monday | 9 | 7 | 689350.2653 | 809669.8779 | 228221.4431 | 141.4673 | 2946.8846 | 4321.8521 | 1734651.7903
WeekDay | Monday | 9 | 8 | 717461.3406 | 848699.1636 | 235189.944 | 129.131 | 3471.8242 | 4112.9716 | 1809064.3749
WeekDay | Monday | 9 | 9 | 723910.4983 | 890541.0379 | 238467.303 | 133.5715 | 3706.3058 | 4086.5347 | 1860845.2511
WeekDay | Monday | 9 | 10 | 712945.1499 | 926915.2298 | 241083.5251 | 142.6895 | 3854.8883 | 4027.1243 | 1888968.6068
WeekDay | Monday | 9 | 11 | 700863.1752 | 961714.5321 | 240605.499 | 149.206 | 4357.0418 | 4054.4327 | 1911743.8868
WeekDay | Monday | 9 | 12 | 701903.7642 | 989513.5617 | 245710.5679 | 143.2235 | 5066.9356 | 4154.5153 | 1946492.5681
WeekDay | Monday | 9 | 13 | 696436.6834 | 990091.6068 | 242133.5403 | 145.4366 | 5694.2836 | 4370.0777 | 1938871.6282
WeekDay | Monday | 9 | 14 | 681884.1943 | 991220.5436 | 239963.7908 | 150.4425 | 6310.0235 | 4605.8309 | 1924134.8257
WeekDay | Monday | 9 | 15 | 680225.3449 | 985269.9299 | 239158.4192 | 148.7653 | 6646.3116 | 4970.1372 | 1916418.9082
WeekDay | Monday | 9 | 16 | 687097.5292 | 968775.7006 | 236707.7364 | 139.5378 | 6763.2515 | 5503.6687 | 1904987.4242
WeekDay | Monday | 9 | 17 | 718251.6835 | 966217.7099 | 239044.6434 | 70806.1456 | 5285.6819 | 5816.9896 | 2005422.8538
WeekDay | Monday | 9 | 18 | 800320.3009 | 1002989.0977 | 242111.2464 | 70786.3838 | 2755.6535 | 5686.4029 | 2124649.0852
WeekDay | Monday | 9 | 19 | 894729.9996 | 998075.1718 | 242974.9533 | 70833.3282 | 2349.2015 | 5543.1788 | 2214505.8333
WeekDay | Monday | 9 | 20 | 959170.0555 | 967160.0561 | 241363.2847 | 70859.9426 | 2084.2811 | 5346.0641 | 2245983.6842
WeekDay | Monday | 9 | 21 | 997661.026 | 936170.3474 | 238646.5769 | 70858.5919 | 2221.8574 | 5271.5469 | 2250829.9465
WeekDay | Monday | 9 | 22 | 995327.6264 | 917066.5934 | 237486.8979 | 70859.2858 | 1890.2985 | 5071.3818 | 2227702.0838
WeekDay | Monday | 9 | 23 | 946650.7733 | 891537.111 | 234672.3351 | 70858.0579 | 2303.0275 | 4966.07 | 2150987.3747
WeekDay | Tuesday | 9 | 0 | 881230.1354 | 868712.031 | 238230.376 | 70861.1705 | 3289.4496 | 4824.589 | 2067147.7514
WeekDay | Tuesday | 9 | 1 | 825124.6031 | 849748.0656 | 241300.0344 | 70830.9552 | 4222.217 | 4809.0464 | 1996034.9218
WeekDay | Tuesday | 9 | 2 | 784573.6198 | 828527.5805 | 242535.3028 | 70824.2797 | 4024.1071 | 4784.2074 | 1935269.0973
WeekDay | Tuesday | 9 | 3 | 737551.1739 | 819106.2211 | 237570.6515 | 70824.8509 | 3106.4731 | 4942.974 | 1873102.3445
WeekDay | Tuesday | 9 | 4 | 717640.4513 | 821732.259 | 241681.8104 | 70822.5578 | 3244.0494 | 5027.9498 | 1860149.0777
WeekDay | Tuesday | 9 | 5 | 728596.2494 | 856634.207 | 249790.0147 | 178.3647 | 4251.108 | 5270.2396 | 1844720.1835
WeekDay | Tuesday | 9 | 6 | 742586.5835 | 916882.7128 | 260369.2065 | 180.9728 | 4091.5195 | 5459.3651 | 1929570.3602
WeekDay | Tuesday | 9 | 7 | 648654.7514 | 1071486.1143 | 284000.5425 | 142.5876 | 3255.0555 | 6091.5266 | 2013630.5779
WeekDay | Tuesday | 9 | 8 | 589407.9636 | 1268070.9751 | 304116.6666 | 183.0184 | 3846.6337 | 6013.8137 | 2171639.0711
WeekDay | Tuesday | 9 | 9 | 575636.9321 | 1366459.1717 | 316110.9235 | 206.0718 | 4352.9145 | 5848.5105 | 2268614.5241
WeekDay | Tuesday | 9 | 10 | 579504.5291 | 1429444.0811 | 320517.2859 | 217.2391 | 4768.395 | 5852.4324 | 2340303.9626
WeekDay | Tuesday | 9 | 11 | 588602.544 | 1451371.9099 | 321027.8392 | 226.9216 | 4567.5336 | 6537.4677 | 2372334.216
WeekDay | Tuesday | 9 | 12 | 591357.4536 | 1446658.7847 | 316856.9067 | 229.0604 | 5035.293 | 6550.6862 | 2366688.1846
WeekDay | Tuesday | 9 | 13 | 584955.4686 | 1452168.9512 | 315984.7192 | 219.3913 | 5842.866 | 6098.9347 | 2365270.3311
WeekDay | Tuesday | 9 | 14 | 589587.7146 | 1440600.9293 | 312676.2078 | 189.3588 | 6129.0247 | 6348.6327 | 2355531.8679
WeekDay | Tuesday | 9 | 15 | 626093.5735 | 1377146.8205 | 309321.819 | 186.9449 | 6479.5863 | 6715.1179 | 2325943.862
WeekDay | Tuesday | 9 | 16 | 676696.4935 | 1310999.9808 | 302299.3816 | 181.1746 | 6881.3092 | 6183.4747 | 2303241.8144
WeekDay | Tuesday | 9 | 17 | 733944.5878 | 1196589.2578 | 294484.9117 | 70825.2554 | 5866.2539 | 6164.7365 | 2307875.0031
WeekDay | Tuesday | 9 | 18 | 839547.6603 | 1148588.3142 | 284016.8195 | 70872.7748 | 3332.8721 | 6037.9265 | 2352396.3674
WeekDay | Tuesday | 9 | 19 | 932217.992 | 1116903.4475 | 273587.6524 | 71113.1787 | 2604.3196 | 5944.09 | 2402370.6802
WeekDay | Tuesday | 9 | 20 | 986886.9762 | 1055523.7513 | 275503.8888 | 71168.8404 | 2164.0754 | 5753.2214 | 2397000.7535
WeekDay | Tuesday | 9 | 21 | 1024113.7962 | 1005649.0713 | 274568.1412 | 70988.6024 | 2348.4276 | 5580.8005 | 2383248.8393
WeekDay | Tuesday | 9 | 22 | 1020110.4511 | 956016.0322 | 268132.0066 | 70851.2939 | 2128.3055 | 5288.9778 | 2322527.0672
WeekDay | Tuesday | 9 | 23 | 936999.5359 | 920459.9213 | 261784.7547 | 70844.2833 | 2261.7546 | 5103.1933 | 2197453.443
WeekDay | Wednesday | 9 | 0 | 880107.5839 | 903219.1887 | 256688.3857 | 70837.3794 | 3198.6493 | 5001.6581 | 2119052.8451
WeekDay | Wednesday | 9 | 1 | 823328.2314 | 870766.9399 | 262224.1494 | 70837.842 | 3776.4698 | 4886.4688 | 2035820.1013
WeekDay | Wednesday | 9 | 2 | 782024.5914 | 849236.7112 | 262530.5132 | 70834.0136 | 3916.7976 | 4970.7182 | 1973513.3452
WeekDay | Wednesday | 9 | 3 | 741109.4755 | 831147.1171 | 258105.2055 | 70836.2914 | 3632.0146 | 5098.6903 | 1909928.7944
WeekDay | Wednesday | 9 | 4 | 707918.1252 | 836089.6715 | 258352.8787 | 70835.5509 | 3890.6581 | 5270.3849 | 1882357.2692
WeekDay | Wednesday | 9 | 5 | 744741.1467 | 872532.3867 | 265890.5813 | 192.0735 | 4926.6077 | 5562.0623 | 1893844.8584
WeekDay | Wednesday | 9 | 6 | 765692.8436 | 937076.969 | 275619.6253 | 208.6333 | 4692.728 | 5832.8226 | 1989123.6218
WeekDay | Wednesday | 9 | 7 | 647714.9693 | 1080227.2561 | 289254.4188 | 175.1635 | 3332.0983 | 6108.9575 | 2026812.8636
WeekDay | Wednesday | 9 | 8 | 569301.7185 | 1291433.8757 | 304649.3044 | 196.7377 | 4126.6875 | 6070.0285 | 2175778.3522
WeekDay | Wednesday | 9 | 9 | 549219.6651 | 1406931.6077 | 312247.231 | 193.4185 | 4614.6534 | 5892.6688 | 2279099.2446
WeekDay | Wednesday | 9 | 10 | 551223.9605 | 1475066.415 | 310506.1586 | 206.0251 | 5241.6575 | 5858.969 | 2348103.1858
WeekDay | Wednesday | 9 | 11 | 558227.9204 | 1510473.8799 | 320789.7513 | 203.9358 | 5559.2868 | 6185.5083 | 2401440.2826
WeekDay | Wednesday | 9 | 12 | 561905.8609 | 1508111.5103 | 332541.8051 | 238.5944 | 5937.5357 | 6485.4655 | 2415220.7719
WeekDay | Wednesday | 9 | 13 | 557349.033 | 1507826.827 | 334623.1832 | 256.0394 | 6447.1699 | 6016.7189 | 2412518.9715
WeekDay | Wednesday | 9 | 14 | 565916.3059 | 1500646.9269 | 331686.9937 | 246.5359 | 7032.2992 | 6175.0498 | 2411704.1113
WeekDay | Wednesday | 9 | 15 | 608318.521 | 1435005.0358 | 328145.4366 | 242.7008 | 7408.8283 | 6075.8388 | 2385196.3613
WeekDay | Wednesday | 9 | 16 | 663973.5402 | 1345329.0885 | 324436.7113 | 236.723 | 7535.3985 | 6035.7476 | 2347547.2093
WeekDay | Wednesday | 9 | 17 | 723348.8609 | 1219082.596 | 318949.0594 | 70890.8594 | 5915.1795 | 6177.3739 | 2344363.9292
WeekDay | Wednesday | 9 | 18 | 833404.7189 | 1164172.1349 | 310061.7197 | 71184.1855 | 3498.5656 | 6142.9478 | 2388464.2724
WeekDay | Wednesday | 9 | 19 | 926913.3139 | 1126798.9901 | 301490.1521 | 71911.276 | 3092.1136 | 5957.7443 | 2436163.59
WeekDay | Wednesday | 9 | 20 | 980641.8026 | 1066708.9968 | 293422.5583 | 72153.8387 | 2488.7555 | 5700.4929 | 2421116.4449
WeekDay | Wednesday | 9 | 21 | 1021636.5147 | 1010298.9548 | 292112.0867 | 72135.2944 | 2557.5436 | 5443.8225 | 2404184.2167
WeekDay | Wednesday | 9 | 22 | 1025734.7179 | 958777.5229 | 287962.7363 | 72132.2322 | 2120.051 | 5119.6074 | 2351846.8676
WeekDay | Wednesday | 9 | 23 | 965979.2766 | 918591.2906 | 281023.6609 | 71880.0755 | 2457.1129 | 4972.6066 | 2244904.0232
WeekDay | Thursday | 9 | 0 | 876794.1901 | 882752.2261 | 277449.5192 | 71156.407 | 3250.9283 | 4933.387 | 2116336.6577
WeekDay | Thursday | 9 | 1 | 822079.5804 | 854254.4178 | 272137.2507 | 70851.7127 | 4183.6956 | 4819.6502 | 2028326.3075
WeekDay | Thursday | 9 | 2 | 782370.3882 | 829206.0856 | 270280.4014 | 70848.6467 | 4257.9869 | 4917.8444 | 1961881.3533
WeekDay | Thursday | 9 | 3 | 742523.083 | 816633.6403 | 270967.5715 | 70849.1055 | 3852.1367 | 5022.8658 | 1909848.4028
WeekDay | Thursday | 9 | 4 | 720653.6921 | 825768.23 | 272496.0945 | 70846.1281 | 4370.7994 | 5126.2892 | 1899261.2333
WeekDay | Thursday | 9 | 5 | 734780.4748 | 857785.6312 | 277356.2083 | 207.1008 | 5419.1309 | 5419.1287 | 1880967.6747
WeekDay | Thursday | 9 | 6 | 751599.7785 | 901726.5996 | 286759.4632 | 220.3927 | 5754.8171 | 5631.3502 | 1951692.4014
WeekDay | Thursday | 9 | 7 | 642119.8189 | 1059701.5788 | 300939.2476 | 196.1219 | 4231.8474 | 5956.0012 | 2013144.6158
WeekDay | Thursday | 9 | 8 | 568492.5837 | 1279554.3592 | 315859.1827 | 244.0201 | 4553.7759 | 5339.6728 | 2174043.5944
WeekDay | Thursday | 9 | 9 | 550038.3384 | 1401479.8537 | 321447.4402 | 255.4511 | 5344.8397 | 5126.144 | 2283692.0671
WeekDay | Thursday | 9 | 10 | 552912.2418 | 1461140.9438 | 324575.5548 | 281.8018 | 5534.695 | 4976.5285 | 2349421.7658
WeekDay | Thursday | 9 | 11 | 558770.6856 | 1492513.9447 | 324317.4328 | 289.6652 | 5569.0891 | 5012.4072 | 2386473.2247
WeekDay | Thursday | 9 | 12 | 558927.4558 | 1490282.5263 | 331004.1838 | 276.992 | 5951.5513 | 4784.0621 | 2391226.7713
WeekDay | Thursday | 9 | 13 | 554129.0699 | 1504054.4962 | 333787.1015 | 278.6025 | 6937.9734 | 5088.2317 | 2404275.4752
WeekDay | Thursday | 9 | 14 | 559616.0756 | 1483059.7156 | 331169.0183 | 244.3656 | 6812.779 | 5365.3834 | 2386267.3375
WeekDay | Thursday | 9 | 15 | 597519.9688 | 1409251.0261 | 328417.1306 | 172.5773 | 7182.8592 | 5803.3353 | 2348346.8973
WeekDay | Thursday | 9 | 16 | 649338.3301 | 1317564.5582 | 323512.5764 | 171.792 | 6426.1895 | 6003.6457 | 2303017.092
WeekDay | Thursday | 9 | 17 | 703401.2261 | 1212436.1822 | 314706.6003 | 70815.6919 | 6118.0186 | 6214.1241 | 2313691.8432
WeekDay | Thursday | 9 | 18 | 803929.7789 | 1167511.8209 | 309029.2824 | 70844.9468 | 4124.5378 | 6144.5457 | 2361584.9124
WeekDay | Thursday | 9 | 19 | 893856.3754 | 1138120.9231 | 299025.7905 | 71096.3344 | 2844.0463 | 5962.683 | 2410906.1527
WeekDay | Thursday | 9 | 20 | 939701.5714 | 1078149.9051 | 293616.267 | 71200.7995 | 2463.9917 | 5807.112 | 2390939.6468
WeekDay | Thursday | 9 | 21 | 985076.2981 | 1020090.2217 | 289646.7511 | 71163.8145 | 2541.0345 | 5546.2292 | 2374064.3491
WeekDay | Thursday | 9 | 22 | 992064.1608 | 961395.6305 | 282542.5015 | 70889.7181 | 2282.391 | 5207.9241 | 2314382.326
WeekDay | Thursday | 9 | 23 | 937490.5574 | 923855.6499 | 277165.6355 | 70887.2566 | 2707.5018 | 5033.7601 | 2217140.3612
WeekDay | Friday | 9 | 0 | 891342.3914 | 831976.421 | 272919.5667 | 70872.9642 | 3596.7607 | 4990.328 | 2075698.432
WeekDay | Friday | 9 | 1 | 833105.984 | 815211.9075 | 271203.9161 | 70854.3513 | 4120.6685 | 4894.7485 | 1999391.5759
WeekDay | Friday | 9 | 2 | 785712.7391 | 794997.9016 | 270202.3933 | 70835.2739 | 3849.9011 | 4969.2657 | 1930567.4746
WeekDay | Friday | 9 | 3 | 757973.7015 | 786969.9593 | 272674.4929 | 70836.0677 | 3304.0671 | 5079.2257 | 1896837.5142
WeekDay | Friday | 9 | 4 | 733802.9474 | 786627.647 | 277535.8628 | 70834.6513 | 3515.3327 | 5228.4054 | 1877544.8467
WeekDay | Friday | 9 | 5 | 748408.8419 | 816159.8876 | 286749.1463 | 193.2463 | 4624.7997 | 5434.0903 | 1861570.0121
WeekDay | Friday | 9 | 6 | 764450.4362 | 865092.4565 | 297008.4184 | 209.3043 | 5224.6324 | 5668.8267 | 1937654.0746
WeekDay | Friday | 9 | 7 | 656386.4343 | 1020107.5872 | 309449.4857 | 184.9355 | 4214.2204 | 5931.4526 | 1996274.1156
WeekDay | Friday | 9 | 8 | 583720.987 | 1239315.373 | 323659.2596 | 198.2188 | 4355.838 | 5849.6725 | 2157099.3489
WeekDay | Friday | 9 | 9 | 563837.1232 | 1342990.2993 | 333228.5553 | 211.6421 | 4839.4187 | 5612.3215 | 2250719.3602
WeekDay | Friday | 9 | 10 | 565659.4593 | 1405911.5748 | 333955.6223 | 212.5902 | 5471.9258 | 5647.7643 | 2316858.9369
WeekDay | Friday | 9 | 11 | 566357.6285 | 1405749.7653 | 338820.4479 | 216.6699 | 4789.8913 | 5376.423 | 2321310.8259
WeekDay | Friday | 9 | 12 | 570849.1383 | 1406361.8862 | 345243.6502 | 200.4243 | 5311.5634 | 5421.3076 | 2333387.97
WeekDay | Friday | 9 | 13 | 563688.5918 | 1411022.5437 | 345183.0377 | 201.2115 | 6342.7839 | 5496.5511 | 2331934.7197
WeekDay | Friday | 9 | 14 | 568551.6636 | 1406820.1343 | 342524.6021 | 199.3925 | 6875.5482 | 5780.5299 | 2330751.8705
WeekDay | Friday | 9 | 15 | 604312.7235 | 1343258.9431 | 336286.5874 | 187.6331 | 6793.0024 | 6037.2002 | 2296876.0897
WeekDay | Friday | 9 | 16 | 655984.3773 | 1267178.9987 | 332277.6742 | 212.7158 | 6746.7423 | 6072.7884 | 2268473.2967
WeekDay | Friday | 9 | 17 | 714744.8402 | 1153636.498 | 321040.0763 | 71204.5556 | 5266.4212 | 6299.2451 | 2272191.6364
WeekDay | Friday | 9 | 18 | 820368.6428 | 1106396.189 | 311140.2283 | 71228.6065 | 2746.0232 | 6220.5154 | 2318100.2052
WeekDay | Friday | 9 | 19 | 929636.5956 | 1108800.2334 | 304705.2828 | 71329.7096 | 2467.6891 | 6017.2999 | 2422956.8105
WeekDay | Friday | 9 | 20 | 999426.4126 | 1050719.653 | 301993.7135 | 71185.0422 | 1908.4414 | 5828.9007 | 2431062.1633
WeekDay | Friday | 9 | 21 | 1051231.5467 | 1004661.6772 | 294618.7592 | 71038.0541 | 2456.597 | 5560.3192 | 2429566.9535
WeekDay | Friday | 9 | 22 | 1060656.51 | 949568.9088 | 286079.2126 | 70967.7631 | 1857.7961 | 5195.1414 | 2374325.332
WeekDay | Friday | 9 | 23 | 1001732.0044 | 910363.1988 | 283247.948 | 70936.6768 | 2102.166 | 5034.6316 | 2273416.6256
Saturday | Saturday | 9 | 0 | 920271.6948 | 883714.7127 | 282290.7586 | 70888.4664 | 2354.1887 | 4946.1697 | 2164465.9908
Saturday | Saturday | 9 | 1 | 861471.8116 | 862739.4453 | 278712.6745 | 70868.9625 | 2574.3108 | 4898.8157 | 2081266.0204
Saturday | Saturday | 9 | 2 | 811008.1273 | 838024.748 | 275204.5426 | 70848.1594 | 2495.1184 | 4927.722 | 2002508.4176
Saturday | Saturday | 9 | 3 | 774001.0181 | 819447.9983 | 271995.8452 | 70848.4649 | 2846.1959 | 5031.1454 | 1944170.6678
Saturday | Saturday | 9 | 4 | 745926.2253 | 818513.0933 | 271059.0584 | 70849.5624 | 3950.0739 | 5124.6914 | 1915422.7047
Saturday | Saturday | 9 | 5 | 758827.5207 | 843849.1981 | 277867.6652 | 206.6191 | 4918.6111 | 5424.358 | 1891093.9723
Saturday | Saturday | 9 | 6 | 776964.2637 | 886759.9547 | 287625.294 | 199.8894 | 4839.4187 | 5662.1449 | 1962050.9655
Saturday | Saturday | 9 | 7 | 679414.3984 | 1047314.9268 | 299624.4591 | 190.2145 | 4064.5202 | 5894.8477 | 2036503.3667
Saturday | Saturday | 9 | 8 | 610479.436 | 1258129.3694 | 314276.7339 | 200.5604 | 5052.4041 | 5947.2857 | 2194085.7895
Saturday | Saturday | 9 | 9 | 590848.6915 | 1370552.5016 | 326349.5525 | 222.2422 | 5617.8427 | 5638.3226 | 2299229.153
Saturday | Saturday | 9 | 10 | 590764.7874 | 1426134.0562 | 328752.3836 | 242.2934 | 5818.9621 | 5722.2815 | 2357434.7642
Saturday | Saturday | 9 | 11 | 590483.0116 | 1454967.4933 | 327030.4259 | 246.1913 | 5148.9654 | 5589.516 | 2383465.6036
Saturday | Saturday | 9 | 12 | 587881.9573 | 1460024.044 | 328440.0166 | 251.0506 | 5676.1407 | 6006.2603 | 2388279.4696
Saturday | Saturday | 9 | 13 | 564044.2557 | 1463473.2353 | 328212.3917 | 255.8414 | 6508.2194 | 6361.8512 | 2368855.7947
Saturday | Saturday | 9 | 14 | 582521.4898 | 1447884.0739 | 326510.9156 | 227.4318 | 7074.088 | 6435.4968 | 2370653.4959
Saturday | Saturday | 9 | 15 | 612708.2091 | 1389439.8896 | 318240.6091 | 216.3272 | 8000.3205 | 6622.734 | 2335228.0895
Saturday | Saturday | 9 | 16 | 654271.5336 | 1294362.8517 | 310929.6092 | 208.2887 | 7343.5656 | 6307.3795 | 2273423.2283
Saturday | Saturday | 9 | 17 | 705067.3684 | 1186202.6163 | 303097.5938 | 70836.676 | 5763.9316 | 6329.4587 | 2277297.6447
Saturday | Saturday | 9 | 18 | 798262.634 | 1143733.9285 | 299394.9979 | 70845.2314 | 3772.8584 | 6106.4881 | 2322116.1384
Saturday | Saturday | 9 | 19 | 847167.0343 | 1110032.3538 | 295244.2301 | 70968.8301 | 2628.2235 | 5980.8402 | 2332021.512
Saturday | Saturday | 9 | 20 | 872669.2377 | 1059510.722 | 290037.2469 | 71115.25 | 2107.6691 | 5751.7689 | 2301191.8944
Saturday | Saturday | 9 | 21 | 907599.522 | 1012772.7119 | 283036.4066 | 71108.1623 | 2306.8968 | 5527.3457 | 2282351.0453
Saturday | Saturday | 9 | 22 | 932518.8844 | 962776.392 | 273993.5288 | 71124.882 | 1864.417 | 5187.2975 | 2247465.4016
Saturday | Saturday | 9 | 23 | 910892.0508 | 928367.2806 | 268894.2255 | 70946.2631 | 2027.3589 | 5057.8729 | 2186185.0518
Sunday | Sunday | 9 | 0 | 871419.5236 | 893369.6565 | 263933.9896 | 70928.3946 | 3079.4738 | 4928.4483 | 2107659.4863
Sunday | Sunday | 9 | 1 | 823145.6427 | 861288.4206 | 261267.0221 | 70890.9127 | 3879.652 | 4853.0595 | 2025324.7095
Sunday | Sunday | 9 | 2 | 784425.6285 | 844268.194 | 259062.3826 | 70884.7284 | 4117.4011 | 4922.0569 | 1967680.3914
Sunday | Sunday | 9 | 3 | 747810.061 | 822718.4488 | 258451.4207 | 70884.7998 | 4464.0934 | 4851.6069 | 1909180.4305
Sunday | Sunday | 9 | 4 | 715391.73 | 817832.4717 | 256393.3579 | 70861.2552 | 4776.6496 | 4901.5756 | 1870157.0399
Sunday | Sunday | 9 | 5 | 698848.6771 | 830334.8339 | 254599.5562 | 216.3929 | 5842.0061 | 4862.5013 | 1794703.9676
Sunday | Sunday | 9 | 6 | 698068.0494 | 827429.3377 | 251585.44 | 206.8666 | 5310.4456 | 4719.4224 | 1787319.5618
Sunday | Sunday | 9 | 7 | 709720.3922 | 874470.1819 | 253299.8743 | 163.9219 | 3815.851 | 4574.1647 | 1846044.3861
Sunday | Sunday | 9 | 8 | 711496.1128 | 966043.4227 | 255993.1403 | 154.5374 | 4043.2818 | 4343.0597 | 1942073.5548
Sunday | Sunday | 9 | 9 | 695191.338 | 1057506.1512 | 260608.8827 | 152.1244 | 4210.953 | 4112.9716 | 2021782.4208
Sunday | Sunday | 9 | 10 | 682569.7558 | 1105457.8372 | 263970.3936 | 154.5212 | 4322.1318 | 4084.5011 | 2060559.1407
Sunday | Sunday | 9 | 11 | 681630.3076 | 1144263.6562 | 263622.3653 | 180.9395 | 5046.2991 | 4162.795 | 2098906.3627
Sunday | Sunday | 9 | 12 | 686933.7318 | 1144982.3426 | 262734.6156 | 193.6813 | 5035.293 | 4310.522 | 2104190.1863
Sunday | Sunday | 9 | 13 | 682410.9338 | 1124912.2448 | 260358.5884 | 209.984 | 6028.0781 | 4400.0008 | 2078319.8299
Sunday | Sunday | 9 | 14 | 664718.8086 | 1101528.6298 | 253934.4091 | 211.8335 | 6452.8449 | 4800.7667 | 2031647.2927
Sunday | Sunday | 9 | 15 | 687692.129 | 1085694.9681 | 252432.7933 | 206.1993 | 7470.5657 | 5133.2616 | 2038629.917
Sunday | Sunday | 9 | 16 | 701854.5839 | 1062150.3797 | 256791.9878 | 200.8117 | 7580.5408 | 5623.5063 | 2034201.8102
Sunday | Sunday | 9 | 17 | 731622.9672 | 1019576.0591 | 254561.0922 | 70845.5665 | 6967.9822 | 6067.8496 | 2089641.5168
Sunday | Sunday | 9 | 18 | 810236.0061 | 1033766.8165 | 254499.9695 | 70854.1438 | 4148.1838 | 6066.397 | 2179571.5166
Sunday | Sunday | 9 | 19 | 850349.7038 | 1034219.2998 | 246570.8904 | 70915.3339 | 2896.3253 | 5865.6509 | 2210817.204
Sunday | Sunday | 9 | 20 | 861703.6631 | 1006876.388 | 245146.3011 | 70935.6431 | 2368.5482 | 5647.6191 | 2192678.1625
Sunday | Sunday | 9 | 21 | 880386.0607 | 976261.0158 | 242868.8028 | 70928.8553 | 2600.7082 | 5439.3196 | 2178484.7623
Sunday | Sunday | 9 | 22 | 892023.362 | 945003.4007 | 240343.7125 | 70927.9167 | 2077.9182 | 5194.5603 | 2155570.8704
Sunday | Sunday | 9 | 23 | 875621.2286 | 914767.3406 | 237887.5287 | 70927.0601 | 2310.1642 | 4999.4793 | 2106512.8015
WeekDay | Monday | 9 | 0 | 836502.9781 | 880460.293 | 236546.4589 | 70924.411 | 2990.909 | 4909.8553 | 2032334.9053
WeekDay | Monday | 9 | 1 | 795370.0355 | 843542.7924 | 235836.7497 | 70898.8285 | 3674.6633 | 4781.3022 | 1954104.3716
WeekDay | Monday | 9 | 2 | 763233.346 | 815989.6825 | 236562.6898 | 70880.5849 | 3692.5482 | 4829.8183 | 1895188.6697
WeekDay | Monday | 9 | 3 | 727642.9329 | 816523.3238 | 233864.6137 | 70858.6966 | 3409.141 | 4815.2925 | 1857114.0005
WeekDay | Monday | 9 | 4 | 695102.9905 | 811486.5621 | 231577.0311 | 70855.7905 | 3508.196 | 4822.2649 | 1817352.8349
WeekDay | Monday | 9 | 5 | 676362.0923 | 813497.138 | 227991.3141 | 213.6344 | 4006.2222 | 4883.4184 | 1726953.8193
WeekDay | Monday | 9 | 6 | 672561.1076 | 800974.3524 | 225161.2446 | 232.8213 | 4197.4533 | 4725.8138 | 1707852.793
WeekDay | Monday | 9 | 7 | 689350.2653 | 805906.9919 | 227986.7563 | 179.5678 | 2946.8846 | 4372.2565 | 1730742.7225
WeekDay | Monday | 9 | 8 | 717461.3406 | 847055.6436 | 233700.7452 | 179.7011 | 3471.8242 | 4153.789 | 1806023.0436
WeekDay | Monday | 9 | 9 | 723910.4983 | 891477.9165 | 237491.6964 | 176.9454 | 3706.3058 | 4199.5451 | 1860962.9076
WeekDay | Monday | 9 | 10 | 712945.1499 | 927261.4191 | 234581.1514 | 182.2255 | 3854.8883 | 4088.5683 | 1882913.4025
WeekDay | Monday | 9 | 11 | 700863.1752 | 958973.6166 | 231671.0512 | 188.6202 | 4357.0418 | 4135.777 | 1900189.282
WeekDay | Monday | 9 | 12 | 701903.7642 | 987304.4264 | 233434.4972 | 207.4349 | 5066.9356 | 4458.6849 | 1932375.7431
WeekDay | Monday | 9 | 13 | 696436.6834 | 988678.8992 | 233142.0171 | 217.7436 | 5694.2836 | 4742.9542 | 1928912.581
WeekDay | Monday | 9 | 14 | 681884.1943 | 991086.249 | 236477.2678 | 202.3376 | 6310.0235 | 4870.6357 | 1920830.7079
WeekDay | Monday | 9 | 15 | 680225.3449 | 986539.2356 | 237413.6411 | 215.3716 | 6646.3116 | 5650.8148 | 1916690.7195
WeekDay | Monday | 9 | 16 | 687097.5292 | 969530.1747 | 238997.3733 | 232.016 | 6763.2515 | 5464.5944 | 1908084.9391
WeekDay | Monday | 9 | 17 | 718251.6835 | 965236.9615 | 238154.1732 | 70965.7327 | 5285.6819 | 5814.5202 | 2003708.7529
WeekDay | Monday | 9 | 18 | 800320.3009 | 1002794.0348 | 238262.9106 | 71262.2685 | 2755.6535 | 5853.5945 | 2121248.7629
WeekDay | Monday | 9 | 19 | 894729.9996 | 998253.2583 | 238195.8322 | 71512.9203 | 2349.2015 | 5754.2382 | 2210795.4502
WeekDay | Monday | 9 | 20 | 959170.0555 | 968107.2632 | 237381.7951 | 71523.0377 | 2084.2811 | 5530.1056 | 2243796.5383
WeekDay | Monday | 9 | 21 | 997661.026 | 935073.0553 | 236660.5651 | 71511.1669 | 2221.8574 | 5430.4588 | 2248558.1297
WeekDay | Monday | 9 | 22 | 995327.6264 | 915394.3635 | 236341.5701 | 71508.5417 | 1890.2985 | 5185.6996 | 2225648.0998
WeekDay | Monday | 9 | 23 | 946650.7733 | 891795.6204 | 237311.0698 | 71488.203 | 2303.0275 | 5015.7481 | 2154564.4421
WeekDay | Tuesday | 9 | 0 | 881230.1354 | 869977.0244 | 237341.4975 | 71095.5272 | 3289.4496 | 4964.0364 | 2067897.6705
WeekDay | Tuesday | 9 | 1 | 825124.6031 | 850898.6126 | 236365.5979 | 70935.2252 | 4222.217 | 4903.3187 | 1992449.5745
WeekDay | Tuesday | 9 | 2 | 784573.6198 | 827958.0547 | 238306.1935 | 70925.4428 | 4024.1071 | 4855.6741 | 1930643.0921
WeekDay | Tuesday | 9 | 3 | 737551.1739 | 818381.971 | 240766.4102 | 70925.4609 | 3106.4731 | 4979.7242 | 1875711.2134
WeekDay | Tuesday | 9 | 4 | 717640.4513 | 821824.8501 | 244989.9984 | 70925.3248 | 3244.0494 | 5103.3385 | 1863728.0125
WeekDay | Tuesday | 9 | 5 | 728596.2494 | 858303.986 | 252779.9014 | 282.0121 | 4251.108 | 5419.7098 | 1849632.9668
WeekDay | Tuesday | 9 | 6 | 742586.5835 | 919678.2632 | 267176.0758 | 294.8643 | 4091.5195 | 5680.8831 | 1939508.1895
WeekDay | Tuesday | 9 | 7 | 648654.7514 | 1072849.1955 | 283777.061 | 269.1809 | 3255.0555 | 6198.872 | 2015004.1164
WeekDay | Tuesday | 9 | 8 | 589407.9636 | 1273237.8733 | 301168.6784 | 277.0891 | 3846.6337 | 6422.4236 | 2174360.6618
WeekDay | Tuesday | 9 | 9 | 575636.9321 | 1372808.8809 | 313298.9221 | 307.6851 | 4352.9145 | 5842.8454 | 2272248.1801
WeekDay | Tuesday | 9 | 10 | 579504.5291 | 1437869.4258 | 319801.7631 | 318.3261 | 4768.395 | 5780.9656 | 2348043.4047
WeekDay | Tuesday | 9 | 11 | 588602.544 | 1461028.2816 | 324630.2678 | 319.3103 | 4567.5336 | 6105.3261 | 2385253.2633
WeekDay | Tuesday | 9 | 12 | 591357.4536 | 1455803.2762 | 325555.6775 | 324.6075 | 5035.293 | 5685.6766 | 2383761.9844
WeekDay | Tuesday | 9 | 13 | 584955.4686 | 1463347.9569 | 326516.3416 | 297.6362 | 5842.866 | 6445.8101 | 2387406.0794
WeekDay | Tuesday | 9 | 14 | 589587.7146 | 1452629.8622 | 327699.4864 | 279.9475 | 6129.0247 | 6113.3152 | 2382439.3507
WeekDay | Tuesday | 9 | 15 | 626093.5735 | 1389697.9817 | 321476.227 | 276.853 | 6479.5863 | 6628.1085 | 2350652.3301
WeekDay | Tuesday | 9 | 16 | 676696.4935 | 1322684.2629 | 314805.1108 | 259.4623 | 6881.3092 | 6063.2013 | 2327389.8401
WeekDay | Tuesday | 9 | 17 | 733944.5878 | 1205549.2757 | 306633.8789 | 70896.1423 | 5866.2539 | 5895.7192 | 2328785.8579
WeekDay | Tuesday | 9 | 18 | 839547.6603 | 1158241.1215 | 296405.9461 | 71015.9097 | 3332.8721 | 6030.5184 | 2374574.0282
WeekDay | Tuesday | 9 | 19 | 932217.992 | 1125268.3615 | 292917.3817 | 71335.1591 | 2604.3196 | 5921.1393 | 2430264.3532
WeekDay | Tuesday | 9 | 20 | 986886.9762 | 1064076.1353 | 288016.69 | 71411.6382 | 2164.0754 | 5745.9585 | 2418301.4737
WeekDay | Tuesday | 9 | 21 | 1024113.7962 | 1012196.868 | 283648.6159 | 71132.0238 | 2348.4276 | 5412.8827 | 2398852.6143
WeekDay | Tuesday | 9 | 22 | 1020110.4511 | 959201.5056 | 277141.3227 | 70924.4205 | 2128.3055 | 5192.2362 | 2334698.2417
WeekDay | Tuesday | 9 | 23 | 936999.5359 | 922910.312 | 272852.2028 | 70921.8143 | 2261.7546 | 5025.7709 | 2210971.3904
WeekDay | Wednesday | 9 | 0 | 880107.5839 | 904612.1055 | 268367.1913 | 70910.3061 | 3198.6493 | 4993.8142 | 2132189.6502
WeekDay | Wednesday | 9 | 1 | 823328.2314 | 873228.8831 | 264868.6388 | 70908.2558 | 3776.4698 | 4909.129 | 2041019.6079
WeekDay | Wednesday | 9 | 2 | 782024.5914 | 851633.731 | 263519.0973 | 70904.099 | 3916.7976 | 4888.6476 | 1976886.964
WeekDay | Wednesday | 9 | 3 | 741109.4755 | 832645.1586 | 264027.1622 | 70904.4931 | 3632.0146 | 5049.5932 | 1917367.8971
WeekDay | Wednesday | 9 | 4 | 707918.1252 | 837898.4666 | 264272.2982 | 70900.4238 | 3890.6581 | 5134.2784 | 1890014.2503
WeekDay | Wednesday | 9 | 5 | 744741.1467 | 874041.898 | 270064.7369 | 262.4997 | 4926.6077 | 5438.7385 | 1899475.6275
WeekDay | Wednesday | 9 | 6 | 765692.8436 | 938945.6948 | 278892.0808 | 265.1126 | 4692.728 | 5653.5747 | 1994142.0345
WeekDay | Wednesday | 9 | 7 | 647714.9693 | 1086811.4526 | 297045.5693 | 240.1412 | 3332.0983 | 5920.413 | 2041064.6437
WeekDay | Wednesday | 9 | 8 | 569301.7185 | 1298544.4757 | 308352.2182 | 254.009 | 4126.6875 | 5969.3649 | 2186548.4738
WeekDay | Wednesday | 9 | 9 | 549219.6651 | 1416552.9627 | 312392.635 | 274.0497 | 4614.6534 | 6249.8575 | 2289303.8235
WeekDay | Wednesday | 9 | 10 | 551223.9605 | 1485045.8744 | 315611.7472 | 274.5285 | 5241.6575 | 5779.6583 | 2363177.4264
WeekDay | Wednesday | 9 | 11 | 558227.9204 | 1521380.2846 | 307243.463 | 284.3699 | 5559.2868 | 5454.7169 | 2398150.0416
WeekDay | Wednesday | 9 | 12 | 561905.8609 | 1518743.5926 | 309334.9326 | 281.2573 | 5937.5357 | 4954.8852 | 2401158.0643
WeekDay | Wednesday | 9 | 13 | 557349.033 | 1519593.0327 | 314562.9242 | 273.6642 | 6447.1699 | 5358.8468 | 2403584.6709
WeekDay | Wednesday | 9 | 14 | 565916.3059 | 1511937.6694 | 313618.9206 | 277.0929 | 7032.2992 | 5683.062 | 2404465.3499
WeekDay | Wednesday | 9 | 15 | 608318.521 | 1444175.6102 | 311123.9903 | 271.1227 | 7408.8283 | 5854.466 | 2377152.5386
WeekDay | Wednesday | 9 | 16 | 663973.5402 | 1350061.037 | 305704.8892 | 244.7425 | 7535.3985 | 6067.8496 | 2333587.4571
WeekDay | Wednesday | 9 | 17 | 723348.8609 | 1222703.8528 | 293329.5413 | 70943.8587 | 5915.1795 | 6251.3101 | 2322492.6033
WeekDay | Wednesday | 9 | 18 | 833404.7189 | 1168898.4943 | 289021.5122 | 71297.6163 | 3498.5656 | 6205.1181 | 2372326.0254
WeekDay | Wednesday | 9 | 19 | 926913.3139 | 1132711.0188 | 281357.4917 | 71480.6471 | 3092.1136 | 5980.4045 | 2421534.9896
WeekDay | Wednesday | 9 | 20 | 980641.8026 | 1069725.4373 | 275014.7305 | 71575.2394 | 2488.7555 | 5844.7338 | 2405290.6991
WeekDay | Wednesday | 9 | 21 | 1021636.5147 | 1011778.458 | 269535.7294 | 71496.788 | 2557.5436 | 5581.2363 | 2382586.27
WeekDay | Wednesday | 9 | 22 | 1025734.7179 | 958941.8491 | 266225.7111 | 71152.708 | 2120.051 | 5261.6694 | 2329436.7065
WeekDay | Wednesday | 9 | 23 | 965979.2766 | 917724.3929 | 263273.3701 | 70965.7346 | 2457.1129 | 5136.312 | 2225536.1991
WeekDay | Thursday | 9 | 0 | 876794.1901 | 879902.0065 | 260156.2411 | 70918.1543 | 3250.9283 | 5099.5618 | 2096121.0822
WeekDay | Thursday | 9 | 1 | 822079.5804 | 852404.096 | 258479.6674 | 70888.5187 | 4183.6956 | 4997.3004 | 2013032.8586
WeekDay | Thursday | 9 | 2 | 782370.3882 | 827331.728 | 257390.9845 | 70890.55 | 4257.9869 | 4940.6499 | 1947182.2876
WeekDay | Thursday | 9 | 3 | 742523.083 | 815032.0014 | 257931.6215 | 70889.1536 | 3852.1367 | 4994.25 | 1895222.2462
WeekDay | Thursday | 9 | 4 | 720653.6921 | 825778.5554 | 259600.1511 | 70890.2502 | 4370.7994 | 5080.3878 | 1886373.836
WeekDay | Thursday | 9 | 5 | 734780.4748 | 858318.9132 | 263887.4969 | 247.1384 | 5419.1309 | 5380.0544 | 1868033.2087
WeekDay | Thursday | 9 | 6 | 751599.7785 | 902863.3916 | 272589.1597 | 255.7262 | 5754.8171 | 5629.3166 | 1938692.1899
WeekDay | Thursday | 9 | 7 | 642119.8189 | 1058394.3353 | 288279.4814 | 232.6024 | 4231.8474 | 6043.4463 | 1999301.5316
WeekDay | Thursday | 9 | 8 | 568492.5837 | 1278119.9993 | 303015.0704 | 245.9543 | 4553.7759 | 5113.216 | 2159540.5996
WeekDay | Thursday | 9 | 9 | 550038.3384 | 1401495.2439 | 314380.9271 | 242.9349 | 5344.8397 | 5301.7605 | 2276804.0446
WeekDay | Thursday | 9 | 10 | 552912.2418 | 1460953.1132 | 320749.6899 | 257.57 | 5534.695 | 4563.1252 | 2344970.435
WeekDay | Thursday | 9 | 11 | 558770.6856 | 1487001.421 | 322752.4737 | 265.6704 | 5569.0891 | 4703.5893 | 2379062.9292
WeekDay | Thursday | 9 | 12 | 558927.4558 | 1486024.4618 | 324840.1267 | 267.677 | 5951.5513 | 4827.7847 | 2380839.0572
WeekDay | Thursday | 9 | 13 | 554129.0699 | 1492427.6274 | 323621.3074 | 261.3508 | 6937.9734 | 4847.8302 | 2382225.1592
WeekDay | Thursday | 9 | 14 | 559616.0756 | 1471783.8557 | 321406.3152 | 277.5945 | 6812.779 | 5756.5624 | 2365653.1823
WeekDay | Thursday | 9 | 15 | 597519.9688 | 1403911.1629 | 317115.1309 | 282.3272 | 7182.8592 | 6533.691 | 2332545.1401
WeekDay | Thursday | 9 | 16 | 649338.3301 | 1314519.9536 | 308988.6303 | 261.7582 | 6426.1895 | 6049.2566 | 2285584.1184
WeekDay | Thursday | 9 | 17 | 703401.2261 | 1208164.9897 | 298579.7635 | 70885.5242 | 6118.0186 | 5968.3481 | 2293117.87
WeekDay | Thursday | 9 | 18 | 803929.7789 | 1163351.8912 | 290675.6356 | 70973.1535 | 4124.5378 | 5883.8081 | 2338938.8051
WeekDay | Thursday | 9 | 19 | 893856.3754 | 1135981.0698 | 283450.7267 | 71294.596 | 2844.0463 | 5668.8267 | 2393095.6409
WeekDay | Thursday | 9 | 20 | 939701.5714 | 1075184.9597 | 276125.0682 | 71374.1782 | 2463.9917 | 5576.1523 | 2370425.9215
WeekDay | Thursday | 9 | 21 | 985076.2981 | 1018212.9306 | 271050.0524 | 71121.2106 | 2541.0345 | 5369.1601 | 2353370.6863
WeekDay | Thursday | 9 | 22 | 992064.1608 | 958241.6321 | 264867.6632 | 70959.14 | 2282.391 | 5067.8956 | 2293482.8828
WeekDay | Thursday | 9 | 23 | 937490.5574 | 921978.3288 | 260646.5031 | 70955.2774 | 2707.5018 | 4962.5838 | 2198740.7522
WeekDay | Friday | 9 | 0 | 870261.5716 | 834112.8824 | 256631.8065 | 70939.343 | 2933.127 | 4823.4269 | 2039702.1575
WeekDay | Friday | 9 | 1 | 815884.685 | 816186.0677 | 250495.1395 | 70914.7133 | 3885.155 | 4757.0442 | 1962122.8048
WeekDay | Friday | 9 | 2 | 772877.9957 | 797261.5777 | 249859.2435 | 70911.6635 | 3945.6886 | 4700.5389 | 1899556.708
WeekDay | Friday | 9 | 3 | 758915.9268 | 788398.6439 | 248925.6082 | 70910.8478 | 3554.9719 | 4812.0968 | 1875518.0954
WeekDay | Friday | 9 | 4 | 736470.8874 | 788535.2279 | 250967.5083 | 70908.2977 | 3538.4627 | 4942.6835 | 1855363.0676
WeekDay | Friday | 9 | 5 | 746581.4453 | 814842.2305 | 259367.2938 | 270.6087 | 4380.4298 | 5179.5988 | 1830621.607
WeekDay | Friday | 9 | 6 | 748192.5898 | 859691.6776 | 270535.0649 | 266.0131 | 4666.5885 | 5461.8345 | 1888813.7684
WeekDay | Friday | 9 | 7 | 622389.0928 | 1021800.4358 | 284769.0427 | 237.4131 | 3956.6947 | 5933.341 | 1939086.0201
WeekDay | Friday | 9 | 8 | 548587.348 | 1246679.3935 | 299260.8935 | 251.0249 | 4675.187 | 5687.8555 | 2105141.7024
WeekDay | Friday | 9 | 9 | 532257.0405 | 1354686.5843 | 307468.6564 | 268.1833 | 4804.1648 | 5658.0776 | 2205142.707
WeekDay | Friday | 9 | 10 | 533466.9003 | 1419006.2902 | 311248.6962 | 276.3095 | 5258.5106 | 5425.6653 | 2274682.3722
WeekDay | Friday | 9 | 11 | 531072.3389 | 1417183.9983 | 314455.7215 | 295.7895 | 4644.5763 | 5605.4944 | 2273257.9189
WeekDay | Friday | 9 | 12 | 539144.3139 | 1417766.7223 | 316669.0918 | 287.4683 | 5112.3358 | 6792.8307 | 2285772.7628
WeekDay | Friday | 9 | 13 | 535970.7619 | 1424267.942 | 317613.6448 | 286.9971 | 5745.1868 | 5840.9571 | 2289725.4896
WeekDay | Friday | 9 | 14 | 542176.7742 | 1419714.0133 | 310284.5341 | 282.9402 | 6383.5409 | 5820.1852 | 2284661.9879
WeekDay | Friday | 9 | 15 | 580187.1903 | 1346776.9167 | 308417.1093 | 263.4782 | 6229.4554 | 6090.3645 | 2247964.5144
WeekDay | Friday | 9 | 16 | 636047.3179 | 1268968.2063 | 301418.8936 | 299.9378 | 6625.6752 | 6112.1532 | 2219472.184
WeekDay | Friday | 9 | 17 | 691622.484 | 1145775.7535 | 293382.4751 | 71290.0918 | 4512.503 | 5762.3727 | 2212345.68
WeekDay | Friday | 9 | 18 | 797645.3916 | 1101806.5083 | 289054.0336 | 71322.5373 | 2542.4102 | 5840.376 | 2268211.2571
WeekDay | Friday | 9 | 19 | 901333.986 | 1102560.383 | 284836.6795 | 71578.8327 | 2263.3023 | 5742.1818 | 2368315.3654
WeekDay | Friday | 9 | 20 | 967121.5483 | 1044018.8733 | 280085.0256 | 71427.802 | 1821.5104 | 5501.7804 | 2369976.5399
WeekDay | Friday | 9 | 21 | 1022962.1979 | 997499.1787 | 274620.6938 | 71416.6384 | 2360.8095 | 5327.0354 | 2374186.5537
WeekDay | Friday | 9 | 22 | 1032144.5801 | 943523.9891 | 268239.8987 | 71150.1018 | 1766.4798 | 5057.1466 | 2321882.1962
WeekDay | Friday | 9 | 23 | 978177.0163 | 905436.1451 | 264434.7115 | 70925.7722 | 2019.6203 | 4880.949 | 2225874.2143
Saturday | Saturday | 9 | 0 | 904596.7634 | 879595.2366 | 258823.3554 | 70902.9644 | 2151.6935 | 4773.0225 | 2120843.0358
Saturday | Saturday | 9 | 1 | 849710.8461 | 858357.5673 | 256372.5287 | 70884.8921 | 2173.7057 | 4697.779 | 2042197.319
Saturday | Saturday | 9 | 2 | 803891.6972 | 830631.6406 | 255965.2161 | 70884.1991 | 2195.7179 | 4654.7828 | 1968223.2538
Saturday | Saturday | 9 | 3 | 768037.6343 | 814653.6179 | 260729.4545 | 70880.88 | 2685.4896 | 4782.319 | 1921769.3953
Saturday | Saturday | 9 | 4 | 742745.3598 | 815331.1529 | 262910.5254 | 70881.9489 | 4325.3992 | 4917.8444 | 1901112.2307
Saturday | Saturday | 9 | 5 | 751188.4711 | 840835.1621 | 265586.2457 | 241.6204 | 5046.2991 | 5129.6302 | 1868027.4285
Saturday | Saturday | 9 | 6 | 755989.0751 | 882453.2607 | 268842.4955 | 238.2403 | 4281.3748 | 5368.7243 | 1917173.1706
Saturday | Saturday | 9 | 7 | 643094.4127 | 1040246.2821 | 282237.7078 | 207.8565 | 3703.5543 | 5681.3189 | 1975171.1323
Saturday | Saturday | 9 | 8 | 577017.4552 | 1249114.3915 | 296583.1688 | 227.9144 | 4776.6496 | 5624.5231 | 2133344.1027
Saturday | Saturday | 9 | 9 | 556176.8883 | 1362698.989 | 306741.3648 | 251.695 | 5651.6349 | 5840.2308 | 2237360.8028
Saturday | Saturday | 9 | 10 | 556167.3603 | 1423702.9109 | 311773.4603 | 254.7724 | 5904.7753 | 5710.6609 | 2303513.9402
Saturday | Saturday | 9 | 11 | 543883.4724 | 1455997.6867 | 314301.7737 | 275.8345 | 5040.7961 | 6248.5502 | 2325748.1134
Saturday | Saturday | 9 | 12 | 544973.5239 | 1454474.9485 | 317313.708 | 255.0447 | 5194.8815 | 5914.6027 | 2328126.7092
Saturday | Saturday | 9 | 13 | 529942.1738 | 1454773.9976 | 318640.2362 | 239.6177 | 5580.0952 | 5942.0564 | 2315118.1769
Saturday | Saturday | 9 | 14 | 542346.3695 | 1437815.751 | 314621.0952 | 232.0607 | 6818.282 | 6776.5619 | 2308610.1204
Saturday | Saturday | 9 | 15 | 574137.7085 | 1382437.7009 | 309254.995 | 226.9616 | 7676.7582 | 6614.8901 | 2280349.0142
Saturday | Saturday | 9 | 16 | 615516.0136 | 1284436.6412 | 298844.5739 | 215.5734 | 7186.9865 | 6126.8242 | 2212326.6128
Saturday | Saturday | 9 | 17 | 664529.2007 | 1182705.7796 | 290331.3213 | 70861.6502 | 5690.1563 | 5903.8537 | 2220021.9618
Saturday | Saturday | 9 | 18 | 757244.1284 | 1142620.2597 | 283797.3974 | 70893.6988 | 3973.2039 | 5823.8167 | 2264352.5049
Saturday | Saturday | 9 | 19 | 783694.496 | 1113675.4698 | 276821.6615 | 71037.0622 | 2966.1453 | 5567.4368 | 2253762.2717
Saturday | Saturday | 9 | 20 | 815637.3638 | 1063339.9158 | 270844.1733 | 70960.4508 | 2437.8522 | 5068.0409 | 2228287.7968
Saturday | Saturday | 9 | 21 | 852852.1364 | 1014987.513 | 263868.4993 | 70954.9185 | 2668.9805 | 5013.1335 | 2210345.1811
Saturday | Saturday | 9 | 22 | 876993.1811 | 961112.9676 | 259815.8623 | 70935.9001 | 2179.2088 | 3956.3838 | 2174993.5037
Saturday | Saturday | 9 | 23 | 858877.986 | 925948.5187 | 251851.0661 | 70944.5307 | 2718.5079 | 3005.8174 | 2113346.4269
Sunday | Sunday | 10 | 0 | 805563.1425 | 822518.3863 | 242285.0399 | 78394.2259 | 3179.4021 | 2498.5638 | 1954438.7605
Sunday | Sunday | 10 | 1 | 762306.5138 | 793300.0891 | 240118.0434 | 78334.0667 | 3968.7097 | 3703.3742 | 1881730.7968
Sunday | Sunday | 10 | 2 | 727494.7515 | 777610.1652 | 240001.2508 | 78329.6948 | 3702.6509 | 3783.6701 | 1830922.1833
Sunday | Sunday | 10 | 3 | 693330.2738 | 751455.0257 | 236789.9812 | 78319.2924 | 3565.1872 | 3771.564 | 1767231.3243
Sunday | Sunday | 10 | 4 | 664691.2365 | 750156.2176 | 235227.9176 | 78316.1964 | 3711.5196 | 3749.5752 | 1735852.6629
Sunday | Sunday | 10 | 5 | 646817.8263 | 761705.2814 | 232065.4041 | 314.9601 | 4611.685 | 3766.9933 | 1649282.1502
Sunday | Sunday | 10 | 6 | 643567.2536 | 756303.984 | 228934.0173 | 436.6579 | 4208.1626 | 3683.2384 | 1637133.3137
Sunday | Sunday | 10 | 7 | 650164.3958 | 799119.0498 | 229266.582 | 414.3071 | 2749.2737 | 3506.4637 | 1685220.0722
Sunday | Sunday | 10 | 8 | 646007.5288 | 890381.371 | 232984.7131 | 225.6479 | 2354.6199 | 3472.4923 | 1775426.3731
Sunday | Sunday | 10 | 9 | 624837.4652 | 972660.1778 | 234078.5004 | 229.7317 | 3786.9029 | 3307.4532 | 1838900.2311
Sunday | Sunday | 10 | 10 | 613347.7952 | 1016951.061 | 238227.9282 | 261.2255 | 3738.1254 | 3180.8326 | 1875706.9679
Sunday | Sunday | 10 | 11 | 608555.4282 | 1060295.3946 | 240942.4538 | 302.1451 | 4531.8674 | 3354.8896 | 1917982.1787
Sunday | Sunday | 10 | 12 | 612289.725 | 1057483.0305 | 244188.666 | 313.1512 | 4217.0312 | 3349.2071 | 1921840.811
Sunday | Sunday | 10 | 13 | 611363.5662 | 1037598.3824 | 244652.2904 | 329.3516 | 5343.3466 | 3539.3233 | 1902826.2605
Sunday | Sunday | 10 | 14 | 603861.8142 | 1016203.3507 | 239541.9772 | 334.2692 | 5698.0916 | 3866.0662 | 1869505.5691
Sunday | Sunday | 10 | 15 | 620285.8369 | 1002720.7915 | 235399.2096 | 295.9277 | 6296.7237 | 3974.2804 | 1868972.7699
Sunday | Sunday | 10 | 16 | 630254.3144 | 976538.2682 | 231679.484 | 254.5268 | 5990.7562 | 4520.4166 | 1849237.7663
Sunday | Sunday | 10 | 17 | 659213.3135 | 944359.5166 | 231358.5504 | 78240.3775 | 5037.379 | 4562.047 | 1922771.1839
Sunday | Sunday | 10 | 18 | 731734.1455 | 957489.8196 | 231835.0423 | 78260.3333 | 3361.2089 | 4594.9066 | 2007275.4561
Sunday | Sunday | 10 | 19 | 773246.6371 | 951703.8573 | 227884.7819 | 78611.7274 | 1724.9476 | 4402.3198 | 2037574.2711
Sunday | Sunday | 10 | 20 | 788031.8092 | 925869.6183 | 228230.9489 | 78414.9813 | 1503.2319 | 4266.4343 | 2026317.0239
Sunday | Sunday | 10 | 21 | 809983.3394 | 895211.3983 | 224238.1465 | 78356.2166 | 1379.0712 | 4189.1031 | 2013357.275
Sunday | Sunday | 10 | 22 | 819029.787 | 868206.6536 | 226023.3418 | 78353.8102 | 1228.3046 | 4007.7577 | 1996849.6548
Sunday | Sunday | 10 | 23 | 802015.4731 | 843428.4671 | 223830.3783 | 78350.8165 | 1454.4545 | 3946.7327 | 1953026.3222
WeekDay | Monday | 10 | 0 | 771910.8685 | 811787.1509 | 219657.1542 | 78335.5143 | 1857.9769 | 3907.573 | 1887456.2378
WeekDay | Monday | 10 | 1 | 737675.2468 | 776348.8737 | 217554.4847 | 78295.9892 | 2323.5797 | 3854.4541 | 1816052.6282
WeekDay | Monday | 10 | 2 | 708346.4965 | 750499.9904 | 218017.5301 | 78264.7127 | 2217.1562 | 3814.0591 | 1761159.945
WeekDay | Monday | 10 | 3 | 668691.0051 | 755363.1523 | 216473.3019 | 78264.3717 | 3454.3294 | 3782.1877 | 1726028.3481
WeekDay | Monday | 10 | 4 | 641470.1775 | 752795.4661 | 215622.7471 | 78265.765 | 3033.0697 | 3808.7472 | 1694995.9725
WeekDay | Monday | 10 | 5 | 623842.2395 | 755794.9394 | 215748.4053 | 264.3607 | 3250.3511 | 3798.8646 | 1602699.1606
WeekDay | Monday | 10 | 6 | 618117.5883 | 744939.4031 | 214241.3593 | 360.1923 | 2873.4345 | 3674.5911 | 1584206.5686
WeekDay | Monday | 10 | 7 | 629755.0622 | 748823.1518 | 213786.7381 | 213.304 | 2177.2474 | 3441.9799 | 1598197.4834
WeekDay | Monday | 10 | 8 | 649181.6274 | 788911.5175 | 215266.7944 | 210.4543 | 2944.3835 | 3171.9383 | 1659686.7154
WeekDay | Monday | 10 | 9 | 647559.1632 | 827808.1168 | 219642.0681 | 221.3644 | 3263.654 | 3123.8842 | 1701618.2507
WeekDay | Monday | 10 | 10 | 633607.0914 | 861495.5172 | 220274.1671 | 244.2154 | 3272.5226 | 3100.9072 | 1721994.4211
WeekDay | Monday | 10 | 11 | 626781.5323 | 888152.7693 | 221516.5429 | 272.6295 | 3436.5922 | 3605.2895 | 1743765.3557
WeekDay | Monday | 10 | 12 | 622101.0643 | 915739.2182 | 222759.1694 | 283.2099 | 4070.6989 | 4110.7836 | 1769064.1444
WeekDay | Monday | 10 | 13 | 616026.4101 | 918244.6742 | 222130.7553 | 279.7273 | 4775.7546 | 3437.7798 | 1764895.1013
WeekDay | Monday | 10 | 14 | 605749.5175 | 918292.4401 | 221841.976 | 288.3448 | 5122.8781 | 4366.3719 | 1755661.5284
WeekDay | Monday | 10 | 15 | 605390.019 | 914383.0879 | 220345.9081 | 366.0345 | 5640.4455 | 4472.239 | 1750597.734
WeekDay | Monday | 10 | 16 | 613613.5003 | 898412.9225 | 221235.8434 | 395.7358 | 5489.6789 | 4242.0984 | 1743389.7793
WeekDay | Monday | 10 | 17 | 644533.7231 | 892767.1346 | 220373.1552 | 78425.0779 | 4815.6634 | 4242.5925 | 1845157.3467
WeekDay | Monday | 10 | 18 | 725880.682 | 930598.8917 | 221972.8242 | 78833.7386 | 2336.8827 | 4263.9636 | 1963886.9827
WeekDay | Monday | 10 | 19 | 827904.3255 | 917139.4169 | 222822.2312 | 79188.9716 | 1863.6584 | 4153.6493 | 2053072.2528
WeekDay | Monday | 10 | 20 | 882373.6575 | 888882.17 | 222755.756 | 79176.5229 | 1707.2103 | 4113.5013 | 2079008.8179
WeekDay | Monday | 10 | 21 | 918681.3405 | 859804.2655 | 221931.2611 | 79029.5184 | 1813.6338 | 4041.1114 | 2085301.1307
WeekDay | Monday | 10 | 22 | 923686.7521 | 843693.7329 | 221343.4709 | 78546.0658 | 1538.7064 | 3972.9216 | 2072781.6497
WeekDay | Monday | 10 | 23 | 884410.3619 | 819143.7172 | 222018.8015 | 78473.4389 | 2026.4808 | 3943.0268 | 2010015.8271
WeekDay | Tuesday | 10 | 0 | 856238.3892 | 797542.7268 | 221385.157 | 78321.3148 | 2775.8796 | 3901.0258 | 1960164.4932
WeekDay | Tuesday | 10 | 1 | 803211.8508 | 782711.2984 | 219909.404 | 78316.8027 | 3565.1872 | 3831.8477 | 1891546.3908
WeekDay | Tuesday | 10 | 2 | 765915.4829 | 762867.5408 | 224386.9903 | 78312.9538 | 3356.7746 | 3815.1709 | 1838654.9132
WeekDay | Tuesday | 10 | 3 | 749055.7754 | 755010.4557 | 227382.6571 | 78313.9113 | 2855.6972 | 3877.3076 | 1816495.8044
WeekDay | Tuesday | 10 | 4 | 730550.2907 | 758215.1272 | 231688.3369 | 78314.2233 | 2509.8209 | 3986.5101 | 1805264.309
WeekDay | Tuesday | 10 | 5 | 732825.711 | 790196.9492 | 240831.8113 | 312.5992 | 3170.5334 | 4206.5211 | 1771544.1253
WeekDay | Tuesday | 10 | 6 | 715276.0764 | 850687.4707 | 254042.1235 | 305.2601 | 2660.5875 | 4375.8839 | 1827347.4021
WeekDay | Tuesday | 10 | 7 | 576799.004 | 1013658.4892 | 268718.3665 | 277.8667 | 2731.5365 | 4770.693 | 1866955.9559
WeekDay | Tuesday | 10 | 8 | 505089.6651 | 1217346.1926 | 286625.9613 | 317.148 | 3715.9539 | 4818.5 | 2017913.4209
WeekDay | Tuesday | 10 | 9 | 488543.3739 | 1309907.0837 | 298881.294 | 326.7115 | 3826.8117 | 4832.8298 | 2106318.1045
WeekDay | Tuesday | 10 | 10 | 491656.5684 | 1364343.8296 | 305668.8649 | 312.1925 | 4177.1224 | 4963.774 | 2171122.3518
WeekDay | Tuesday | 10 | 11 | 487605.3924 | 1367448.7768 | 308681.0506 | 298.2974 | 3494.2382 | 5108.4303 | 2172636.1858
WeekDay | Tuesday | 10 | 12 | 497817.9884 | 1370069.4374 | 313742.5985 | 299.0579 | 3516.4098 | 5297.3111 | 2190742.8031
WeekDay | Tuesday | 10 | 13 | 496733.0548 | 1376267.6866 | 316957.5242 | 289.8758 | 4287.9802 | 5518.5574 | 2200054.6791
WeekDay | Tuesday | 10 | 14 | 506170.9946 | 1364659.4373 | 316647.1115 | 271.4358 | 4731.4114 | 5841.5943 | 2198321.985
WeekDay | Tuesday | 10 | 15 | 550091.8028 | 1299786.1458 | 314207.3374 | 248.125 | 4726.9771 | 5714.4796 | 2174774.8678
WeekDay | Tuesday | 10 | 16 | 607311.1846 | 1271711.9108 | 305395.1516 | 231.6126 | 4908.7839 | 5127.5778 | 2194686.2213
WeekDay | Tuesday | 10 | 17 | 665560.2589 | 1151577.9808 | 293860.0169 | 78232.2249 | 4146.0822 | 4938.6969 | 2198315.2606
WeekDay | Tuesday | 10 | 18 | 776314.1862 | 1097470.0705 | 283818.3537 | 78482.3735 | 2270.368 | 4822.8237 | 2243178.1756
WeekDay | Tuesday | 10 | 19 | 865050.4454 | 1026541.3121 | 278228.2529 | 78806.2213 | 1933.3602 | 4728.9391 | 2255288.5311
WeekDay | Tuesday | 10 | 20 | 924548.0476 | 971583.3507 | 273753.3805 | 78651.7262 | 1809.1995 | 4594.2889 | 2254939.9935
WeekDay | Tuesday | 10 | 21 | 975314.9725 | 925806.2972 | 268414.9684 | 78430.1647 | 1782.5936 | 4410.72 | 2254159.7164
WeekDay | Tuesday | 10 | 22 | 974601.6096 | 876626.9649 | 263908.7182 | 78265.1864 | 1600.7868 | 4268.9049 | 2199272.1709
WeekDay | Tuesday | 10 | 23 | 917603.6262 | 845052.3313 | 262407.9063 | 78268.3419 | 1818.0681 | 4170.8203 | 2109321.094
WeekDay | Wednesday | 10 | 0 | 852844.957 | 829328.591 | 257819.6524 | 78253.5525 | 2234.8935 | 4111.7719 | 2024593.4183
WeekDay | Wednesday | 10 | 1 | 801960.9452 | 802171.2312 | 253537.3885 | 78254.8296 | 2820.2227 | 4089.289 | 1942833.9063
WeekDay | Wednesday | 10 | 2 | 760642.835 | 783687.2725 | 257963.7384 | 78253.9251 | 2775.8796 | 4064.459 | 1887388.1096
WeekDay | Wednesday | 10 | 3 | 745059.0603 | 760500.0604 | 259347.1508 | 78254.6186 | 3028.6354 | 4157.7259 | 1850347.2514
WeekDay | Wednesday | 10 | 4 | 722710.0949 | 764974.6264 | 260549.0232 | 78251.6817 | 3928.8009 | 4296.9467 | 1834711.1738
WeekDay | Wednesday | 10 | 5 | 726274.423 | 798122.5803 | 265758.7066 | 252.7836 | 4740.2801 | 4458.6505 | 1799607.4242
WeekDay | Wednesday | 10 | 6 | 711522.8627 | 854629.111 | 272303.9355 | 249.6004 | 3330.1687 | 4660.1316 | 1846695.8099
WeekDay | Wednesday | 10 | 7 | 570654.3243 | 997650.7044 | 285284.3341 | 230.5503 | 2447.7405 | 5015.9046 | 1861283.5582
WeekDay | Wednesday | 10 | 8 | 495501.5757 | 1198749.2321 | 297082.8865 | 253.5403 | 3995.3156 | 4781.9345 | 2000364.4846
WeekDay | Wednesday | 10 | 9 | 477088.2977 | 1301807.9947 | 303648.9611 | 316.7425 | 4319.0204 | 4741.91 | 2091922.9264
WeekDay | Wednesday | 10 | 10 | 480941.0646 | 1363528.583 | 304407.7533 | 377.9969 | 4682.634 | 4695.4619 | 2158633.4937
WeekDay | Wednesday | 10 | 11 | 470164.6939 | 1444753.2894 | 306837.8076 | 382.5759 | 4824.532 | 4854.942 | 2231817.8408
WeekDay | Wednesday | 10 | 12 | 477853.5646 | 1445089.2727 | 311824.2326 | 384.4353 | 4443.1811 | 5181.4379 | 2244776.1241
WeekDay | Wednesday | 10 | 13 | 476347.0765 | 1444108.9625 | 312552.5919 | 381.7005 | 5081.7221 | 5618.7421 | 2244090.7957
WeekDay | Wednesday | 10 | 14 | 490012.7567 | 1441800.8141 | 308081.2334 | 359.2348 | 6784.4981 | 5713.3678 | 2252751.9049
WeekDay | Wednesday | 10 | 15 | 531308.6711 | 1378465.5547 | 300252.004 | 326.4715 | 6682.5089 | 5534.8637 | 2222570.074
WeekDay | Wednesday | 10 | 16 | 583197.5738 | 1287156.7275 | 293295.3171 | 255.8203 | 6372.1071 | 5078.2884 | 2175355.8342
WeekDay | Wednesday | 10 | 17 | 641654.6095 | 1162257.5889 | 284294.0079 | 78276.6018 | 6482.9649 | 4999.4748 | 2177965.2478
WeekDay | Wednesday | 10 | 18 | 754347.0869 | 1069603.4454 | 276785.3125 | 78686.6368 | 4691.5026 | 4969.3329 | 2189083.3172
WeekDay | Wednesday | 10 | 19 | 878028.9122 | 1024591.1343 | 274367.88 | 78919.4672 | 2524.371 | 4818.253 | 2263250.0176
WeekDay | Wednesday | 10 | 20 | 942664.0425 | 969294.2846 | 272657.5505 | 79142.0089 | 2013.1779 | 4674.5849 | 2270445.6493
WeekDay | Wednesday | 10 | 21 | 1002585.4395 | 921355.756 | 267747.6477 | 79089.3176 | 2159.5102 | 4529.1874 | 2277466.8584
WeekDay | Wednesday | 10 | 22 | 1015353.0327 | 873526.7266 | 261616.1601 | 78571.548 | 1866.8456 | 4331.5358 | 2235265.8488
WeekDay | Wednesday | 10 | 23 | 958241.4354 | 839830.8797 | 256682.6646 | 78339.9 | 2101.8641 | 4187.6207 | 2139384.3647
WeekDay | Thursday | 10 | 0 | 885879.1416 | 805892.2199 | 256802.3657 | 78332.7491 | 2376.7915 | 4116.219 | 2033399.4869
WeekDay | Thursday | 10 | 1 | 834500.4911 | 780670.7341 | 256770.7802 | 78319.1686 | 3254.7854 | 4059.7648 | 1957575.7243
WeekDay | Thursday | 10 | 2 | 791487.2265 | 758798.8502 | 258575.3959 | 78283.7931 | 3303.5628 | 4036.4172 | 1894485.2457
WeekDay | Thursday | 10 | 3 | 738324.3583 | 745822.0702 | 257029.9739 | 78279.281 | 3259.2197 | 4143.8903 | 1826858.7934
WeekDay | Thursday | 10 | 4 | 715469.3544 | 755827.0585 | 257261.8624 | 78283.7552 | 4172.6881 | 4216.1566 | 1815230.8753
WeekDay | Thursday | 10 | 5 | 714745.6671 | 784205.8545 | 259492.8172 | 286.3376 | 4483.0899 | 4454.821 | 1767668.5873
WeekDay | Thursday | 10 | 6 | 695462.1517 | 821083.9973 | 269225.7523 | 280.58 | 3813.5087 | 4699.7855 | 1794565.7755
WeekDay | Thursday | 10 | 7 | 554081.6797 | 968452.7066 | 283765.4235 | 260.3615 | 3072.9786 | 4969.3329 | 1814602.4828
WeekDay | Thursday | 10 | 8 | 487820.2393 | 1174112.5658 | 298559.8646 | 292.9567 | 3800.2058 | 4498.7985 | 1969084.6306
WeekDay | Thursday | 10 | 9 | 471598.0542 | 1290319.0478 | 305665.0549 | 299.1375 | 4261.3743 | 4203.3093 | 2076345.9779
WeekDay | Thursday | 10 | 10 | 470963.7478 | 1349639.2799 | 306746.464 | 333.8195 | 4855.5722 | 4240.4925 | 2136779.3759
WeekDay | Thursday | 10 | 11 | 460896.6421 | 1358140.2572 | 311066.8255 | 351.1845 | 4820.0977 | 4402.5668 | 2139677.5738
WeekDay | Thursday | 10 | 12 | 466875.1035 | 1355588.1274 | 317169.7964 | 376.193 | 4651.5938 | 4290.276 | 2148951.0902
WeekDay | Thursday | 10 | 13 | 465720.3012 | 1373108.6495 | 316958.9301 | 402.0163 | 6092.7454 | 4508.9281 | 2166791.5707
WeekDay | Thursday | 10 | 14 | 475559.3249 | 1352147.6762 | 309995.4791 | 385.5722 | 5432.0328 | 5248.7629 | 2148768.8481
WeekDay | Thursday | 10 | 15 | 517424.1928 | 1285453.5343 | 306355.3505 | 347.9444 | 5538.4563 | 5510.4043 | 2120629.8827
WeekDay | Thursday | 10 | 16 | 562184.3871 | 1202566.4872 | 303142.8131 | 321.8735 | 5476.3759 | 5160.0668 | 2078852.0035
WeekDay | Thursday | 10 | 17 | 610976.0227 | 1101675.179 | 295076.9957 | 78318.2945 | 5556.1936 | 4930.7909 | 2096533.4763
WeekDay | Thursday | 10 | 18 | 709902.2577 | 1059569.6816 | 288658.8359 | 78321.2769 | 4491.9586 | 4142.5314 | 2145086.5421
WeekDay | Thursday | 10 | 19 | 806431.885 | 1023039.7217 | 282210.9101 | 78636.189 | 2948.8178 | 517.1061 | 2193784.6298
WeekDay | Thursday | 10 | 20 | 864481.5794 | 964299.5206 | 273311.8503 | 79028.8439 | 2398.9631 | 526.6181 | 2184047.3752
WeekDay | Thursday | 10 | 21 | 925365.5735 | 913417.0424 | 264184.8516 | 78922.3851 | 2053.0867 | 526.9887 | 2184469.928
WeekDay | Thursday | 10 | 22 | 931099.6409 | 863442.4767 | 259391.8267 | 78651.1388 | 2066.3896 | 519.5768 | 2135171.0495
WeekDay | Thursday | 10 | 23 | 880046.3351 | 831919.5597 | 257043.7716 | 78396.8684 | 2252.6307 | 515.2531 | 2050174.4188
WeekDay | Friday | 10 | 0 | 818839.9468 | 749784.0505 | 258856.032 | 78359.5034 | 2363.4886 | 518.0944 | 1908721.1156
WeekDay | Friday | 10 | 1 | 769054.0732 | 731654.4889 | 257716.9495 | 78336.6031 | 3130.6246 | 514.5119 | 1840407.2513
WeekDay | Friday | 10 | 2 | 732776.6914 | 716793.8869 | 257520.5731 | 78334.5277 | 3179.4021 | 512.2884 | 1789117.3695
WeekDay | Friday | 10 | 3 | 738012.0682 | 719908.002 | 255664.3998 | 78334.0187 | 2864.5659 | 512.1648 | 1795295.2194
WeekDay | Friday | 10 | 4 | 718355.1087 | 718141.3784 | 256039.0609 | 78332.1782 | 2851.2629 | 510.5589 | 1774229.5481
WeekDay | Friday | 10 | 5 | 722204.4353 | 743100.4964 | 261326.174 | 335.1206 | 3529.7127 | 505.1235 | 1731001.0625
WeekDay | Friday | 10 | 6 | 707595.404 | 792259.6977 | 271576.7044 | 329.8468 | 3760.297 | 517.7238 | 1776039.6737
WeekDay | Friday | 10 | 7 | 571322.376 | 945814.8241 | 286952.8705 | 319.2979 | 3188.2707 | 520.8121 | 1808118.4513
WeekDay | Friday | 10 | 8 | 503232.7666 | 1155102.8697 | 297549.2524 | 332.6864 | 3767.2256 | 535.1418 | 1960519.9426
WeekDay | Friday | 10 | 9 | 488722.6728 | 1257673.3524 | 305991.0462 | 363.0193 | 3871.1548 | 521.4297 | 2057142.6752
WeekDay | Friday | 10 | 10 | 492066.7353 | 1317865.1051 | 310064.9761 | 359.1678 | 4237.2627 | 519.4532 | 2125112.7003
WeekDay | Friday | 10 | 11 | 482680.0174 | 1332639.9879 | 313753.917 | 356.8739 | 3742.5597 | 524.7651 | 2133698.121
WeekDay | Friday | 10 | 12 | 494419.7564 | 1332948.7587 | 315951.8923 | 341.2167 | 4119.4763 | 517.4767 | 2148298.5771
WeekDay | Friday | 10 | 13 | 489606.3736 | 1332533.0277 | 314952.9684 | 363.6319 | 4629.4222 | 3282.1291 | 2145367.5529
WeekDay | Friday | 10 | 14 | 500609.0317 | 1321018.6945 | 310284.8737 | 358.6297 | 5143.8025 | 5169.3317 | 2142584.3637
WeekDay | Friday | 10 | 15 | 538206.6942 | 1257021.3135 | 300207.2322 | 357.1669 | 5019.6417 | 4867.9129 | 2105679.9615
WeekDay | Friday | 10 | 16 | 593781.4273 | 1181236.8299 | 293645.6841 | 369.1293 | 5338.9122 | 4467.9154 | 2078839.8983
WeekDay | Friday | 10 | 17 | 648823.5478 | 1073204.231 | 288687.5885 | 78792.3074 | 3636.1362 | 4261.6165 | 2097405.4273
WeekDay | Friday | 10 | 18 | 756606.6815 | 1027457.3936 | 283432.7396 | 78934.3045 | 2048.6524 | 4313.1295 | 2152792.9011
WeekDay | Friday | 10 | 19 | 855338.6122 | 1013880.4075 | 277893.9566 | 79370.3195 | 1823.7496 | 4275.4521 | 2232582.4975
WeekDay | Friday | 10 | 20 | 914748.7793 | 952975.9421 | 274713.5418 | 79451.9769 | 1467.7574 | 4142.1608 | 2227500.1583
WeekDay | Friday | 10 | 21 | 973329.8855 | 911937.3768 | 269342.3816 | 78855.8254 | 1902.3201 | 3978.9747 | 2239346.764
WeekDay | Friday | 10 | 22 | 984595.9107 | 860300.3497 | 266565.3663 | 78712.6648 | 1423.4143 | 3823.324 | 2195421.0298
WeekDay | Friday | 10 | 23 | 937339.7451 | 826558.9239 | 263629.2341 | 78414.4179 | 1627.3927 | 3737.9632 | 2111307.6769
Saturday | Saturday | 10 | 0 | 873697.5082 | 801204.8739 | 261962.805 | 78365.9393 | 1733.8162 | 3696.8269 | 2020661.7696
Saturday | Saturday | 10 | 1 | 821450.0936 | 780651.3367 | 259164.4918 | 78317.4899 | 1751.5534 | 3689.6621 | 1945024.6275
Saturday | Saturday | 10 | 2 | 782518.1071 | 759424.7256 | 259472.9677 | 78314.6982 | 1769.2907 | 3662.1144 | 1885161.9037
Saturday | Saturday | 10 | 3 | 735546.8094 | 740390.7634 | 258883.2025 | 78313.118 | 2163.9445 | 3757.1107 | 1819054.9484
Saturday | Saturday | 10 | 4 | 716519.0648 | 739289.1343 | 260732.9735 | 78311.2775 | 3485.3696 | 3835.3066 | 1802173.1264
Saturday | Saturday | 10 | 5 | 719196.9241 | 765985.1879 | 269346.3273 | 313.0135 | 4066.2646 | 3973.5392 | 1762881.2566
Saturday | Saturday | 10 | 6 | 706253.627 | 805344.2212 | 279933.4504 | 310.1537 | 3449.8951 | 4089.6596 | 1799381.007
Saturday | Saturday | 10 | 7 | 586126.5486 | 950682.7265 | 290942.9578 | 281.7687 | 2984.2923 | 4441.8501 | 1835460.1439
Saturday | Saturday | 10 | 8 | 527283.0588 | 1145461.3143 | 302962.1848 | 287.3747 | 3848.9832 | 4199.9739 | 1984042.8897
Saturday | Saturday | 10 | 9 | 505621.1738 | 1253537.0955 | 307009.0884 | 290.0792 | 4554.0389 | 4176.0086 | 2075187.4844
Saturday | Saturday | 10 | 10 | 503815.0001 | 1289846.4738 | 308667.952 | 299.4962 | 4758.0173 | 5041.2287 | 2112428.1681
Saturday | Saturday | 10 | 11 | 483034.6236 | 1301664.0573 | 305994.8579 | 321.679 | 4061.8302 | 4711.5211 | 2099788.569
Saturday | Saturday | 10 | 12 | 489031.8865 | 1312475.035 | 307390.2919 | 351.2325 | 4185.991 | 4805.5291 | 2118239.9661
Saturday | Saturday | 10 | 13 | 485385.109 | 1320726.8738 | 310982.8353 | 335.4427 | 4496.3929 | 4430.2381 | 2126356.8916
Saturday | Saturday | 10 | 14 | 490668.9441 | 1308700.1484 | 309138.6957 | 307.9406 | 5494.1132 | 5007.5044 | 2119317.3463
Saturday | Saturday | 10 | 15 | 521685.0508 | 1258710.062 | 305202.4834 | 294.1706 | 6185.8659 | 4973.4095 | 2097051.0423
Saturday | Saturday | 10 | 16 | 562567.9958 | 1186487.9376 | 297979.2908 | 286.6458 | 5791.2121 | 4649.2608 | 2057762.3429
Saturday | Saturday | 10 | 17 | 617252.3127 | 1080555.8125 | 291546.0449 | 78296.598 | 4585.0791 | 4503.1221 | 2076738.9694
Saturday | Saturday | 10 | 18 | 703560.0486 | 1037269.146 | 283891.1639 | 78337.6528 | 3201.5736 | 4539.07 | 2110798.655
Saturday | Saturday | 10 | 19 | 696503.9796 | 985594.3776 | 278763.7391 | 78478.3098 | 1809.1995 | 4440.3677 | 2045589.9733
Saturday | Saturday | 10 | 20 | 724315.8914 | 938925.2381 | 273550.1397 | 78587.2406 | 1498.7976 | 4270.2638 | 2021147.5712
Saturday | Saturday | 10 | 21 | 762470.4111 | 897882.3968 | 266852.9986 | 78568.6642 | 1716.0789 | 4132.7724 | 2011623.3219
Saturday | Saturday | 10 | 22 | 785888.6866 | 857264.8869 | 259996.0439 | 78538.7242 | 1330.2937 | 3955.1329 | 1986973.7682
Saturday | Saturday | 10 | 23 | 773149.6719 | 830837.9348 | 252135.0649 | 78537.0643 | 1179.5271 | 3832.5889 | 1939671.8519
Sunday | Sunday | 10 | 0 | 736139.6818 | 797288.54 | 251583.5798 | 78528.5189 | 1862.4112 | 3725.2394 | 1869127.971
Sunday | Sunday | 10 | 1 | 696628.6747 | 766758.1719 | 250276.6293 | 78439.8028 | 2523.1238 | 3662.8556 | 1798289.2582
Sunday | Sunday | 10 | 2 | 665857.0218 | 752682.5261 | 245565.6861 | 78306.202 | 2735.9708 | 3638.5197 | 1748785.9265
Sunday | Sunday | 10 | 3 | 632931.6409 | 736385.4571 | 245929.5448 | 78304.1443 | 3676.0451 | 3655.5672 | 1700882.3993
Sunday | Sunday | 10 | 4 | 608164.1394 | 731243.4365 | 243734.3483 | 78305.8496 | 4230.3341 | 3623.5723 | 1669301.6802
Sunday | Sunday | 10 | 5 | 591342.1096 | 742029.6982 | 235511.233 | 303.791 | 4403.2723 | 3690.8974 | 1577281.0015
Sunday | Sunday | 10 | 6 | 581786.7177 | 740801.154 | 234288.0042 | 293.6047 | 3534.1471 | 3570.4534 | 1564274.0811
Sunday | Sunday | 10 | 7 | 578849.301 | 782217.8247 | 234708.0105 | 239.0919 | 2509.8209 | 3455.0743 | 1601979.1232
Sunday | Sunday | 10 | 8 | 567506.5911 | 859318.7882 | 235998.6797 | 229.5069 | 3343.4716 | 3256.5579 | 1669653.5954
Sunday | Sunday | 10 | 9 | 544262.4113 | 946166.5806 | 239108.0498 | 230.5579 | 3454.3294 | 3549.9471 | 1736771.8761
Sunday | Sunday | 10 | 10 | 532305.8392 | 980383.0411 | 242541.3093 | 262.6226 | 3742.5597 | 4105.2247 | 1763340.5965
Sunday | Sunday | 10 | 11 | 525788.0293 | 1004119.9607 | 243492.3529 | 280.1796 | 3720.3882 | 4021.2227 | 1781422.1334
Sunday | Sunday | 10 | 12 | 528395.1089 | 1002359.8351 | 244995.3996 | 275.4881 | 3844.5489 | 4115.6014 | 1783985.9819
Sunday | Sunday | 10 | 13 | 530573.0394 | 984933.4255 | 243765.68 | 297.7252 | 4190.4253 | 3863.3485 | 1767623.6439
Sunday | Sunday | 10 | 14 | 537225.2037 | 963386.0245 | 240126.2625 | 313.4354 | 5219.1858 | 3830.6124 | 1750100.7244
Sunday | Sunday | 10 | 15 | 546753.0711 | 950837.2463 | 238916.7334 | 301.3632 | 6029.2793 | 3476.816 | 1746314.5092
Sunday | Sunday | 10 | 16 | 553824.5328 | 929243.2265 | 234168.7476 | 274.9121 | 4379.1607 | 3519.5581 | 1725410.1379
Sunday | Sunday | 10 | 17 | 578816.7901 | 893994.393 | 228256.1274 | 78273.9858 | 5999.6248 | 4043.9526 | 1789384.8737
Sunday | Sunday | 10 | 18 | 639788.765 | 905399.7297 | 225916.9487 | 78271.3141 | 3330.1687 | 4130.7958 | 1856837.722
Sunday | Sunday | 10 | 19 | 680384.3798 | 907756.0688 | 228264.4205 | 78352.0291 | 891.2968 | 4141.9137 | 1899790.1087
Sunday | Sunday | 10 | 20 | 697558.4913 | 881895.3044 | 230638.8061 | 78387.0522 | 926.7713 | 4030.4876 | 1893436.9129
Sunday | Sunday | 10 | 21 | 717310.2533 | 858043.6967 | 230144.5218 | 78395.6053 | 1308.1222 | 3922.891 | 1889125.0903
Sunday | Sunday | 10 | 22 | 724046.4939 | 836088.0526 | 226334.8864 | 78395.6924 | 904.5997 | 3744.1398 | 1869513.8648
Sunday | Sunday | 10 | 23 | 709316.4413 | 815692.7503 | 226758.8945 | 78395.7872 | 1232.7389 | 3645.8081 | 1835042.4203
WeekDay | Monday | 10 | 0 | 691021.6482 | 786438.2865 | 224340.8861 | 78394.4229 | 2013.1779 | 3618.2604 | 1785826.682
WeekDay | Monday | 10 | 1 | 665709.5876 | 753681.8265 | 225699.9158 | 78388.9824 | 2554.164 | 3548.7117 | 1729583.188
WeekDay | Monday | 10 | 2 | 639093.5672 | 730119.4815 | 228749.1279 | 78319.2899 | 2687.1934 | 3536.9762 | 1682505.6361
WeekDay | Monday | 10 | 3 | 593289.8019 | 727739.1605 | 228089.9081 | 78305.7309 | 1401.2427 | 3582.9302 | 1632408.7743
WeekDay | Monday | 10 | 4 | 572165.8697 | 723117.4237 | 227380.1506 | 78304.4311 | 1999.8749 | 3575.7653 | 1606543.5154
WeekDay | Monday | 10 | 5 | 556272.0119 | 721211.3021 | 229011.7457 | 308.5823 | 2265.9337 | 3552.7883 | 1512622.3641
WeekDay | Monday | 10 | 6 | 547918.9505 | 712443.2736 | 224389.9776 | 293.4935 | 2536.4267 | 3419.2499 | 1491001.3719
WeekDay | Monday | 10 | 7 | 554729.6866 | 721154.6434 | 226187.7055 | 245.4015 | 1560.878 | 3242.1046 | 1507120.4196
WeekDay | Monday | 10 | 8 | 564814.5746 | 755267.945 | 230304.3602 | 225.1299 | 1693.9074 | 3133.2727 | 1555439.1898
WeekDay | Monday | 10 | 9 | 554758.7188 | 796156.5961 | 231531.5966 | 232.2947 | 2248.1964 | 2991.7047 | 1587919.1074
WeekDay | Monday | 10 | 10 | 538173.173 | 824756.638 | 237361.7381 | 247.8168 | 2563.0326 | 2968.3571 | 1606070.7556
WeekDay | Monday | 10 | 11 | 536468.3862 | 852588.1258 | 235356.1368 | 274.283 | 3263.654 | 3448.5271 | 1631399.1129
WeekDay | Monday | 10 | 12 | 529308.0288 | 875995.9644 | 234058.3822 | 258.5298 | 3720.3882 | 3681.756 | 1647023.0494
WeekDay | Monday | 10 | 13 | 525554.9998 | 876540.8247 | 231122.9989 | 247.2066 | 3543.0157 | 2992.4459 | 1640001.4916
WeekDay | Monday | 10 | 14 | 518159.0046 | 878337.3281 | 221699.4848 | 246.0382 | 4474.2213 | 3679.1618 | 1626595.2388
WeekDay | Monday | 10 | 15 | 518035.9761 | 871902.1377 | 223356.0889 | 240.5105 | 3893.3264 | 3886.2019 | 1621314.2415
WeekDay | Monday | 10 | 16 | 523080.3584 | 854372.5279 | 221528.1348 | 233.323 | 3684.9137 | 4021.5933 | 1606920.851
WeekDay | Monday | 10 | 17 | 555195.2503 | 850718.186 | 221269.077 | 78239.5438 | 3299.1285 | 4022.8286 | 1712744.0142
WeekDay | Monday | 10 | 18 | 633770.3211 | 880099.0578 | 218674.4871 | 78255.3437 | 1423.4143 | 4073.3533 | 1816295.9774
WeekDay | Monday | 10 | 19 | 763722.8679 | 886210.7212 | 217850.6825 | 78449.1252 | 1401.2427 | 3996.0221 | 1951630.6616
WeekDay | Monday | 10 | 20 | 805712.1809 | 861839.3057 | 218804.3784 | 78361.0369 | 1241.6075 | 3824.0652 | 1969782.5745
WeekDay | Monday | 10 | 21 | 837242.5533 | 836876.9854 | 222033.4171 | 78358.9224 | 1414.5457 | 3801.5823 | 1979728.0061
WeekDay | Monday | 10 | 22 | 850914.7689 | 824009.8972 | 222192.5783 | 78358.0886 | 1050.9321 | 3727.4629 | 1980253.7281
WeekDay | Monday | 10 | 23 | 822224.3755 | 805798.1232 | 220277.6595 | 78358.1834 | 1268.2134 | 3662.8556 | 1931589.4106
WeekDay | Tuesday | 10 | 0 | 777115.7888 | 784077.3361 | 217061.3594 | 78337.8638 | 2163.9445 | 3571.3181 | 1862327.6108
WeekDay | Tuesday | 10 | 1 | 738079.6203 | 767953.6226 | 219523.6321 | 78311.7992 | 2784.7482 | 3571.3181 | 1810224.7407
WeekDay | Tuesday | 10 | 2 | 707411.0124 | 745877.9695 | 223760.9456 | 78264.9224 | 2691.6277 | 3527.8348 | 1761534.3124
WeekDay | Tuesday | 10 | 3 | 652182.8912 | 737729.1319 | 224956.1235 | 78244.5599 | 1485.4947 | 3585.0302 | 1698183.2314
WeekDay | Tuesday | 10 | 4 | 633946.6325 | 740000.1532 | 225039.3103 | 78246.9473 | 1693.9074 | 3661.2496 | 1682588.2003
WeekDay | Tuesday | 10 | 5 | 620854.1203 | 769919.6155 | 233554.0365 | 249.5928 | 2638.4159 | 3772.7993 | 1630988.5803
WeekDay | Tuesday | 10 | 6 | 611713.5847 | 812893.4608 | 245896.2967 | 241.6322 | 2359.0542 | 3599.8541 | 1676703.8827
WeekDay | Tuesday | 10 | 7 | 593324.4652 | 900111.6427 | 263317.0861 | 203.6987 | 1361.3339 | 3492.134 | 1761810.3607
WeekDay | Tuesday | 10 | 8 | 586466.0049 | 1019598.2216 | 276721.552 | 184.5148 | 1565.3123 | 3400.9671 | 1887936.5727
WeekDay | Tuesday | 10 | 9 | 580516.9268 | 1088159.7667 | 286651.0674 | 179.4102 | 2301.4082 | 3218.757 | 1961027.3364
WeekDay | Tuesday | 10 | 10 | 577736.9277 | 1142115.0034 | 291434.6943 | 179.4986 | 2354.6199 | 3115.7311 | 2016936.475
WeekDay | Tuesday | 10 | 11 | 573086.3993 | 1158612.9417 | 295399.0436 | 205.2057 | 2780.3139 | 3198.7448 | 2033282.649
WeekDay | Tuesday | 10 | 12 | 582426.0454 | 1154612.9113 | 302382.884 | 224.8963 | 2793.6169 | 3115.9782 | 2045556.332
WeekDay | Tuesday | 10 | 13 | 579317.4326 | 1152144.9932 | 303318.8633 | 201.6195 | 3015.3325 | 3358.7191 | 2041356.9602
WeekDay | Tuesday | 10 | 14 | 571519.8447 | 1145171.834 | 298372.9405 | 202.9737 | 3476.501 | 3545.1293 | 2022289.2232
WeekDay | Tuesday | 10 | 15 | 584168.9656 | 1123877.0711 | 295916.2172 | 199.8574 | 3182.8664 | 3991.6985 | 2011336.6762
WeekDay | Tuesday | 10 | 16 | 599539.0493 | 1084637.7543 | 291142.3544 | 202.5379 | 4952.4342 | 3956.2447 | 1984430.3747
WeekDay | Tuesday | 10 | 17 | 634185.6747 | 1031169.1341 | 280548.9165 | 78202.0398 | 4154.9508 | 4225.9157 | 2032486.6315
WeekDay | Tuesday | 10 | 18 | 722298.6476 | 1015389.6611 | 277635.7582 | 78211.5301 | 2170.8731 | 4320.4179 | 2100026.888
WeekDay | Tuesday | 10 | 19 | 770450.8073 | 1001229.6275 | 276062.6544 | 78348.76 | 1006.5889 | 4219.6155 | 2131318.0537
WeekDay | Tuesday | 10 | 20 | 794606.8298 | 946612.1257 | 271716.2113 | 78498.6079 | 860.2566 | 3740.6809 | 2096034.7122
WeekDay | Tuesday | 10 | 21 | 822369.1924 | 903026.0039 | 266575.9562 | 78488.462 | 1210.5673 | 3622.7076 | 2075292.8894
WeekDay | Tuesday | 10 | 22 | 814813.3058 | 861289.7602 | 262279.4795 | 78378.0722 | 1046.4977 | 3503.6225 | 2021310.738
WeekDay | Tuesday | 10 | 23 | 753506.4866 | 826030.0423 | 260912.85 | 78286.8766 | 1095.2752 | 3436.0503 | 1923267.581
WeekDay | Wednesday | 10 | 0 | 697839.9363 | 810527.3714 | 257372.5017 | 78269.3966 | 1689.4731 | 3363.1663 | 1849061.8454
WeekDay | Wednesday | 10 | 1 | 652771.7305 | 783203.4091 | 254354.6343 | 78233.0623 | 1556.4437 | 3327.4654 | 1773446.7454
WeekDay | Wednesday | 10 | 2 | 621836.1858 | 762439.6626 | 255785.7343 | 78228.1107 | 2039.7837 | 3323.3889 | 1723652.8659
WeekDay | Wednesday | 10 | 3 | 595306.5694 | 750419.2998 | 254824.6426 | 78230.8808 | 2181.6817 | 3428.3913 | 1684391.4657
WeekDay | Wednesday | 10 | 4 | 585888.7047 | 756542.8904 | 255967.1831 | 78233.8822 | 2456.6091 | 3562.1768 | 1682651.4462
WeekDay | Wednesday | 10 | 5 | 604020.6033 | 790024.222 | 264005.0255 | 242.7691 | 2988.7266 | 3760.3225 | 1665041.669
WeekDay | Wednesday | 10 | 6 | 622854.0316 | 853433.4141 | 273494.8865 | 229.5953 | 3148.3619 | 3989.1043 | 1757149.3937
WeekDay | Wednesday | 10 | 7 | 511815.7125 | 982651.9103 | 283795.5801 | 196.299 | 2421.1346 | 4282.7405 | 1785163.3771
WeekDay | Wednesday | 10 | 8 | 454033.6278 | 1170685.7161 | 297091.0035 | 202.332 | 2913.3433 | 4278.664 | 1929204.6867
WeekDay | Wednesday | 10 | 9 | 440744.7413 | 1279392.6083 | 305179.8519 | 227.722 | 3112.8874 | 4275.5757 | 2032933.3865
WeekDay | Wednesday | 10 | 10 | 441375.7798 | 1331714.3381 | 310025.668 | 229.6383 | 3613.9647 | 4154.6376 | 2091114.0263
WeekDay | Wednesday | 10 | 11 | 446348.5681 | 1347331.3109 | 313677.0996 | 247.2003 | 4287.2873 | 4162.4201 | 2116053.8864
WeekDay | Wednesday | 10 | 12 | 456033.3921 | 1347232.5661 | 313662.4668 | 306.186 | 5196.3214 | 4134.5018 | 2126565.4341
WeekDay | Wednesday | 10 | 13 | 459115.9394 | 1346502.4428 | 312674.3403 | 320.8137 | 5756.9848 | 4274.2168 | 2128644.7378
WeekDay | Wednesday | 10 | 14 | 463893.152 | 1335738.5444 | 308644.5626 | 334.2464 | 5026.5704 | 4666.9259 | 2118304.0017
WeekDay | Wednesday | 10 | 15 | 502909.1898 | 1276939.8448 | 298976.4129 | 303.8491 | 5921.0543 | 4650.9903 | 2089701.3412
WeekDay | Wednesday | 10 | 16 | 558331.7069 | 1200418.4883 | 289717.0464 | 257.9576 | 6089.4196 | 4606.7657 | 2059421.3846
WeekDay | Wednesday | 10 | 17 | 610046.6625 | 1089818.1513 | 281769.8201 | 78268.2534 | 4467.847 | 4727.5803 | 2069098.3146
WeekDay | Wednesday | 10 | 18 | 712177.6125 | 1056973.3646 | 276221.2788 | 78530.2747 | 2908.909 | 4704.2327 | 2131515.6723
WeekDay | Wednesday | 10 | 19 | 782652.4674 | 1013235.6593 | 271117.2678 | 78945.9397 | 3109.7002 | 4518.9343 | 2153579.9688
WeekDay | Wednesday | 10 | 20 | 821967.3198 | 960492.6482 | 264806.2776 | 78960.2782 | 2767.011 | 4342.4066 | 2133335.9414
WeekDay | Wednesday | 10 | 21 | 860050.841 | 909344.4597 | 259428.5515 | 78876.534 | 2359.0542 | 4135.1195 | 2114194.5599
WeekDay | Wednesday | 10 | 22 | 864189.2609 | 863779.8106 | 254676.7461 | 78352.95 | 1986.572 | 3945.2504 | 2066930.5899
WeekDay | Wednesday | 10 | 23 | 807275.4094 | 827574.6396 | 251596.863 | 78338.9021 | 2168.3788 | 3759.0872 | 1970713.2801
WeekDay | Thursday | 10 | 0 | 739395.3675 | 793845.2926 | 249053.16 | 78329.7693 | 2421.1346 | 3738.4573 | 1866783.1814
WeekDay | Thursday | 10 | 1 | 693605.9539 | 768823.0207 | 246166.7787 | 78288.357 | 2962.1207 | 3661.2496 | 1793507.4807
WeekDay | Thursday | 10 | 2 | 659022.8673 | 747210.5279 | 244957.3286 | 78285.7208 | 3467.6324 | 3644.5728 | 1736588.6497
WeekDay | Thursday | 10 | 3 | 630141.1144 | 742330.2209 | 246028.9528 | 78284.7633 | 4128.3449 | 3724.8688 | 1704638.265
WeekDay | Thursday | 10 | 4 | 614873.917 | 750937.9133 | 247638.2118 | 78285.6424 | 4101.7391 | 3817.765 | 1699655.1887
WeekDay | Thursday | 10 | 5 | 629436.8988 | 779451.4984 | 254261.5141 | 290.6425 | 4864.4408 | 4022.5816 | 1672327.5762
WeekDay | Thursday | 10 | 6 | 635123.4595 | 819334.0431 | 264466.1742 | 283.4045 | 4758.0173 | 4176.8734 | 1728141.972
WeekDay | Thursday | 10 | 7 | 521799.4868 | 965082.9127 | 281040.3845 | 253.1638 | 2935.5149 | 4378.7251 | 1775490.1879
WeekDay | Thursday | 10 | 8 | 463551.2375 | 1161233.1773 | 294753.869 | 252.4792 | 3631.7019 | 4391.696 | 1927814.1609
WeekDay | Thursday | 10 | 9 | 450061.0029 | 1268399.2717 | 305176.9396 | 282.519 | 3835.6803 | 4226.5333 | 2031981.9468
WeekDay | Thursday | 10 | 10 | 451890.7957 | 1323643.0268 | 309234.6863 | 296.2928 | 4185.991 | 4234.81 | 2093485.6025
WeekDay | Thursday | 10 | 11 | 460903.5667 | 1350487.2615 | 307721.6976 | 316.9067 | 4128.3449 | 4756.1162 | 2128313.8936
WeekDay | Thursday | 10 | 12 | 469223.4952 | 1345317.317 | 307915.0676 | 331.9954 | 4860.0065 | 4742.2806 | 2132390.1624
WeekDay | Thursday | 10 | 13 | 466984.2812 | 1349691.1297 | 305046.2627 | 357.3501 | 5236.9231 | 4782.9227 | 2132098.8695
WeekDay | Thursday | 10 | 14 | 468769.8746 | 1315517.8278 | 299923.2605 | 299.6111 | 5463.073 | 5183.4144 | 2095157.0614
WeekDay | Thursday | 10 | 15 | 504208.412 | 1244293.4487 | 292129.365 | 302.4091 | 5569.4965 | 5792.1814 | 2052295.3128
WeekDay | Thursday | 10 | 16 | 555951.8062 | 1173740.9481 | 278038.8284 | 325.0075 | 4709.2399 | 5231.592 | 2017997.4221
WeekDay | Thursday | 10 | 17 | 603081.0699 | 1085779.7116 | 262915.5492 | 78710.2963 | 4576.2105 | 4929.9261 | 2039992.7636
WeekDay | Thursday | 10 | 18 | 704069.106 | 1039533.3168 | 254210.6663 | 78733.9949 | 2500.9522 | 4817.1412 | 2083865.1774
WeekDay | Thursday | 10 | 19 | 766711.7538 | 1017898.4187 | 244108.4918 | 78625.8157 | 2333.6955 | 4621.3425 | 2114299.5181
WeekDay | Thursday | 10 | 20 | 805798.3682 | 963287.5669 | 234264.7325 | 78828.6416 | 1951.0975 | 4379.4663 | 2088509.873
WeekDay | Thursday | 10 | 21 | 851535.8395 | 911294.8716 | 229775.0367 | 78871.7743 | 2181.6817 | 3957.6036 | 2077616.8075
WeekDay | Thursday | 10 | 22 | 866000.8857 | 863239.1898 | 223803.609 | 78708.4634 | 1813.6338 | 3698.5564 | 2037264.3382
WeekDay | Thursday | 10 | 23 | 816333.2732 | 830501.6502 | 218850.2823 | 78337.1059 | 2155.0759 | 3579.4713 | 1949756.8588
WeekDay | Friday | 10 | 0 | 757603.7787 | 744139.9493 | 220418.6582 | 78302.0525 | 2731.5365 | 3537.7174 | 1806733.6926
WeekDay | Friday | 10 | 1 | 710965.0561 | 726817.5622 | 222405.9003 | 78281.6925 | 3219.3109 | 3461.745 | 1745151.267
WeekDay | Friday | 10 | 2 | 676282.3002 | 708960.0223 | 222880.739 | 78252.1693 | 3316.8657 | 3433.2091 | 1693125.3056
WeekDay | Friday | 10 | 3 | 636878.5006 | 701751.6849 | 223788.948 | 78251.8194 | 2265.9337 | 3523.017 | 1646459.9035
WeekDay | Friday | 10 | 4 | 621515.164 | 702306.8687 | 229674.4783 | 78252.7377 | 2341.317 | 3588.6127 | 1637679.1783
WeekDay | Friday | 10 | 5 | 626401.9423 | 735615.9077 | 237049.0777 | 346.1393 | 2997.5952 | 3717.5804 | 1606128.2426
WeekDay | Friday | 10 | 6 | 621367.4882 | 777912.0566 | 250762.7686 | 387.5453 | 3334.603 | 3769.0933 | 1657533.5551
WeekDay | Friday | 10 | 7 | 559336.1187 | 902224.5966 | 264528.6521 | 220.4877 | 3188.2707 | 4169.832 | 1733667.9579
WeekDay | Friday | 10 | 8 | 529630.9243 | 1069071.5128 | 280690.877 | 226.7051 | 3767.2256 | 4373.6603 | 1887760.9052
WeekDay | Friday | 10 | 9 | 520182.484 | 1158265.8599 | 289479.5609 | 243.9779 | 3871.1548 | 4179.7146 | 1976222.7522
WeekDay | Friday | 10 | 10 | 526590.324 | 1211134.2992 | 297095.6943 | 268.4231 | 4237.2627 | 4070.7591 | 2043396.7625
WeekDay | Friday | 10 | 11 | 536629.7999 | 1235239.2667 | 303450.4937 | 267.5843 | 3494.2382 | 4243.7043 | 2083325.0872
WeekDay | Friday | 10 | 12 | 536593.8653 | 1233898.695 | 311772.0652 | 241.3909 | 3911.0636 | 4526.4697 | 2090943.5498
WeekDay | Friday | 10 | 13 | 528167.4818 | 1237922.9993 | 311636.4893 | 238.7673 | 4611.685 | 4873.719 | 2087451.1417
WeekDay | Friday | 10 | 14 | 532042.739 | 1242431.344 | 309048.7179 | 260.3589 | 4984.1672 | 4946.9736 | 2093714.3007
WeekDay | Friday | 10 | 15 | 561722.7489 | 1198348.9437 | 305264.7857 | 260.0596 | 4647.1595 | 4954.5091 | 2075198.2064
WeekDay | Friday | 10 | 16 | 600760.8155 | 1131356.2484 | 297947.3088 | 491.9488 | 4292.4145 | 4630.3604 | 2039479.0964
WeekDay | Friday | 10 | 17 | 655682.4693 | 1042264.1586 | 292781.455 | 78716.6122 | 4181.5567 | 4616.6483 | 2078242.9001
WeekDay | Friday | 10 | 18 | 741230.3746 | 998221.1348 | 287649.682 | 78736.5642 | 1755.9877 | 4669.273 | 2112263.0165
WeekDay | Friday | 10 | 19 | 855338.6122 | 1005428.0562 | 283400.0878 | 78951.3449 | 1823.7496 | 4385.5194 | 2229327.37
WeekDay | Friday | 10 | 20 | 914748.7793 | 951857.6252 | 279428.9801 | 78821.7042 | 1467.7574 | 4210.5977 | 2230535.4439
WeekDay | Friday | 10 | 21 | 973329.8855 | 909152.5664 | 275398.9254 | 78561.0118 | 1902.3201 | 4022.211 | 2242366.9201
WeekDay | Friday | 10 | 22 | 984595.9107 | 860131.9055 | 269545.4509 | 78435.4348 | 1423.4143 | 3838.1479 | 2197970.264
WeekDay | Friday | 10 | 23 | 937339.7451 | 825778.0006 | 270275.7801 | 78429.5256 | 1627.3927 | 3661.9908 | 2117112.4349
Saturday | Saturday | 10 | 0 | 873697.5082 | 801409.7792 | 265674.7244 | 78349.9714 | 1733.8162 | 3598.1247 | 2024463.924
Saturday | Saturday | 10 | 1 | 821450.0936 | 782091.4011 | 262179.1794 | 78258.0646 | 1751.5534 | 3525.4877 | 1949255.7798
Saturday | Saturday | 10 | 2 | 782518.1071 | 758000.3066 | 258437.0094 | 78257.9863 | 1769.2907 | 3473.8512 | 1882456.5513
Saturday | Saturday | 10 | 3 | 662353.7353 | 734674.1067 | 252596.7344 | 78254.4696 | 2097.4298 | 3515.9757 | 1733492.4515
Saturday | Saturday | 10 | 4 | 647319.9773 | 734672.5079 | 257751.0318 | 78259.4718 | 2115.1671 | 3592.8128 | 1723710.9687
Saturday | Saturday | 10 | 5 | 656460.6188 | 758651.086 | 264622.0751 | 262.3232 | 3409.9863 | 3847.9069 | 1687253.9964
Saturday | Saturday | 10 | 6 | 659570.57 | 798475.6478 | 272571.2062 | 259.6162 | 3578.4902 | 4030.2406 | 1738485.7709
Saturday | Saturday | 10 | 7 | 563936.4595 | 943787.0885 | 280893.5103 | 235.3226 | 3272.5226 | 4311.5236 | 1796436.4271
Saturday | Saturday | 10 | 8 | 511543.7418 | 1143007.6135 | 286933.4854 | 266.4247 | 3848.9832 | 4429.7439 | 1950029.9927
Saturday | Saturday | 10 | 9 | 495692.9675 | 1244754.2113 | 295451.7098 | 309.0042 | 4554.0389 | 4590.4594 | 2045352.3912
Saturday | Saturday | 10 | 10 | 494333.4875 | 1298670.3328 | 295537.8913 | 325.9625 | 4758.0173 | 4664.0847 | 2098289.7761
Saturday | Saturday | 10 | 11 | 502822.6256 | 1336636.2821 | 295159.0919 | 333.5087 | 4279.1116 | 4476.6862 | 2143707.3061
Saturday | Saturday | 10 | 12 | 506989.8121 | 1345288.6537 | 304005.6638 | 325.5772 | 5112.7623 | 4545.3702 | 2166267.8392
Saturday | Saturday | 10 | 13 | 505658.5554 | 1350051.4064 | 308720.474 | 302.0403 | 5596.1024 | 4651.6079 | 2174980.1863
Saturday | Saturday | 10 | 14 | 514385.0884 | 1334271.1413 | 305527.1163 | 303.2226 | 5534.022 | 4655.9315 | 2164676.5221
Saturday | Saturday | 10 | 15 | 543002.0976 | 1273717.8547 | 300960.0568 | 270.5326 | 6744.5893 | 4840.2417 | 2129535.3727
Saturday | Saturday | 10 | 16 | 582241.6964 | 1193926.3975 | 294430.707 | 256.7816 | 5941.9787 | 4414.1789 | 2081211.7401
Saturday | Saturday | 10 | 17 | 622740.9509 | 1080646.539 | 286976.5713 | 78244.8542 | 5494.1132 | 4418.2554 | 2078521.284
Saturday | Saturday | 10 | 18 | 729082.616 | 1038030.8807 | 279656.8981 | 78241.3766 | 2824.6571 | 4430.4851 | 2132266.9136
Saturday | Saturday | 10 | 19 | 782859.8524 | 1012839.7633 | 271358.4956 | 78494.303 | 2030.9151 | 4190.0913 | 2151773.4207
Saturday | Saturday | 10 | 20 | 808577.014 | 964376.4795 | 265958.5044 | 78616.9141 | 1268.2134 | 4094.9715 | 2122892.0969
Saturday | Saturday | 10 | 21 | 859286.3306 | 919321.6798 | 263335.0113 | 78505.5011 | 1738.2505 | 3928.0794 | 2126114.8527
Saturday | Saturday | 10 | 22 | 890958.8897 | 876616.4171 | 274371.2987 | 78455.8365 | 1454.4545 | 3752.4165 | 2125609.3129
Saturday | Saturday | 10 | 23 | 878617.7688 | 848303.7737 | 277040.1495 | 78389.0834 | 1742.6848 | 3636.4197 | 2087729.8799
Sunday | Sunday | 10 | 0 | 840028.5997 | 812637.8686 | 263240.366 | 78318.1151 | 2319.1454 | 3521.4111 | 2000065.506
Sunday | Sunday | 10 | 1 | 797099.0177 | 780045.7768 | 252393.0128 | 78295.9551 | 2842.3943 | 3456.1861 | 1914132.3427
Sunday | Sunday | 10 | 2 | 759769.3212 | 765426.4728 | 247679.6433 | 78271.5655 | 3525.2784 | 3429.3796 | 1858101.6609
Sunday | Sunday | 10 | 3 | 720509.3319 | 746611.6044 | 246790.7798 | 78270.7318 | 4212.5969 | 3455.4449 | 1799850.4897
Sunday | Sunday | 10 | 4 | 695087.8503 | 742492.0986 | 246517.0043 | 78268.9785 | 3645.0049 | 3490.1574 | 1769501.094
Sunday | Sunday | 10 | 5 | 676380.7939 | 754323.9971 | 241520.8069 | 270.8143 | 4726.9771 | 3526.5995 | 1680749.9888
Sunday | Sunday | 10 | 6 | 672409.3479 | 755691.447 | 237496.2154 | 257.3791 | 4421.0096 | 3432.0973 | 1673707.4963
Sunday | Sunday | 10 | 7 | 663451.476 | 797758.6108 | 237965.1096 | 214 | 3250.3511 | 2840.0071 | 1705479.5546
Sunday | Sunday | 10 | 8 | 655173.9727 | 884385.0536 | 242181.4032 | 188.8487 | 3307.3043 | 2076.0835 | 1787312.666
Sunday | Sunday | 10 | 9 | 630105.2806 | 973411.8041 | 249575.6343 | 192.9869 | 2913.3433 | 1996.1581 | 1858195.2074
Sunday | Sunday | 10 | 10 | 616337.8627 | 1012680.1382 | 252973.902 | 194.7819 | 2846.8286 | 2111.4137 | 1887144.9271
Sunday | Sunday | 10 | 11 | 618914.4279 | 1056134.97 | 255979.6942 | 228.13 | 3773.5999 | 2024.1999 | 1937055.022
Sunday | Sunday | 10 | 12 | 618101.873 | 1056343.0271 | 259701.974 | 246.0647 | 4004.1842 | 2245.5697 | 1940642.6927
Sunday | Sunday | 10 | 13 | 616534.7778 | 1037235.2456 | 261595.5402 | 229.5991 | 4704.8056 | 2092.8838 | 1922392.8521
Sunday | Sunday | 10 | 14 | 620737.5173 | 1016229.0821 | 261178.0108 | 237.489 | 4691.5026 | 3300.7825 | 1906374.3842
Sunday | Sunday | 10 | 15 | 631057.7179 | 1001998.7984 | 255066.8076 | 252.0825 | 5738.0004 | 4220.7273 | 1898334.1341
Sunday | Sunday | 10 | 16 | 641907.4758 | 975132.91 | 252141.5804 | 223.2705 | 7090.4657 | 4316.0943 | 1880811.7967
Sunday | Sunday | 10 | 17 | 669377.0846 | 938970.6817 | 247702.1101 | 78239.9934 | 5999.6248 | 4099.2951 | 1944388.7897
Sunday | Sunday | 10 | 18 | 763154.1829 | 954767.5243 | 245326.9431 | 78379.3026 | 3330.1687 | 4150.8081 | 2049108.9296
Sunday | Sunday | 10 | 19 | 801221.4433 | 945630.0542 | 241887.3085 | 78671.6668 | 2958.9336 | 4084.5948 | 2074454.0012
Sunday | Sunday | 10 | 20 | 822069.927 | 918531.5674 | 241318.3657 | 78686.7038 | 2452.1748 | 3948.8328 | 2067007.5715
Sunday | Sunday | 10 | 21 | 853284.6992 | 890440.4021 | 239721.8015 | 78444.9377 | 2549.7297 | 3808.1295 | 2068249.6997
Sunday | Sunday | 10 | 22 | 884516.8074 | 860896.6209 | 236370.4373 | 78315.7517 | 2110.7327 | 3637.655 | 2065848.0051
Sunday | Sunday | 10 | 23 | 880206.1501 | 833686.7131 | 235157.0224 | 78311.1777 | 2252.6307 | 3468.7864 | 2033082.4804
WeekDay | Monday | 10 | 0 | 854202.6766 | 801277.8935 | 233684.2062 | 78307.4147 | 2691.6277 | 3394.1729 | 1973557.9916
WeekDay | Monday | 10 | 1 | 814519.0201 | 768629.8103 | 231906.9919 | 78284.4689 | 3263.654 | 3365.7604 | 1899969.7057
WeekDay | Monday | 10 | 2 | 782219.5911 | 743583.7368 | 231961.987 | 78259.161 | 3263.654 | 3319.93 | 1842608.0598
WeekDay | Monday | 10 | 3 | 737691.8521 | 754452.2396 | 231446.2201 | 78260.9232 | 3454.3294 | 3314.9887 | 1808620.5531
WeekDay | Monday | 10 | 4 | 711656.2633 | 751533.2427 | 230267.0917 | 78255.3412 | 3033.0697 | 3360.078 | 1778105.0865
WeekDay | Monday | 10 | 5 | 690135.8565 | 755412.2938 | 229552.4219 | 259.2044 | 3250.3511 | 3385.2785 | 1681995.4061
WeekDay | Monday | 10 | 6 | 680626.4954 | 744133.0432 | 228487.149 | 244.1485 | 2873.4345 | 3234.3221 | 1659598.5927
WeekDay | Monday | 10 | 7 | 687275.2257 | 748734.2764 | 231443.5934 | 193.1461 | 2177.2474 | 2980.5868 | 1672804.0758
WeekDay | Monday | 10 | 8 | 701931.9507 | 789674.4434 | 234109.6088 | 176.1158 | 2944.3835 | 2746.7402 | 1731583.2423
WeekDay | Monday | 10 | 9 | 694373.0288 | 827876.8211 | 238846.74 | 179.7096 | 3263.654 | 2649.6438 | 1767189.5973
WeekDay | Monday | 10 | 10 | 673530.5961 | 860834.5887 | 241152.662 | 205.3813 | 3272.5226 | 2695.5978 | 1781691.3485
WeekDay | Monday | 10 | 11 | 647448.965 | 889277.87 | 243527.6901 | 219.4545 | 3436.5922 | 2915.8559 | 1786826.4277
WeekDay | Monday | 10 | 12 | 641815.8434 | 918063.2617 | 244203.6434 | 219.5416 | 4070.6989 | 2891.3965 | 1811264.3855
WeekDay | Monday | 10 | 13 | 638180 | 920074.7822 | 243175.1868 | 219.6086 | 4775.7546 | 3257.7932 | 1809683.1253
WeekDay | Monday | 10 | 14 | 629503.5942 | 920800.2977 | 237619.758 | 223.6874 | 5122.8781 | 4339.6889 | 1797609.9043
WeekDay | Monday | 10 | 15 | 634925.7914 | 916055.7013 | 235478.2384 | 228.8147 | 5640.4455 | 4202.8152 | 1796531.8063
WeekDay | Monday | 10 | 16 | 648412.5656 | 900987.6347 | 232893.2227 | 250.3204 | 5489.6789 | 4034.4407 | 1792067.8629
WeekDay | Monday | 10 | 17 | 684772.148 | 895532.1573 | 232931.0352 | 78260.0124 | 4815.6634 | 4136.1077 | 1900447.124
WeekDay | Monday | 10 | 18 | 772664.0226 | 932096.5858 | 235498.9753 | 78273.1116 | 2336.8827 | 4157.8494 | 2025027.4274
WeekDay | Monday | 10 | 19 | 856746.5274 | 917025.6546 | 232586.25 | 78357.524 | 1863.6584 | 4052.7234 | 2090632.3378
WeekDay | Monday | 10 | 20 | 920944.7501 | 886768.9714 | 234598.534 | 78341.2858 | 1707.2103 | 3834.4419 | 2126195.1935
WeekDay | Monday | 10 | 21 | 964855.217 | 858499.6069 | 237654.8624 | 78318.6432 | 1813.6338 | 3735.6161 | 2144877.5793
WeekDay | Monday | 10 | 22 | 966389.3718 | 843291.7594 | 237359.1983 | 78318.3779 | 1538.7064 | 3655.3201 | 2130552.7339
WeekDay | Monday | 10 | 23 | 915028.7988 | 819854.4383 | 233287.2357 | 78313.4136 | 2026.4808 | 3566.9945 | 2052077.3616
WeekDay | Tuesday | 10 | 0 | 856238.3892 | 797589.2789 | 232005.8951 | 78278.2389 | 2775.8796 | 3499.9165 | 1970387.5982
WeekDay | Tuesday | 10 | 1 | 803211.8508 | 780864.2038 | 231219.4327 | 78268.4202 | 3565.1872 | 3423.45 | 1900552.5447
WeekDay | Tuesday | 10 | 2 | 765915.4829 | 760198.249 | 228401.9979 | 78266.4559 | 3356.7746 | 3421.4735 | 1839560.4338
WeekDay | Tuesday | 10 | 3 | 749055.7754 | 753110.0774 | 227883.3915 | 78265.6222 | 2855.6972 | 3571.8123 | 1814742.376
WeekDay | Tuesday | 10 | 4 | 730550.2907 | 758081.9647 | 234044.5503 | 78265.6412 | 2509.8209 | 3706.0919 | 1807158.3595
WeekDay | Tuesday | 10 | 5 | 732825.711 | 791935.3587 | 242868.9438 | 273.5024 | 3170.5334 | 3936.6031 | 1775010.6524
WeekDay | Tuesday | 10 | 6 | 715276.0764 | 853085.2893 | 255437.8371 | 271.8451 | 2660.5875 | 4212.0801 | 1830943.7155
WeekDay | Tuesday | 10 | 7 | 576799.004 | 1015577.3574 | 275563.9033 | 242.6175 | 2731.5365 | 4455.0681 | 1875369.4868
WeekDay | Tuesday | 10 | 8 | 505089.6651 | 1219632.6568 | 290200.2305 | 270.4076 | 3715.9539 | 4262.9754 | 2023171.8892
WeekDay | Tuesday | 10 | 9 | 488543.3739 | 1314046.7816 | 298808.2975 | 751.7039 | 3826.8117 | 4171.3144 | 2110148.283
WeekDay | Tuesday | 10 | 10 | 491656.5684 | 1369504.1326 | 305276.2874 | 780.4389 | 4177.1224 | 4763.2811 | 2176157.8307
WeekDay | Tuesday | 10 | 11 | 473979.5851 | 1402758.4907 | 308305.768 | 803.8962 | 3715.9539 | 4158.0965 | 2193721.7904
WeekDay | Tuesday | 10 | 12 | 482136.5588 | 1400411.352 | 312597.2814 | 764.9901 | 4385.5351 | 4978.7214 | 2205274.4387
WeekDay | Tuesday | 10 | 13 | 483254.3904 | 1413156.5174 | 312178.5768 | 709.0323 | 4709.2399 | 4718.4389 | 2218726.1957
WeekDay | Tuesday | 10 | 14 | 494475.2476 | 1398374.9062 | 307324.9348 | 530.5985 | 5024.0761 | 4738.4511 | 2210468.2143
WeekDay | Tuesday | 10 | 15 | 536139.2103 | 1327891.8501 | 300793.4542 | 292.5499 | 6048.4022 | 4704.7268 | 2175870.1935
WeekDay | Tuesday | 10 | 16 | 596124.4062 | 1242854.1064 | 297713.8347 | 250.4341 | 6562.7825 | 4348.4597 | 2147854.0237
WeekDay | Tuesday | 10 | 17 | 655838.7888 | 1115415.8914 | 289601.5657 | 78252.4042 | 5516.2847 | 4062.7295 | 2148687.6644
WeekDay | Tuesday | 10 | 18 | 772576.5825 | 1063093.7605 | 283818.3461 | 78271.7512 | 2789.1826 | 4123.3839 | 2204673.0068
WeekDay | Tuesday | 10 | 19 | 864793.6407 | 1034895.4177 | 275010.9301 | 78435.052 | 2110.7327 | 3941.1738 | 2259186.947
WeekDay | Tuesday | 10 | 20 | 918465.3514 | 977319.2929 | 269177.8249 | 78598.9819 | 1928.9259 | 3818.7533 | 2249309.1303
WeekDay | Tuesday | 10 | 21 | 963445.9576 | 929462.6255 | 264885.7212 | 78496.8395 | 2239.3278 | 3636.7903 | 2242167.2618
WeekDay | Tuesday | 10 | 22 | 961334.8504 | 880376.746 | 258627.5351 | 78418.3767 | 1893.4514 | 3499.2988 | 2184150.2585
WeekDay | Tuesday | 10 | 23 | 905303.4883 | 846682.8967 | 253139.7284 | 78381.618 | 2070.8239 | 3394.0493 | 2088972.6047
WeekDay | Wednesday | 10 | 0 | 832325.3596 | 830666.0979 | 254327.0496 | 78270.3566 | 2842.3943 | 3301.6472 | 2001732.9052
WeekDay | Wednesday | 10 | 1 | 777261.2438 | 801228.3918 | 251846.4197 | 78260.663 | 3476.501 | 3263.9698 | 1915337.189
WeekDay | Wednesday | 10 | 2 | 737249.4122 | 780245.6501 | 251650.7299 | 78262.468 | 3636.1362 | 3234.4456 | 1854278.8421
WeekDay | Wednesday | 10 | 3 | 702731.752 | 762458.9253 | 251568.5137 | 78257.9964 | 3148.3619 | 3362.178 | 1801527.7272
WeekDay | Wednesday | 10 | 4 | 680198.7932 | 765452.9066 | 255246.0779 | 78258.6494 | 2554.164 | 3499.2988 | 1785209.8899
WeekDay | Wednesday | 10 | 5 | 684865.7871 | 799966.5924 | 265692.0443 | 258.257 | 3409.9863 | 3802.5706 | 1757995.2377
WeekDay | Wednesday | 10 | 6 | 679747.1033 | 860454.8856 | 274913.6105 | 258.5084 | 4616.1193 | 4058.7765 | 1824049.0036
WeekDay | Wednesday | 10 | 7 | 546002.7802 | 998956.2113 | 284171.8813 | 219.918 | 2798.0512 | 4218.7508 | 1836367.5928
WeekDay | Wednesday | 10 | 8 | 474651.5541 | 1191344.4609 | 289200.7486 | 242.5177 | 2862.6259 | 4123.1368 | 1962425.044
WeekDay | Wednesday | 10 | 9 | 458724.4573 | 1303785.134 | 298292.3354 | 290.1878 | 3193.9521 | 3911.7731 | 2068197.8398
WeekDay | Wednesday | 10 | 10 | 462089.3471 | 1366774.9258 | 301236.7717 | 311.8224 | 3498.6726 | 4434.1911 | 2138345.7308
WeekDay | Wednesday | 10 | 11 | 469277.1883 | 1378609.6703 | 303980.5599 | 339.4419 | 3671.6107 | 3875.5781 | 2159754.0493
WeekDay | Wednesday | 10 | 12 | 476545.9164 | 1374039.9207 | 308466.2146 | 370.7664 | 3857.8519 | 3819.0004 | 2167099.6704
WeekDay | Wednesday | 10 | 13 | 477763.4918 | 1379088.7198 | 308962.0963 | 327.2661 | 4017.4871 | 3922.2733 | 2174081.3344
WeekDay | Wednesday | 10 | 14 | 489161.9284 | 1373240.8764 | 308443.6427 | 322.3548 | 4549.6046 | 4212.4507 | 2179930.8575
WeekDay | Wednesday | 10 | 15 | 532620.8868 | 1309118.2668 | 302777.0163 | 319.5505 | 4443.1811 | 4586.1358 | 2153865.0372
WeekDay | Wednesday | 10 | 16 | 590506.9409 | 1225247.13 | 300529.9991 | 300.695 | 5325.6093 | 4697.0678 | 2126607.4421
WeekDay | Wednesday | 10 | 17 | 645931.5163 | 1105143.8349 | 291389.333 | 78542.4809 | 3676.0451 | 4652.7197 | 2129335.9298
WeekDay | Wednesday | 10 | 18 | 762207.2533 | 1063610.4034 | 283836.3811 | 79070.4355 | 1986.572 | 4600.095 | 2195311.1403
WeekDay | Wednesday | 10 | 19 | 853406.4592 | 1042730.072 | 277905.4874 | 80019.6334 | 2026.4808 | 4335.2418 | 2260423.3746
WeekDay | Wednesday | 10 | 20 | 909538.9536 | 984853.696 | 273310.7212 | 79741.9373 | 1489.929 | 4128.3252 | 2253063.5622
WeekDay | Wednesday | 10 | 21 | 948559.0219 | 927398.346 | 267771.3158 | 79348.1443 | 1676.1701 | 3919.9262 | 2228672.9243
WeekDay | Wednesday | 10 | 22 | 956685.9349 | 878801.1427 | 260945.3545 | 79190.6314 | 1263.7791 | 3706.7095 | 2180593.552
WeekDay | Wednesday | 10 | 23 | 893545.5441 | 839654.0918 | 257621.9452 | 79111.4297 | 1791.4622 | 3575.6418 | 2075300.1148
WeekDay | Thursday | 10 | 0 | 819313.8177 | 805187.4972 | 253881.0684 | 78816.6856 | 2895.6061 | 3533.8879 | 1963628.5627
WeekDay | Thursday | 10 | 1 | 764367.1458 | 779346.25 | 251674.8431 | 78505.8018 | 3378.9461 | 3440.4975 | 1880713.4842
WeekDay | Thursday | 10 | 2 | 725712.9054 | 756467.3277 | 250753.7061 | 78313.0131 | 3192.705 | 3401.5848 | 1817841.2422
WeekDay | Thursday | 10 | 3 | 680359.8287 | 741629.2618 | 249063.2584 | 78309.1857 | 2265.9337 | 3497.4458 | 1755124.9142
WeekDay | Thursday | 10 | 4 | 662597.7459 | 751650.5907 | 250693.9551 | 78307.488 | 2363.4886 | 3650.1317 | 1749263.4
WeekDay | Thursday | 10 | 5 | 671167.2372 | 777145.4387 | 256455.3839 | 312.3264 | 3680.4794 | 3857.913 | 1712618.7787
WeekDay | Thursday | 10 | 6 | 673090.6859 | 822812.179 | 263831.5495 | 306.4526 | 4873.3094 | 4056.0588 | 1768970.2351
WeekDay | Thursday | 10 | 7 | 543649.0768 | 966433.435 | 275604.706 | 273.3584 | 3418.8549 | 4243.9514 | 1793623.3825
WeekDay | Thursday | 10 | 8 | 474579.128 | 1169663.167 | 291217.844 | 279.0263 | 3281.3912 | 4124.3722 | 1943144.9286
WeekDay | Thursday | 10 | 9 | 460262.6832 | 1285245.1278 | 301747.2432 | 319.4217 | 4660.4624 | 4007.2636 | 2056242.2018
WeekDay | Thursday | 10 | 10 | 463621.633 | 1333913.0907 | 304439.1768 | 390.0906 | 3884.4577 | 4381.1958 | 2110629.6446
WeekDay | Thursday | 10 | 11 | 479287.2281 | 1366094.1158 | 306251.7266 | 407.9836 | 4398.838 | 4452.7209 | 2160892.6131
WeekDay | Thursday | 10 | 12 | 486236.6933 | 1366551.7494 | 309489.7295 | 379.1312 | 4735.8457 | 3789.4762 | 2171182.6252
WeekDay | Thursday | 10 | 13 | 484966.0925 | 1380292.979 | 309398.2936 | 323.9287 | 5303.4377 | 4404.914 | 2184689.6455
WeekDay | Thursday | 10 | 14 | 489523.0229 | 1365971.5831 | 307799.6828 | 360.4146 | 5148.2368 | 4013.8108 | 2172816.7509
WeekDay | Thursday | 10 | 15 | 533445.9058 | 1299813.1454 | 302884.5626 | 288.4357 | 5019.6417 | 4737.7099 | 2146189.4012
WeekDay | Thursday | 10 | 16 | 591432.2492 | 1208278.5666 | 292734.6601 | 447.1828 | 4522.9987 | 4467.4213 | 2101883.0787
WeekDay | Thursday | 10 | 17 | 650287.6139 | 1104533.3282 | 282238.1267 | 78711.7224 | 4948.6927 | 4455.3151 | 2125174.7992
WeekDay | Thursday | 10 | 18 | 762019.8252 | 1076506.1971 | 275981.2858 | 79214.5271 | 3104.0187 | 4433.0793 | 2201258.9332
WeekDay | Thursday | 10 | 19 | 839322.8084 | 1051311.3501 | 271271.9447 | 79370.3713 | 1942.2289 | 4166.3731 | 2247385.0765
WeekDay | Thursday | 10 | 20 | 898904.1236 | 996236.3929 | 266022.798 | 78674.2829 | 1795.8966 | 3994.0456 | 2245627.5396
WeekDay | Thursday | 10 | 21 | 951226.4596 | 941916.9474 | 262455.4816 | 78634.5191 | 1977.7034 | 3779.47 | 2239990.581
WeekDay | Thursday | 10 | 22 | 951476.7598 | 884804.2231 | 259173.4962 | 78332.3702 | 1738.2505 | 3615.2956 | 2179140.3954
WeekDay | Thursday | 10 | 23 | 896182.0198 | 851336.4948 | 254083.9116 | 78325.4353 | 2159.5102 | 3477.9277 | 2085565.2994
WeekDay | Friday | 10 | 0 | 824834.34 | 763827.0869 | 252414.4728 | 78270.8 | 3516.4098 | 3407.8849 | 1926270.9944
WeekDay | Friday | 10 | 1 | 770847.8674 | 746672.7561 | 249227.5738 | 78272.1074 | 3560.7529 | 3393.1846 | 1851974.2423
WeekDay | Friday | 10 | 2 | 728802.6636 | 728434.5819 | 250144.4031 | 78268.0096 | 2917.7776 | 3405.6614 | 1791973.0972
WeekDay | Friday | 10 | 3 | 686871.1735 | 720968.6233 | 250357.8747 | 78269.1844 | 2598.5071 | 3516.8404 | 1742582.2033
WeekDay | Friday | 10 | 4 | 671617.8804 | 721216.0015 | 252023.1641 | 78266.5671 | 3933.2352 | 3580.336 | 1730637.1843
WeekDay | Friday | 10 | 5 | 679893.6508 | 747133.7935 | 257627.3916 | 270.7954 | 5423.1642 | 3856.1836 | 1694204.9791
WeekDay | Friday | 10 | 6 | 684372.4209 | 788727.0777 | 268834.176 | 278.1686 | 6123.7856 | 4061.2472 | 1752396.8759
WeekDay | Friday | 10 | 7 | 557588.2189 | 935428.2246 | 281622.7237 | 243.2832 | 3636.1362 | 4295.4644 | 1782814.051
WeekDay | Friday | 10 | 8 | 489009.7337 | 1140158.5057 | 290978.208 | 275.3769 | 3174.9677 | 4406.0257 | 1928002.8178
WeekDay | Friday | 10 | 9 | 470863.1158 | 1238450.7286 | 298292.7052 | 307.0968 | 4332.3233 | 4104.3599 | 2016350.3296
WeekDay | Friday | 10 | 10 | 476720.8587 | 1297830.4772 | 300705.759 | 334.8035 | 5192.5799 | 4218.3802 | 2085002.8584
WeekDay | Friday | 10 | 11 | 452207.6623 | 1295029.1529 | 303313.4263 | 352.3251 | 4035.2244 | 4571.1884 | 2059508.9794
WeekDay | Friday | 10 | 12 | 456686.8728 | 1294380.4709 | 307252.1555 | 321.0777 | 4354.4949 | 4439.1324 | 2067434.2041
WeekDay | Friday | 10 | 13 | 457439.5638 | 1299744.5949 | 308311.052 | 357.5623 | 5893.2013 | 5313.7409 | 2077059.7151
WeekDay | Friday | 10 | 14 | 464997.2275 | 1297653.49 | 305913.3745 | 274.3677 | 6345.5012 | 4986.0098 | 2080169.9707
WeekDay | Friday | 10 | 15 | 500841.8856 | 1232093.0446 | 300114.2592 | 270.3886 | 6412.0159 | 5073.5942 | 2044805.1881
WeekDay | Friday | 10 | 16 | 551560.7422 | 1159110.8731 | 293404.1597 | 252.0093 | 5808.9494 | 4775.8814 | 2014912.615
WeekDay | Friday | 10 | 17 | 609992.8911 | 1045344.8753 | 284225.9827 | 78240.9787 | 4966.43 | 4652.3491 | 2027423.507
WeekDay | Friday | 10 | 18 | 717202.8621 | 1007647.0293 | 277186.6029 | 78279.4705 | 2678.3247 | 4625.7897 | 2087620.0792
WeekDay | Friday | 10 | 19 | 854495.6078 | 1007678.9941 | 273494.5175 | 78682.5656 | 2647.2846 | 4341.5419 | 2221340.5114
WeekDay | Friday | 10 | 20 | 905240.6269 | 953130.2708 | 268912.5289 | 78825.1578 | 1818.0681 | 4248.7692 | 2212175.4217
WeekDay | Friday | 10 | 21 | 952882.2092 | 910443.766 | 264121.9221 | 78810.8964 | 2288.1052 | 4044.8174 | 2212591.7163
WeekDay | Friday | 10 | 22 | 962429.5841 | 860007.9382 | 260417.7461 | 78534.562 | 1791.4622 | 3742.2868 | 2166923.5794
WeekDay | Friday | 10 | 23 | 904545.3167 | 826813.094 | 260053.4672 | 78338.0166 | 1959.9661 | 3581.0772 | 2075290.9378
Saturday | Saturday | 10 | 0 | 837452.1186 | 803685.8663 | 257344.6899 | 78285.7877 | 2549.7297 | 3514.9874 | 1982833.1796
Saturday | Saturday | 10 | 1 | 785440.9874 | 783674.3635 | 254542.581 | 78285.2572 | 3365.6432 | 3499.793 | 1908808.6252
Saturday | Saturday | 10 | 2 | 746485.9273 | 758977.3554 | 252303.7506 | 78285.0462 | 2975.4237 | 3464.5863 | 1842492.0895
Saturday | Saturday | 10 | 3 | 698985.5473 | 745020.6104 | 254333.9343 | 78282.9885 | 2877.8688 | 3492.134 | 1782993.0833
Saturday | Saturday | 10 | 4 | 681745.5611 | 743729.9807 | 256366.6744 | 78287.7722 | 3343.4716 | 3666.0674 | 1767139.5274
Saturday | Saturday | 10 | 5 | 689527.0121 | 766844.2809 | 260304.6711 | 289.2669 | 4208.1626 | 3890.402 | 1725063.7957
Saturday | Saturday | 10 | 6 | 693203.5319 | 807045.2253 | 268484.5352 | 288.0214 | 5569.4965 | 4198.4915 | 1778789.3018
Saturday | Saturday | 10 | 7 | 595552.2423 | 952802.5246 | 277098.3393 | 254.2956 | 4150.5165 | 4550.8056 | 1834408.724
Saturday | Saturday | 10 | 8 | 541403.3717 | 1140844.8794 | 286647.1839 | 287.0753 | 4960.0557 | 4354.2657 | 1978496.8317
Saturday | Saturday | 10 | 9 | 533416.8538 | 1242804.6091 | 295835.5242 | 313.0287 | 4417.8224 | 4612.5717 | 2081400.41
Saturday | Saturday | 10 | 10 | 538312.367 | 1298328.0914 | 298214.2539 | 312.0548 | 4412.1409 | 4370.9426 | 2143949.8507
Saturday | Saturday | 10 | 11 | 530485.4372 | 1327759.6699 | 298710.8002 | 327.0614 | 4280.3587 | 4503.4927 | 2166066.8201
Saturday | Saturday | 10 | 12 | 539339.4457 | 1326172.8718 | 305033.2524 | 343.2883 | 5198.2614 | 4587.7417 | 2180674.8613
Saturday | Saturday | 10 | 13 | 538544.7108 | 1327041.6277 | 306101.9495 | 299.5733 | 7136.056 | 4836.7828 | 2183960.7001
Saturday | Saturday | 10 | 14 | 543079.5217 | 1311286.439 | 305119.5075 | 266.3919 | 6484.7663 | 4902.1314 | 2171138.7578
Saturday | Saturday | 10 | 15 | 577930.1029 | 1261756.1695 | 299086.1109 | 286.4488 | 6930.8304 | 5050.123 | 2151039.7855
Saturday | Saturday | 10 | 16 | 611526.4655 | 1172444.0849 | 290140.69 | 264.7422 | 6271.365 | 4717.8212 | 2085365.1688
Saturday | Saturday | 10 | 17 | 655803.6213 | 1078686.1213 | 281408.9131 | 78255.6911 | 3973.144 | 4543.6407 | 2102671.1315
Saturday | Saturday | 10 | 18 | 755330.7441 | 1040804.0472 | 278905.3489 | 78433.3366 | 2771.4453 | 4525.8521 | 2160770.7742
Saturday | Saturday | 10 | 19 | 790083.3177 | 1012942.5221 | 273669.5633 | 79043.3389 | 2549.7297 | 4311.0294 | 2162599.5011
Saturday | Saturday | 10 | 20 | 811938.8105 | 966731.9357 | 267716.7102 | 79022.8058 | 2261.4994 | 4163.5319 | 2131835.2936
Saturday | Saturday | 10 | 21 | 846441.2454 | 923741.4203 | 262557.3625 | 79036.8727 | 1973.2691 | 3934.503 | 2117684.673
Saturday | Saturday | 10 | 22 | 866000.3102 | 876083.0246 | 258488.1934 | 78760.1517 | 1640.6956 | 3737.7161 | 2084710.0916
Saturday | Saturday | 10 | 23 | 846793.1229 | 843922.6683 | 253108.1974 | 78741.3846 | 1875.7142 | 3642.1021 | 2028083.1894
Sunday | Sunday | 10 | 0 | 805763.3 | 809247.7038 | 250837.1696 | 78750.5098 | 2727.1022 | 3571.6887 | 1950897.4742
Sunday | Sunday | 10 | 1 | 761729.2253 | 779671.8348 | 249369.78 | 78713.5124 | 3454.3294 | 3494.8517 | 1876433.5336
Sunday | Sunday | 10 | 2 | 731451.9042 | 764178.0092 | 246982.4148 | 78281.0571 | 3099.5844 | 3428.6384 | 1827421.6081
Sunday | Sunday | 10 | 3 | 730109.7843 | 745386.2773 | 243374.2983 | 78257.217 | 2319.1454 | 3423.5735 | 1802870.2959
Sunday | Sunday | 10 | 4 | 703580.9812 | 742988.272 | 242552.655 | 78259.905 | 4013.0528 | 3491.1457 | 1774886.0117
Sunday | Sunday | 10 | 5 | 687655.2202 | 756900.5771 | 242200.9445 | 271.2173 | 5068.4192 | 3485.5867 | 1695581.9651
Sunday | Sunday | 10 | 6 | 681272.3068 | 757428.2625 | 241370.2526 | 254.9651 | 4811.2291 | 3442.1034 | 1688579.1195
Sunday | Sunday | 10 | 7 | 684102.2225 | 795924.9253 | 238088.6435 | 208.8841 | 3613.9647 | 3244.6988 | 1725183.339
Sunday | Sunday | 10 | 8 | 679680.3495 | 880662.8376 | 246595.6911 | 186.5396 | 3977.5783 | 2737.1047 | 1813840.1008
Sunday | Sunday | 10 | 9 | 656826.5917 | 965435.2155 | 250641.8892 | 199.4658 | 3897.7607 | 2511.1641 | 1879512.0871
Sunday | Sunday | 10 | 10 | 642087.5728 | 1018571.0495 | 251904.075 | 225.8462 | 4239.2027 | 2641.1201 | 1919668.8663
Sunday | Sunday | 10 | 11 | 627114.2803 | 1048422.41 | 250177.3186 | 225.9674 | 4531.8674 | 3168.3559 | 1933640.1995
Sunday | Sunday | 10 | 12 | 635088.3045 | 1050813.6043 | 250320.2964 | 210.5061 | 4217.0312 | 3086.2069 | 1943735.9494
Sunday | Sunday | 10 | 13 | 631989.5839 | 1031562.4435 | 247178.7129 | 209.3123 | 5343.3466 | 3159.5851 | 1919442.9842
Sunday | Sunday | 10 | 14 | 635851.2039 | 1012045.6831 | 234301.7299 | 214.1352 | 5698.0916 | 3375.396 | 1891486.2395
Sunday | Sunday | 10 | 15 | 639679.8785 | 997308.9028 | 234230.2586 | 226.9439 | 6296.7237 | 3062.4887 | 1880805.1963
Sunday | Sunday | 10 | 16 | 651704.8777 | 978546.7639 | 233866.9432 | 241.54 | 5990.7562 | 3696.7034 | 1874047.5844
Sunday | Sunday | 10 | 17 | 682805.78 | 931066.7185 | 227458.7644 | 78254.5896 | 5037.379 | 4161.8024 | 1928785.034
Sunday | Sunday | 10 | 18 | 774902.8122 | 948646.1417 | 225392.9607 | 78292.1087 | 3361.2089 | 4150.9316 | 2034746.1638
Sunday | Sunday | 10 | 19 | 808121.489 | 955343.005 | 222816.1422 | 78357.8689 | 3135.0589 | 3972.7981 | 2071746.3621
Sunday | Sunday | 10 | 20 | 829522.9321 | 931398.757 | 220890.1472 | 78360.7186 | 2208.2876 | 3828.6359 | 2066209.4784
Sunday | Sunday | 10 | 21 | 857236.3409 | 900190.3831 | 218690.1903 | 78356.1522 | 2691.6277 | 3758.5931 | 2060923.2873
Sunday | Sunday | 10 | 22 | 882123.7421 | 869147.298 | 217478.1084 | 78325.1801 | 2017.6122 | 3588.4891 | 2052680.43
Sunday | Sunday | 10 | 23 | 866533.0222 | 841391.3605 | 214977.7887 | 78325.9759 | 2115.1671 | 3492.5046 | 2006835.8189
WeekDay | Monday | 10 | 0 | 836660.5512 | 812188.4753 | 213132.2363 | 78324.1683 | 3077.4129 | 3475.4571 | 1946858.3011
WeekDay | Monday | 10 | 1 | 795304.2915 | 779023.4019 | 214965.6628 | 78285.9961 | 3702.6509 | 3436.5444 | 1874718.5477
WeekDay | Monday | 10 | 2 | 760992.9926 | 751739.024 | 218096.47 | 78281.7417 | 3733.6911 | 3350.4424 | 1816194.3619
WeekDay | Monday | 10 | 3 | 715301.1996 | 739131.8234 | 217950.7975 | 78282.4024 | 2678.3247 | 3318.4476 | 1756662.9951
WeekDay | Monday | 10 | 4 | 691311.2276 | 735096.0176 | 214629.7408 | 78282.9809 | 3241.4824 | 3358.5956 | 1725920.0449
WeekDay | Monday | 10 | 5 | 674503.5922 | 738054.2529 | 213712.9252 | 278.0524 | 4146.0822 | 3345.007 | 1634039.9119
WeekDay | Monday | 10 | 6 | 665457.4906 | 724652.9336 | 214604.5089 | 265.2866 | 5245.7917 | 3258.1638 | 1613484.1753
WeekDay | Monday | 10 | 7 | 673120.3715 | 730443.857 | 217096.6292 | 202.4823 | 3582.9245 | 3037.2881 | 1627483.5526
WeekDay | Monday | 10 | 8 | 689080.6008 | 759944.1908 | 220525.902 | 184.6209 | 3607.5904 | 2777.6233 | 1676120.5281
WeekDay | Monday | 10 | 9 | 691197.1455 | 802669.6301 | 222140.9799 | 184.1282 | 3170.5334 | 2621.1079 | 1721983.5251
WeekDay | Monday | 10 | 10 | 672381.885 | 836936.4931 | 221951.1403 | 183.6053 | 3316.8657 | 3216.1628 | 1737986.1523
WeekDay | Monday | 10 | 11 | 663459.391 | 877795.3522 | 223101.2783 | 208.2298 | 3906.6293 | 2691.5213 | 1771162.4019
WeekDay | Monday | 10 | 12 | 654743.396 | 904763.6718 | 223684.5632 | 219.5075 | 4469.787 | 2877.1903 | 1790758.1158
WeekDay | Monday | 10 | 13 | 654631.6422 | 904716.6293 | 223673.8431 | 215.7394 | 5259.0946 | 3051.9885 | 1791548.9371
WeekDay | Monday | 10 | 14 | 642854.6109 | 908092.6155 | 222267.3856 | 222.7665 | 5618.2739 | 3198.1271 | 1782253.7795
WeekDay | Monday | 10 | 15 | 645725.0982 | 896985.1999 | 221744.5677 | 226.0255 | 6247.9463 | 3186.8857 | 1774115.7233
WeekDay | Monday | 10 | 16 | 660187.5786 | 881283.4705 | 219935.8081 | 223.3994 | 7134.8088 | 4015.4167 | 1772780.4822
WeekDay | Monday | 10 | 17 | 697408.7078 | 884638.9381 | 216342.6334 | 78240.0869 | 4106.1734 | 3926.844 | 1884663.3837
WeekDay | Monday | 10 | 18 | 795594.8539 | 921874.6074 | 218633.4514 | 78273.7849 | 2784.7482 | 3994.9103 | 2021156.3561
WeekDay | Monday | 10 | 19 | 877402.0022 | 921466.0553 | 218433.0557 | 78342.1409 | 2443.3062 | 3842.348 | 2101928.9082
WeekDay | Monday | 10 | 20 | 935168.1733 | 893053.8893 | 216744.0604 | 78349.7845 | 2061.9553 | 3723.6334 | 2129101.4963
WeekDay | Monday | 10 | 21 | 960030.6548 | 860390.3297 | 211401.5994 | 78357.8486 | 2119.6014 | 3625.9194 | 2115925.9534
WeekDay | Monday | 10 | 22 | 952623.5933 | 839196.9245 | 210648.9289 | 78349.5495 | 1964.4004 | 3511.6521 | 2086295.0486
WeekDay | Monday | 10 | 23 | 904174.8398 | 817856.7338 | 211646.5658 | 78342.8799 | 2101.8641 | 3439.7563 | 2017562.6396
WeekDay | Tuesday | 10 | 0 | 836790.1552 | 796801.8782 | 211223.4209 | 78320.6453 | 2886.7374 | 3391.7022 | 1929414.5392
WeekDay | Tuesday | 10 | 1 | 780362.2511 | 775132.1933 | 211473.3209 | 78296.3441 | 3693.7823 | 3332.7773 | 1852290.6691
WeekDay | Tuesday | 10 | 2 | 741284.8242 | 754945.8164 | 213144.5187 | 78292.8919 | 3565.1872 | 3325.6124 | 1794558.8509
WeekDay | Tuesday | 10 | 3 | 698056.8362 | 742182.848 | 215528.9663 | 78294.3407 | 2815.7884 | 3383.6726 | 1740262.4523
WeekDay | Tuesday | 10 | 4 | 679870.0278 | 745882.3905 | 219575.9138 | 78293.0788 | 3742.5597 | 3541.1763 | 1730905.1469
WeekDay | Tuesday | 10 | 5 | 689592.3094 | 782071.2058 | 228709.1143 | 296.3446 | 4722.5428 | 3785.3996 | 1709176.9164
WeekDay | Tuesday | 10 | 6 | 689176.5882 | 842770.682 | 241494.4943 | 297.6077 | 5507.4161 | 4001.334 | 1783248.1224
WeekDay | Tuesday | 10 | 7 | 565265.7185 | 990157.9817 | 261057.3174 | 305.5671 | 3667.1764 | 4302.8763 | 1824756.6374
WeekDay | Tuesday | 10 | 8 | 496978.5861 | 1189121.746 | 277347.1035 | 323.5195 | 3401.1177 | 4056.8 | 1971228.8728
WeekDay | Tuesday | 10 | 9 | 481855.5729 | 1290632.3848 | 288970.0437 | 355.2835 | 4075.1332 | 3893.7374 | 2069782.1555
WeekDay | Tuesday | 10 | 10 | 484917.3111 | 1360169.7708 | 292606.1424 | 457.4209 | 4660.4624 | 3715.1097 | 2146526.2173
WeekDay | Tuesday | 10 | 11 | 492615.069 | 1391113.8898 | 295029.8128 | 504.9824 | 4731.4114 | 4023.0757 | 2188018.2411
WeekDay | Tuesday | 10 | 12 | 499335.6617 | 1380114.9126 | 300502.9813 | 510.0288 | 5534.022 | 3820.7298 | 2189818.3362
WeekDay | Tuesday | 10 | 13 | 501085.3139 | 1386734.548 | 303603.4937 | 441.2041 | 6819.9726 | 4022.5816 | 2202707.1138
WeekDay | Tuesday | 10 | 14 | 510523.7853 | 1383054.4103 | 300024.3037 | 333.6742 | 6522.8737 | 4240.2454 | 2204699.2926
WeekDay | Tuesday | 10 | 15 | 550342.6454 | 1313888.584 | 294863.6105 | 291.4952 | 6926.3961 | 4473.4744 | 2170786.2056
WeekDay | Tuesday | 10 | 16 | 606656.6086 | 1217548.7666 | 291893.0467 | 276.193 | 5755.7376 | 4419.7378 | 2126550.0902
WeekDay | Tuesday | 10 | 17 | 665534.2604 | 1093539.4656 | 285481.2453 | 78266.0909 | 5090.5907 | 4483.1099 | 2132394.7629
WeekDay | Tuesday | 10 | 18 | 783689.4213 | 1041785.1562 | 275892.1878 | 78257.2839 | 3511.9755 | 4422.0849 | 2187558.1096
WeekDay | Tuesday | 10 | 19 | 868412.3122 | 1036168.2531 | 269015.6301 | 78445.0286 | 3343.4716 | 4199.2327 | 2259583.9283
WeekDay | Tuesday | 10 | 20 | 918478.4758 | 980167.3303 | 265151.675 | 78634.2955 | 2376.7915 | 4119.6779 | 2248928.246
WeekDay | Tuesday | 10 | 21 | 964174.8892 | 931086.2816 | 258603.3792 | 78626.6027 | 2336.8827 | 3973.4157 | 2238801.4511
WeekDay | Tuesday | 10 | 22 | 958947.8435 | 879204.8666 | 252865.5733 | 78385.9848 | 2319.1454 | 3814.9238 | 2175538.3374
WeekDay | Tuesday | 10 | 23 | 896538.7234 | 845611.7647 | 249514.1741 | 78283.8108 | 2305.8425 | 3722.0275 | 2075976.343
WeekDay | Wednesday | 10 | 0 | 820941.7078 | 827940.8443 | 246616.4149 | 78282.367 | 3543.0157 | 3680.2736 | 1981004.6233
WeekDay | Wednesday | 10 | 1 | 766030.1163 | 798636.2772 | 245741.9222 | 78283.1476 | 4319.0204 | 3652.3553 | 1896662.8391
WeekDay | Wednesday | 10 | 2 | 727089.143 | 778658.8258 | 246284.5561 | 78279.9985 | 4172.6881 | 3637.655 | 1838122.8665
WeekDay | Wednesday | 10 | 3 | 703228.7672 | 760086.8035 | 244622.443 | 78282.7169 | 3347.9059 | 3630.243 | 1793198.8796
WeekDay | Wednesday | 10 | 4 | 687288.3464 | 763526.0974 | 247241.4972 | 78277.5416 | 3600.6617 | 3760.3225 | 1783694.4669
WeekDay | Wednesday | 10 | 5 | 692820.9474 | 800350.4689 | 255389.7362 | 284.9961 | 4740.2801 | 4011.7107 | 1757598.1394
WeekDay | Wednesday | 10 | 6 | 692520.4261 | 859370.1154 | 264276.5173 | 295.2418 | 4030.7901 | 4454.5739 | 1824947.6646
WeekDay | Wednesday | 10 | 7 | 566304.0709 | 986955.6519 | 276699.3167 | 284.722 | 3072.9786 | 4866.4305 | 1838183.1706
WeekDay | Wednesday | 10 | 8 | 496379.5197 | 1181652.5811 | 286173.9779 | 410.4039 | 3529.7127 | 4874.0895 | 1973020.2848
WeekDay | Wednesday | 10 | 9 | 481556.945 | 1285898.811 | 297059.6856 | 436.4545 | 4248.0714 | 4695.5854 | 2073895.5529
WeekDay | Wednesday | 10 | 10 | 485014.5814 | 1358379.6644 | 304916.2952 | 434.9564 | 5099.4594 | 4357.8482 | 2158202.8049
WeekDay | Wednesday | 10 | 11 | 476540.2528 | 1382000.906 | 307776.6984 | 404.6475 | 5134.9339 | 4385.7665 | 2176243.2051
WeekDay | Wednesday | 10 | 12 | 484869.6098 | 1375917.2694 | 311951.0908 | 414.6835 | 5640.4455 | 4093.242 | 2182886.3411
WeekDay | Wednesday | 10 | 13 | 478238.0724 | 1369734.3138 | 313076.5853 | 362.6327 | 5924.2415 | 4956.6091 | 2172292.4548
WeekDay | Wednesday | 10 | 14 | 483831.0587 | 1361158.8396 | 311346.6385 | 309.6168 | 6305.5924 | 4871.9895 | 2167823.7354
WeekDay | Wednesday | 10 | 15 | 524418.5304 | 1303421.3925 | 305523.8072 | 296.2397 | 6833.2756 | 4625.172 | 2145118.4173
WeekDay | Wednesday | 10 | 16 | 581198.7413 | 1217213.2915 | 298338.2178 | 286.6799 | 6500.7021 | 4533.3875 | 2108071.0201
WeekDay | Wednesday | 10 | 17 | 644685.8055 | 1103020.6822 | 290077.193 | 78268.5086 | 4438.7468 | 4442.4678 | 2124933.4039
WeekDay | Wednesday | 10 | 18 | 759227.6926 | 1068685.6157 | 284501.3998 | 78293.1028 | 1689.4731 | 4404.6669 | 2196801.9508
WeekDay | Wednesday | 10 | 19 | 820168.7407 | 1040099.3306 | 278598.6079 | 78632.4879 | 2305.8425 | 4221.5921 | 2224026.6017
WeekDay | Wednesday | 10 | 20 | 863610.6046 | 986474.807 | 271435.1565 | 78676.1701 | 1751.5534 | 4069.8944 | 2206018.186
WeekDay | Wednesday | 10 | 21 | 900960.0034 | 931065.0116 | 265626.0451 | 78597.2058 | 2048.6524 | 3904.6082 | 2182201.5265
WeekDay | Wednesday | 10 | 22 | 906281.9051 | 877841.4752 | 258438.6232 | 78386.3145 | 1716.0789 | 3780.3348 | 2126444.7317
WeekDay | Wednesday | 10 | 23 | 850780.6694 | 842488.0134 | 255300.3484 | 78378.6381 | 1857.9769 | 3620.3605 | 2032426.0067
WeekDay | Thursday | 10 | 0 | 786735.974 | 810007.5653 | 251325.3888 | 78359.7017 | 2784.7482 | 3598.4952 | 1932811.8733
WeekDay | Thursday | 10 | 1 | 736266.8911 | 784281.0551 | 248678.8378 | 78318.5762 | 3888.8921 | 3568.1063 | 1855002.3586
WeekDay | Thursday | 10 | 2 | 700811.1194 | 761082.6731 | 247591.397 | 78314.5542 | 3760.297 | 3510.4167 | 1795070.4575
WeekDay | Thursday | 10 | 3 | 664125.9088 | 751694.0135 | 246553.3526 | 78312.7542 | 2762.5767 | 3540.9292 | 1746989.535
WeekDay | Thursday | 10 | 4 | 649688.4091 | 760392.3402 | 248526.8093 | 78315.897 | 3449.8951 | 3693.4916 | 1744066.8423
WeekDay | Thursday | 10 | 5 | 662165.2409 | 794903.2745 | 254580.7617 | 325.3258 | 4438.7468 | 3870.2663 | 1720283.616
WeekDay | Thursday | 10 | 6 | 667597.586 | 838637.6911 | 263552.2181 | 334.7479 | 5103.8937 | 4088.4243 | 1779314.5612
WeekDay | Thursday | 10 | 7 | 546189.1445 | 972971.1462 | 277204.0368 | 327.8471 | 4212.5969 | 4380.331 | 1805285.1026
WeekDay | Thursday | 10 | 8 | 476074.5732 | 1169064.9112 | 291784.9616 | 386.421 | 3964.2754 | 4464.2095 | 1945739.3518
WeekDay | Thursday | 10 | 9 | 458017.4377 | 1276523.1697 | 300930.3177 | 394.6658 | 4469.787 | 4338.5771 | 2044673.955
WeekDay | Thursday | 10 | 10 | 460813.6648 | 1329562.9502 | 306288.7314 | 389.4628 | 4913.2182 | 4341.789 | 2106309.8164
WeekDay | Thursday | 10 | 11 | 471868.1109 | 1356932.0627 | 309219.6487 | 421.237 | 4602.8164 | 4592.1889 | 2147636.0645
WeekDay | Thursday | 10 | 12 | 473186.3783 | 1358551.149 | 314930.5783 | 596.4812 | 4935.3898 | 4218.7508 | 2156418.7274
WeekDay | Thursday | 10 | 13 | 469835.0475 | 1373617.4729 | 315835.5098 | 659.5748 | 5729.1317 | 4292.6231 | 2169969.3599
WeekDay | Thursday | 10 | 14 | 482919.8654 | 1365223.0787 | 310800.503 | 349.0522 | 5915.3729 | 4360.6894 | 2169568.5616
WeekDay | Thursday | 10 | 15 | 518548.2562 | 1297459.0122 | 300754.922 | 339.5884 | 7023.951 | 4517.946 | 2128643.6758
WeekDay | Thursday | 10 | 16 | 572364.5046 | 1210911.5647 | 299978.8716 | 429.2898 | 6004.0591 | 4695.3383 | 2094383.6281
WeekDay | Thursday | 10 | 17 | 630670.4004 | 1116900.6543 | 292501.7222 | 78790.8459 | 4638.2909 | 4539.3171 | 2128041.2307
WeekDay | Thursday | 10 | 18 | 750511.1552 | 1071195.2164 | 284986.0282 | 78778.9605 | 3197.1393 | 4466.3095 | 2193134.8091
WeekDay | Thursday | 10 | 19 | 839322.8084 | 1051893.1523 | 277826.8276 | 78758.3883 | 1942.2289 | 4265.0754 | 2254008.481
WeekDay | Thursday | 10 | 20 | 898904.1236 | 996106.0026 | 271532.1515 | 78720.8565 | 1795.8966 | 4170.3262 | 2251229.357
WeekDay | Thursday | 10 | 21 | 951226.4596 | 940460.5001 | 265152.281 | 78382.1081 | 1977.7034 | 4026.5346 | 2241225.5868
WeekDay | Thursday | 10 | 22 | 951476.7598 | 883050.5323 | 256228.3401 | 78323.9106 | 1738.2505 | 3880.643 | 2174698.4363
WeekDay | Thursday | 10 | 23 | 896182.0198 | 850814.8513 | 250340.8721 | 78311.7171 | 2159.5102 | 3727.4629 | 2081536.4334
WeekDay | Friday | 10 | 0 | 824834.34 | 764197.8905 | 248479.9868 | 78273.4805 | 3516.4098 | 3637.7785 | 1922939.8861
WeekDay | Friday | 10 | 1 | 770847.8674 | 745793.6264 | 247738.9119 | 78256.0485 | 3560.7529 | 3564.7709 | 1849761.9782
WeekDay | Friday | 10 | 2 | 728802.6636 | 728138.5061 | 247104.9875 | 78254.7373 | 2917.7776 | 3521.7817 | 1788740.4539
WeekDay | Friday | 10 | 3 | 672058.3047 | 718143.7573 | 247346.5418 | 78252.8514 | 2718.2336 | 3617.8898 | 1722137.5786
WeekDay | Friday | 10 | 4 | 653573.3799 | 718733.9538 | 250241.3115 | 78256.0801 | 2186.1161 | 3757.9754 | 1706748.8167
WeekDay | Friday | 10 | 5 | 665898.4311 | 746188.266 | 258007.0627 | 264.775 | 3152.7962 | 3966.745 | 1677478.076
WeekDay | Friday | 10 | 6 | 675207.6454 | 789905.8331 | 266774.1157 | 270.0463 | 4070.6989 | 4222.7038 | 1740451.0432
WeekDay | Friday | 10 | 7 | 553536.6974 | 925219.5328 | 280598.6557 | 282.7135 | 3778.0342 | 4541.5407 | 1767957.1743
WeekDay | Friday | 10 | 8 | 482111.229 | 1130842.2968 | 293305.4404 | 373.2852 | 3072.9786 | 4333.0182 | 1914038.2481
WeekDay | Friday | 10 | 9 | 466129.303 | 1224615.8218 | 301945.2777 | 389.1066 | 3551.8843 | 4538.6994 | 2001170.0928
WeekDay | Friday | 10 | 10 | 470325.6826 | 1287045.7105 | 307459.3524 | 390.3218 | 4141.6479 | 4189.1031 | 2073551.8182
WeekDay | Friday | 10 | 11 | 434089.6205 | 1240764.1805 | 310338.5956 | 402.5987 | 4283.5459 | 4388.3606 | 1994266.9018
WeekDay | Friday | 10 | 12 | 436731.6428 | 1243052.2035 | 314915.3875 | 414.8364 | 4895.481 | 4564.3941 | 2004573.9454
WeekDay | Friday | 10 | 13 | 431632.6341 | 1247735.6586 | 315519.9804 | 384.0412 | 5791.2121 | 4515.9695 | 2005579.4959
WeekDay | Friday | 10 | 14 | 442505.5145 | 1249291.8207 | 313733.9203 | 327.5566 | 6083.8767 | 4501.6397 | 2016444.3286
WeekDay | Friday | 10 | 15 | 474938.1773 | 1195887.3473 | 307160.9407 | 336.476 | 6270.1179 | 5140.9193 | 1989733.9784
WeekDay | Friday | 10 | 16 | 519307.6095 | 1127039.9096 | 297670.0791 | 537.93 | 6403.1472 | 4630.1133 | 1955588.7887
WeekDay | Friday | 10 | 17 | 572237.946 | 1032123.8047 | 287615.7348 | 78909.7053 | 4797.9261 | 4478.2921 | 1980163.409
WeekDay | Friday | 10 | 18 | 690123.5148 | 991074.9114 | 277374.5693 | 78913.5138 | 2531.9924 | 4361.5541 | 2044380.0559
WeekDay | Friday | 10 | 19 | 854515.0091 | 1006772.0843 | 273220.2454 | 78609.3893 | 1823.7496 | 4130.0546 | 2219070.5323
WeekDay | Friday | 10 | 20 | 904328.7663 | 952763.5182 | 270359.3247 | 78587.5336 | 1467.7574 | 3995.8986 | 2211502.7988
WeekDay | Friday | 10 | 21 | 951753.7009 | 910511.2856 | 263340.7481 | 78520.8741 | 1902.3201 | 3733.6396 | 2209762.5683
WeekDay | Friday | 10 | 22 | 962798.2085 | 861893.41 | 256422.0909 | 78378.0204 | 1423.4143 | 3601.8306 | 2164516.9749
WeekDay | Friday | 10 | 23 | 905609.154 | 828994.0914 | 252799.5232 | 78364.0105 | 1627.3927 | 3488.7986 | 2070882.9704
Saturday | Saturday | 10 | 0 | 838034.1572 | 803826.3888 | 250062.0952 | 78324.2542 | 1733.8162 | 3453.9625 | 1975434.6742
Saturday | Saturday | 10 | 1 | 785961.5887 | 783002.0224 | 246625.4604 | 78314.0717 | 1751.5534 | 3486.4515 | 1899141.1481
Saturday | Saturday | 10 | 2 | 747908.6885 | 758598.2825 | 245642.2774 | 78314.5618 | 1769.2907 | 3523.8818 | 1835756.9825
Saturday | Saturday | 10 | 3 | 699467.346 | 744825.2631 | 244979.3816 | 78309.7301 | 2163.9445 | 3558.5943 | 1773304.2597
Saturday | Saturday | 10 | 4 | 682418.1391 | 744184.9126 | 247609.6298 | 78305.4176 | 3485.3696 | 3666.438 | 1759669.9066
Saturday | Saturday | 10 | 5 | 689339.4664 | 767813.5834 | 254950.8172 | 312.3883 | 4066.2646 | 3921.5322 | 1720404.0519
Saturday | Saturday | 10 | 6 | 693594.7912 | 805909.2613 | 262386.8065 | 304.0828 | 3449.8951 | 4206.027 | 1769850.8639
Saturday | Saturday | 10 | 7 | 594831.1611 | 948763.6821 | 274292.6579 | 275.67 | 2984.2923 | 4386.5076 | 1825533.9711
Saturday | Saturday | 10 | 8 | 540637.0209 | 1136553.436 | 285645.2446 | 309.4615 | 3848.9832 | 4359.9482 | 1971354.0944
Saturday | Saturday | 10 | 9 | 530917.3211 | 1239498.9015 | 296188.7213 | 385.5267 | 4554.0389 | 4307.9411 | 2075852.4507
Saturday | Saturday | 10 | 10 | 535023.8487 | 1295420.6321 | 299003.721 | 424.3772 | 4758.0173 | 4526.9638 | 2139157.5601
Saturday | Saturday | 10 | 11 | 527002.9059 | 1324418.6778 | 298619.3455 | 448.5887 | 4061.8302 | 4797.4995 | 2159348.8477
Saturday | Saturday | 10 | 12 | 537428.4188 | 1323441.1464 | 299100.2728 | 453.4659 | 4185.991 | 4799.229 | 2169408.5238
Saturday | Saturday | 10 | 13 | 535589.2479 | 1323437.4463 | 294604.6208 | 551.9501 | 4496.3929 | 4682.9851 | 2163362.643
Saturday | Saturday | 10 | 14 | 540693.1632 | 1308876.1785 | 290445.9907 | 363.762 | 5494.1132 | 4878.4132 | 2150751.6209
Saturday | Saturday | 10 | 15 | 573732.9575 | 1261489.2248 | 284644.9443 | 341.8458 | 6185.8659 | 4876.5602 | 2131271.3985
Saturday | Saturday | 10 | 16 | 608693.8774 | 1172986.5883 | 275204.8696 | 328.2349 | 5791.2121 | 4420.232 | 2067425.0143
Saturday | Saturday | 10 | 17 | 654995.2343 | 1080964.1774 | 273343.7627 | 78308.8004 | 4585.0791 | 4089.289 | 2096286.3429
Saturday | Saturday | 10 | 18 | 755175.5338 | 1044069.8306 | 268057.3145 | 78318.1796 | 3201.5736 | 4065.4473 | 2152887.8794
Saturday | Saturday | 10 | 19 | 785857.0703 | 1017493.3567 | 261695.9669 | 78641.1015 | 1809.1995 | 3918.0733 | 2149414.7683
Saturday | Saturday | 10 | 20 | 808048.8522 | 972263.0469 | 256760.0976 | 78689.4209 | 1498.7976 | 3830.6124 | 2121090.8276
Saturday | Saturday | 10 | 21 | 842667.6948 | 927888.0947 | 250897.8148 | 78619.5415 | 1716.0789 | 3696.9505 | 2105486.1753
Saturday | Saturday | 10 | 22 | 862692.3905 | 878809.2082 | 244196.469 | 78400.6997 | 1330.2937 | 3597.6305 | 2069026.6916
Saturday | Saturday | 10 | 23 | 842612.1452 | 845692.1438 | 240632.1489 | 78399.842 | 1179.5271 | 3473.4806 | 2011989.2876
Sunday | Sunday | 10 | 0 | 802351.9068 | 811773.0209 | 245294.4107 | 78369.0089 | 2319.1454 | 3418.8793 | 1943526.372
Sunday | Sunday | 10 | 1 | 758418.0721 | 782668.9153 | 242426.4447 | 78346.8551 | 2842.3943 | 3370.4547 | 1868073.1363
Sunday | Sunday | 10 | 2 | 728402.6684 | 767632.6945 | 241679.0294 | 78340.5026 | 3525.2784 | 3333.7656 | 1822913.9389
Sunday | Sunday | 10 | 3 | 727642.5871 | 748089.714 | 239650.2629 | 78326.7162 | 4212.5969 | 3310.5415 | 1801232.4187
Sunday | Sunday | 10 | 4 | 700622.2847 | 745142.3016 | 237196.4559 | 78304.1885 | 3645.0049 | 3330.1831 | 1768240.4188
Sunday | Sunday | 10 | 5 | 684774.1289 | 758437.5165 | 236513.0044 | 78299.4048 | 4726.9771 | 3368.9723 | 1766120.004
Sunday | Sunday | 10 | 6 | 677634.5652 | 759294.581 | 235261.3034 | 296.5441 | 4421.0096 | 3384.5373 | 1680292.5406
Sunday | Sunday | 10 | 7 | 681392.5092 | 799369.9642 | 236054.2451 | 249.6294 | 3250.3511 | 3237.9045 | 1723554.6035
Sunday | Sunday | 10 | 8 | 674529.3074 | 882274.0856 | 240353.1623 | 234.4939 | 3307.3043 | 3069.1594 | 1803767.513
Sunday | Sunday | 10 | 9 | 651116.1458 | 966661.7573 | 244083.0138 | 244.3822 | 2913.3433 | 2986.1457 | 1868004.7882
Sunday | Sunday | 10 | 10 | 636978.5669 | 1019535.9858 | 245774.567 | 261.943 | 2846.8286 | 2875.3373 | 1908273.2285
Sunday | Sunday | 10 | 11 | 623803.127 | 1047755.6865 | 244174.6475 | 274.9386 | 3773.5999 | 3492.5046 | 1923274.5041
Sunday | Sunday | 10 | 12 | 631803.0197 | 1051658.0698 | 243157.193 | 284.9216 | 4004.1842 | 3336.6068 | 1934243.9951
Sunday | Sunday | 10 | 13 | 628332.441 | 1033177.6407 | 238466.7567 | 302.4015 | 4704.8056 | 3451.3683 | 1908435.4138
Sunday | Sunday | 10 | 14 | 632695.261 | 1011590.3776 | 236887.7268 | 279.5353 | 4691.5026 | 3995.1574 | 1890139.5607
Sunday | Sunday | 10 | 15 | 636342.8569 | 995826.7777 | 235093.1606 | 283.9552 | 5738.0004 | 4028.3876 | 1877313.1384
Sunday | Sunday | 10 | 16 | 649619.2392 | 977705.8123 | 235031.6847 | 287.626 | 7090.4657 | 4141.2961 | 1873876.124
Sunday | Sunday | 10 | 17 | 680542.2964 | 930411.9713 | 230699.6237 | 78285.506 | 5999.6248 | 4232.5864 | 1930171.6086
Sunday | Sunday | 10 | 18 | 770569.8578 | 949364.0548 | 230059.5756 | 78278.7669 | 3330.1687 | 4261.9871 | 2035864.411
Sunday | Sunday | 10 | 19 | 803959.9127 | 956514.4415 | 227559.6256 | 78488.8599 | 2958.9336 | 4071.7474 | 2073553.5207
Sunday | Sunday | 10 | 20 | 824662.9093 | 931655.9082 | 225414.6796 | 78541.9213 | 2452.1748 | 3967.3626 | 2066694.9559
Sunday | Sunday | 10 | 21 | 853032.7284 | 900601.9595 | 221703.0789 | 78350.3213 | 2549.7297 | 3856.06 | 2060093.8779
Sunday | Sunday | 10 | 22 | 878864.3256 | 871271.2391 | 218004.7097 | 78341.1784 | 2110.7327 | 3749.5752 | 2052341.7608
Sunday | Sunday | 10 | 23 | 863157.198 | 843223.1293 | 218043.9275 | 78349.1655 | 2252.6307 | 3657.2966 | 2008683.3476
WeekDay | Monday | 10 | 0 | 731502.0342 | 803687.5074 | 218345.1385 | 78303.2664 | 3964.2754 | 3631.6019 | 1839433.8237
WeekDay | Monday | 10 | 1 | 686583.7491 | 768768.8972 | 217020.3366 | 78267.9364 | 4265.8086 | 3645.4375 | 1758552.1655
WeekDay | Monday | 10 | 2 | 651599.6198 | 739539.9331 | 211248.1368 | 78268.0286 | 3942.1038 | 3594.9128 | 1688192.7348
WeekDay | Monday | 10 | 3 | 623261.5352 | 739284.3358 | 212786.4561 | 78262.2381 | 3010.8982 | 3482.7455 | 1660088.2089
WeekDay | Monday | 10 | 4 | 600571.8613 | 736774.4315 | 212397.3456 | 78262.4554 | 1991.0063 | 3435.8032 | 1633432.9033
WeekDay | Monday | 10 | 5 | 587258.1879 | 736364.7318 | 214476.3117 | 78264.0445 | 2607.3757 | 3455.8155 | 1622426.4671
WeekDay | Monday | 10 | 6 | 586459.693 | 733559.1759 | 215073.0062 | 252.9402 | 3897.7607 | 3509.6755 | 1542752.2515
WeekDay | Monday | 10 | 7 | 597630.9996 | 732424.2486 | 221099.2911 | 230.6096 | 3485.3696 | 3383.055 | 1558253.5735
WeekDay | Monday | 10 | 8 | 624647.4027 | 762397.1805 | 223526.7277 | 202.0718 | 3458.7637 | 3225.0572 | 1617457.2035
WeekDay | Monday | 10 | 9 | 630748.7355 | 802466.2858 | 222799.4972 | 208.4685 | 3618.399 | 3048.9001 | 1662890.2862
WeekDay | Monday | 10 | 10 | 626151.6536 | 837040.5575 | 224005.9772 | 210.2951 | 3170.5334 | 2776.1409 | 1693355.1577
WeekDay | Monday | 10 | 11 | 605574.0065 | 862104.1282 | 221712.1338 | 242.404 | 3378.9461 | 3012.7052 | 1696024.3238
WeekDay | Monday | 10 | 12 | 603143.9136 | 893473.7622 | 219981.7744 | 252.1836 | 5037.379 | 3066.6888 | 1724955.7016
WeekDay | Monday | 10 | 13 | 599433.1986 | 891678.5397 | 217588.8873 | 254.7011 | 5272.3976 | 3386.1433 | 1717613.8674
WeekDay | Monday | 10 | 14 | 592152.6893 | 893197.9795 | 218988.3267 | 258.3037 | 4833.4006 | 3735.4925 | 1713166.1924
WeekDay | Monday | 10 | 15 | 594932.1049 | 889266.873 | 217396.7313 | 265.8336 | 5489.6789 | 3817.765 | 1711168.9866
WeekDay | Monday | 10 | 16 | 607421.5781 | 877913.7059 | 217732.4358 | 267.8799 | 5409.8612 | 3973.5392 | 1712719.0002
WeekDay | Monday | 10 | 17 | 649769.7319 | 875351.304 | 220346.7838 | 78278.921 | 4248.0714 | 4059.3942 | 1832054.2062
WeekDay | Monday | 10 | 18 | 772906.1915 | 908584.691 | 224395.084 | 78292.6695 | 2820.2227 | 4016.5285 | 1991015.3873
WeekDay | Monday | 10 | 19 | 827103.4383 | 895299.9293 | 226208.4919 | 78386.0417 | 2620.6787 | 3935.1207 | 2033553.7006
WeekDay | Monday | 10 | 20 | 854905.0017 | 870711.0553 | 227468.2447 | 78399.751 | 2518.6895 | 3805.1647 | 2037807.9069
WeekDay | Monday | 10 | 21 | 885299.514 | 839209.4344 | 226684.5224 | 78378.2263 | 2070.8239 | 3698.8035 | 2035341.3245
WeekDay | Monday | 10 | 22 | 866373.2008 | 824477.6287 | 227414.8554 | 78360.8816 | 1902.3201 | 3577.3712 | 2002106.2577
WeekDay | Monday | 10 | 23 | 797408.4447 | 804674.1745 | 223906.172 | 78360.2828 | 2301.4082 | 3531.4172 | 1910181.8994
WeekDay | Tuesday | 10 | 0 | 727131.2094 | 780958.6099 | 227815.8027 | 78327.5714 | 2798.0512 | 3449.3918 | 1820480.6363
WeekDay | Tuesday | 10 | 1 | 671563.993 | 763817.3202 | 229172.0246 | 78300.855 | 3068.5442 | 3429.5031 | 1749352.2402
WeekDay | Tuesday | 10 | 2 | 630214.7045 | 743517.8631 | 228342.639 | 78296.4351 | 3392.2491 | 3422.8324 | 1687186.7232
WeekDay | Tuesday | 10 | 3 | 611604.3118 | 741391.2532 | 234080.4561 | 78296.3783 | 3259.2197 | 3509.4285 | 1672141.0475
WeekDay | Tuesday | 10 | 4 | 601145.0982 | 744393.7475 | 237018.559 | 78294.3205 | 3441.0265 | 3549.9471 | 1667842.6987
WeekDay | Tuesday | 10 | 5 | 622171.311 | 776731.9154 | 245059.3843 | 78297.6225 | 3764.7313 | 3829.9947 | 1729854.9593
WeekDay | Tuesday | 10 | 6 | 642796.008 | 840486.1583 | 258940.3053 | 292.6043 | 3494.2382 | 4004.9164 | 1750014.2306
WeekDay | Tuesday | 10 | 7 | 533721.4319 | 976769.722 | 275523.5192 | 264.9001 | 2390.0944 | 4285.3347 | 1792955.0023
WeekDay | Tuesday | 10 | 8 | 459876.2938 | 1163296.4368 | 289910.4847 | 285.4685 | 2633.9816 | 4331.2887 | 1920333.9541
WeekDay | Tuesday | 10 | 9 | 447196.8344 | 1273010.3334 | 300918.6437 | 302.3813 | 3055.2413 | 4168.5967 | 2028652.0309
WeekDay | Tuesday | 10 | 10 | 448936.1778 | 1325450.1931 | 304863.8491 | 320.4929 | 2837.96 | 4264.7048 | 2086673.3777
WeekDay | Tuesday | 10 | 11 | 462764.4394 | 1343164.4266 | 307523.9514 | 325.8096 | 2926.6462 | 4183.2971 | 2120888.5703
WeekDay | Tuesday | 10 | 12 | 439662.5272 | 1312150.5443 | 311312.0132 | 329.507 | 3064.1099 | 4196.3915 | 2070715.093
WeekDay | Tuesday | 10 | 13 | 437293.7407 | 1321303.3422 | 310549.6445 | 353.7525 | 3525.2784 | 4725.4802 | 2077751.2387
WeekDay | Tuesday | 10 | 14 | 444173.5254 | 1313527.4231 | 306549.8945 | 368.2577 | 3804.6401 | 5049.7524 | 2073473.4932
WeekDay | Tuesday | 10 | 15 | 482832.21 | 1254067.2629 | 301695.0667 | 329.3844 | 3414.4206 | 4818.1294 | 2047156.4741
WeekDay | Tuesday | 10 | 16 | 530744.7463 | 1177756.9989 | 296997.0601 | 309.9036 | 3334.603 | 4751.2985 | 2013894.6103
WeekDay | Tuesday | 10 | 17 | 603204.0414 | 1074417.6647 | 290153.1931 | 78294.7904 | 3795.7715 | 4470.2625 | 2054335.7236
WeekDay | Tuesday | 10 | 18 | 699344.3771 | 1025378.3715 | 280949.4218 | 78326.0277 | 2110.7327 | 4317.0825 | 2090426.0134
WeekDay | Tuesday | 10 | 19 | 749475.0941 | 1008613.9399 | 277428.7857 | 78592.0356 | 1596.3525 | 4091.142 | 2119797.3498
WeekDay | Tuesday | 10 | 20 | 816673.1306 | 960692.7133 | 271561.5937 | 78573.7131 | 1769.2907 | 3913.8732 | 2133184.3146
WeekDay | Tuesday | 10 | 21 | 850637.6666 | 917709.7145 | 269531.3566 | 78555.9856 | 1365.7682 | 3754.1459 | 2121554.6373
WeekDay | Tuesday | 10 | 22 | 851706.783 | 865684.6354 | 261966.3899 | 78544.0788 | 1104.1438 | 3665.6968 | 2062671.7278
WeekDay | Tuesday | 10 | 23 | 794829.3823 | 833977.3126 | 259653.1901 | 78518.469 | 1321.4251 | 3560.4473 | 1971860.2265
WeekDay | Wednesday | 11 | 0 | 818481.0119 | 872424.4899 | 273532.7593 | 70837.3159 | 2419.1846 | 4002.441 | 2041697.2025
WeekDay | Wednesday | 11 | 1 | 757953.4751 | 843276.2223 | 268777.7783 | 70716.7278 | 2739.3035 | 3944.0338 | 1947407.5408
WeekDay | Wednesday | 11 | 2 | 718415.9431 | 826020.318 | 266070.8878 | 70627.4778 | 2231.6863 | 3939.3782 | 1887305.6912
WeekDay | Wednesday | 11 | 3 | 689429.7828 | 809158.3757 | 267651.5826 | 70629.3995 | 2277.4176 | 3982.2665 | 1843128.8247
WeekDay | Wednesday | 11 | 4 | 658388.8714 | 807353.3672 | 269098.9909 | 70627.7639 | 3708.8066 | 4067.761 | 1813245.561
WeekDay | Wednesday | 11 | 5 | 677138.0645 | 841980.2676 | 273069.7978 | 70625.6715 | 3955.7555 | 4302.5182 | 1871072.0751
WeekDay | Wednesday | 11 | 6 | 693194.1393 | 901105.3099 | 279475.1509 | 285.691 | 4888.6735 | 4569.4417 | 1883518.4063
WeekDay | Wednesday | 11 | 7 | 571608.3295 | 1035638.6645 | 285238.8775 | 272.4953 | 3969.4749 | 4825.7841 | 1901553.6259
WeekDay | Wednesday | 11 | 8 | 496400.0649 | 1228976.9464 | 295940.3517 | 376.6703 | 3594.4784 | 4857.9504 | 2030146.4621
WeekDay | Wednesday | 11 | 9 | 478810.4766 | 1341331.1369 | 308008.8843 | 407.6865 | 4660.0172 | 4802.647 | 2138020.8484
WeekDay | Wednesday | 11 | 10 | 483284.3629 | 1397896.6372 | 309909.5936 | 434.1652 | 4861.2348 | 4951.6275 | 2201337.6211
WeekDay | Wednesday | 11 | 11 | 496070.8538 | 1423292.4669 | 313275.7298 | 443.0222 | 4687.4559 | 4846.0996 | 2242615.6282
WeekDay | Wednesday | 11 | 12 | 512669.7932 | 1439061.7765 | 315112.4063 | 464.5823 | 4554.8352 | 5587.052 | 2277450.4455
WeekDay | Wednesday | 11 | 13 | 506235.3761 | 1442205.1683 | 310667.533 | 458.9043 | 5163.0612 | 5234.7752 | 2269964.818
WeekDay | Wednesday | 11 | 14 | 523172.0806 | 1440542.7199 | 301560.956 | 594.8601 | 5579.2158 | 5163.3887 | 2276613.221
WeekDay | Wednesday | 11 | 15 | 568521.3315 | 1387822.1044 | 294083.6724 | 576.275 | 7399.3207 | 5327.6058 | 2263730.3097
WeekDay | Wednesday | 11 | 16 | 632859.2914 | 1295248.4516 | 289312.555 | 223.71 | 5844.4572 | 5407.0339 | 2228895.4991
WeekDay | Wednesday | 11 | 17 | 698534.2098 | 1175660.3901 | 285138.8347 | 70542.8603 | 4664.5903 | 4971.3787 | 2239512.2639
WeekDay | Wednesday | 11 | 18 | 838351.6951 | 1142419.1122 | 280396.3699 | 70783.7852 | 2272.8445 | 4918.3326 | 2339142.1394
WeekDay | Wednesday | 11 | 19 | 903923.627 | 1097710.0348 | 273318.2997 | 71128.354 | 1692.0573 | 4751.2938 | 2352523.6667
WeekDay | Wednesday | 11 | 20 | 959220.4213 | 1048936.4645 | 266793.3826 | 71267.5016 | 1838.3973 | 4529.2339 | 2352585.4012
WeekDay | Wednesday | 11 | 21 | 1007912.9507 | 994035.7216 | 263557.7371 | 71049.4697 | 1582.3022 | 4334.8255 | 2342473.0068
WeekDay | Wednesday | 11 | 22 | 1002405.6083 | 934432.8668 | 261831.2506 | 71012.9371 | 1275.9026 | 4175.4051 | 2275133.9705
WeekDay | Wednesday | 11 | 23 | 933185.4646 | 895586.5909 | 260885.7436 | 70996.4816 | 1724.0692 | 4017.9598 | 2166396.3096
WeekDay | Thursday | 11 | 0 | 861864.0548 | 862758.389 | 259009.7299 | 70992.3533 | 2556.3784 | 3993.694 | 2061174.5994
WeekDay | Thursday | 11 | 1 | 807691.8268 | 835512.4052 | 257946.6466 | 70787.6826 | 3063.9956 | 3909.046 | 1978911.6027
WeekDay | Thursday | 11 | 2 | 769961.7036 | 813290.2982 | 259582.1402 | 70660.8724 | 2478.6352 | 3851.7675 | 1919825.4171
WeekDay | Thursday | 11 | 3 | 739875.1435 | 805924.3266 | 259921.3857 | 70661.1008 | 2126.5044 | 3949.9592 | 1882458.4201
WeekDay | Thursday | 11 | 4 | 706889.9992 | 806919.7699 | 260943.8927 | 70658.4799 | 3507.589 | 4064.3751 | 1852984.1058
WeekDay | Thursday | 11 | 5 | 727100.352 | 837796.5754 | 271895.9923 | 70661.7461 | 4243.8625 | 4295.6053 | 1915994.1337
WeekDay | Thursday | 11 | 6 | 738849.5777 | 878452.1537 | 281556.8803 | 309.8053 | 4495.3846 | 4533.1841 | 1908196.9857
WeekDay | Thursday | 11 | 7 | 599729.0028 | 1014645.3776 | 298768.0227 | 292.0413 | 4001.4868 | 4812.9458 | 1922248.8769
WeekDay | Thursday | 11 | 8 | 518856.0813 | 1219028.6712 | 311222.0091 | 301.0971 | 3576.1859 | 4913.9591 | 2057898.0037
WeekDay | Thursday | 11 | 9 | 504300.3039 | 1340348.8398 | 325786.3098 | 302.0401 | 4440.507 | 4852.025 | 2180030.0255
WeekDay | Thursday | 11 | 10 | 505307.003 | 1395147.4104 | 331523.5724 | 316.2287 | 4275.8744 | 4801.6594 | 2241371.7484
WeekDay | Thursday | 11 | 11 | 518691.439 | 1423761.895 | 335514.6449 | 334.9216 | 5089.8912 | 5122.8987 | 2288515.6903
WeekDay | Thursday | 11 | 12 | 524123.2726 | 1450054.963 | 344274.7392 | 347.8453 | 5922.2004 | 5628.5296 | 2330351.5501
WeekDay | Thursday | 11 | 13 | 520056.6372 | 1453442.7252 | 345904.08 | 363.4413 | 6374.94 | 5891.6439 | 2332033.4676
WeekDay | Thursday | 11 | 14 | 531570.2944 | 1428270.6117 | 339226.5262 | 379.3528 | 6178.2956 | 5170.1605 | 2310795.2412
WeekDay | Thursday | 11 | 15 | 580173.4834 | 1370677.7606 | 330918.7068 | 361.0359 | 5638.6665 | 5271.1738 | 2293040.8271
WeekDay | Thursday | 11 | 16 | 651910.2175 | 1287602.1329 | 322377.1201 | 304.6636 | 5602.0815 | 4845.2532 | 2272641.4685
WeekDay | Thursday | 11 | 17 | 728153.8169 | 1197316.6036 | 318167.142 | 70611.0838 | 4865.8079 | 4988.5905 | 2324103.0447
WeekDay | Thursday | 11 | 18 | 836679.7624 | 1147953.2092 | 312252.3249 | 70682.8905 | 2510.6471 | 5019.0638 | 2375097.8979
WeekDay | Thursday | 11 | 19 | 887670.0655 | 1113292.0753 | 304922.9118 | 71036.0687 | 2396.3189 | 4791.3606 | 2384108.8009
WeekDay | Thursday | 11 | 20 | 936798.7147 | 1060736.8404 | 299300.9332 | 70969.7759 | 2350.5877 | 4542.6365 | 2374699.4883
WeekDay | Thursday | 11 | 21 | 971484.9116 | 1001544.9552 | 295879.8162 | 70970.9613 | 1865.8361 | 4334.4023 | 2346080.8827
WeekDay | Thursday | 11 | 22 | 967095.4 | 946562.2217 | 280995.5393 | 70964.0145 | 1792.6661 | 4193.6044 | 2271603.446
WeekDay | Thursday | 11 | 23 | 907975.6792 | 907357.6994 | 275833.6838 | 70857.7535 | 2053.3343 | 4040.3915 | 2168118.5418
WeekDay | Friday | 11 | 0 | 846549.787 | 821585.4262 | 270305.5946 | 70793.385 | 3471.0039 | 3914.407 | 2016619.6037
WeekDay | Friday | 11 | 1 | 785072.7458 | 799469.1611 | 269330.6224 | 70664.6479 | 4038.0718 | 3863.6182 | 1932438.8672
WeekDay | Friday | 11 | 2 | 738097.5286 | 780288.0394 | 272643.6262 | 70619.8498 | 3466.4308 | 3790.962 | 1868906.4367
WeekDay | Friday | 11 | 3 | 708347.9088 | 775595.6675 | 273943.1444 | 70620.9158 | 2602.1097 | 3857.6928 | 1834967.439
WeekDay | Friday | 11 | 4 | 684839.2451 | 767331.4383 | 274738.3913 | 70620.4732 | 2487.7815 | 4010.4825 | 1804027.812
WeekDay | Friday | 11 | 5 | 705558.9888 | 799969.9364 | 278794.2102 | 70620.259 | 3068.5687 | 4198.6833 | 1862210.6464
WeekDay | Friday | 11 | 6 | 725437.9423 | 859802.406 | 288634.1945 | 284.4915 | 4202.7044 | 4502.5697 | 1882864.3084
WeekDay | Friday | 11 | 7 | 602789.5481 | 998320.4795 | 301855.4976 | 246.4092 | 3562.4665 | 4794.1822 | 1911568.5831
WeekDay | Friday | 11 | 8 | 522353.8044 | 1199002.8122 | 318134.3874 | 284.3953 | 2700.7177 | 4812.5226 | 2047288.6396
WeekDay | Friday | 11 | 9 | 505686.9133 | 1307322.0142 | 325568.9969 | 318.8201 | 3209.6211 | 4480.8434 | 2146587.2089
WeekDay | Friday | 11 | 10 | 507442.8653 | 1366657.1259 | 332493.51 | 317.5616 | 3993.6267 | 4780.0742 | 2215684.7637
WeekDay | Friday | 11 | 11 | 518909.5235 | 1393017.765 | 338547.5175 | 330.8664 | 4216.4238 | 4765.684 | 2259787.7803
WeekDay | Friday | 11 | 12 | 533563.6902 | 1399922.045 | 342673.6729 | 351.4361 | 4989.2823 | 4858.2325 | 2286358.359
WeekDay | Friday | 11 | 13 | 529174.752 | 1386996.447 | 344609.8116 | 748.9904 | 6050.248 | 5858.2079 | 2273438.457
WeekDay | Friday | 11 | 14 | 529585.003 | 1379859.5758 | 344603.4879 | 379.1348 | 6781.9484 | 5316.8838 | 2266526.0336
WeekDay | Friday | 11 | 15 | 566785.9879 | 1323024.9708 | 340006.3653 | 556.8676 | 6617.3158 | 5462.7605 | 2242454.2679
WeekDay | Friday | 11 | 16 | 624063.4926 | 1253674.0276 | 330750.9582 | 615.4336 | 5743.8484 | 5181.8702 | 2220029.6306
WeekDay | Friday | 11 | 17 | 692363.8226 | 1164007.7771 | 321331.5543 | 71223.1307 | 4783.4916 | 4798.8378 | 2258508.614
WeekDay | Friday | 11 | 18 | 821727.1119 | 1118749.2711 | 314250.0292 | 71431.1959 | 2510.6471 | 4856.6806 | 2333524.9359
WeekDay | Friday | 11 | 19 | 886283.8207 | 1071395.6782 | 301479.2735 | 71537.6377 | 2025.8956 | 4677.7911 | 2337400.0969
WeekDay | Friday | 11 | 20 | 913812.6364 | 1014561.5027 | 299524.1164 | 71585.8779 | 2222.5401 | 4448.2539 | 2306154.9273
WeekDay | Friday | 11 | 21 | 937142.2903 | 971198.1049 | 296447.7525 | 71369.5779 | 1660.0454 | 4193.1812 | 2282010.9521
WeekDay | Friday | 11 | 22 | 936567.7881 | 923322.6198 | 292515.6649 | 71059.4274 | 1550.2903 | 4036.3002 | 2229052.0907
WeekDay | Friday | 11 | 23 | 877253.2497 | 872896.2532 | 287532.2538 | 71004.2264 | 2108.2119 | 3890.2823 | 2114684.4772
Saturday | Saturday | 11 | 0 | 806972.973 | 849087.6144 | 287400.5413 | 70954.5212 | 2903.9361 | 3832.7217 | 2021152.3077
Saturday | Saturday | 11 | 1 | 752642.9805 | 824543.9717 | 282175.6646 | 70621.0557 | 3731.6722 | 3813.3937 | 1937528.7385
Saturday | Saturday | 11 | 2 | 707466.0264 | 806307.3154 | 285231.4119 | 70621.0172 | 3763.6841 | 3730.7208 | 1877120.1758
Saturday | Saturday | 11 | 3 | 683841.3052 | 794613.1269 | 284771.9705 | 70617.9845 | 3036.5568 | 3786.8706 | 1840667.8145
Saturday | Saturday | 11 | 4 | 674999.6586 | 795759.3987 | 286703.1408 | 70622.4296 | 3567.0396 | 3901.7098 | 1835553.3771
Saturday | Saturday | 11 | 5 | 698411.6729 | 826991.5192 | 290254.958 | 70619.5881 | 4198.1313 | 4109.5207 | 1894585.3901
Saturday | Saturday | 11 | 6 | 724886.6427 | 884234.8561 | 300594.6186 | 284.1683 | 4884.1004 | 4393.9381 | 1919278.3241
Saturday | Saturday | 11 | 7 | 616265.2515 | 1081682.0947 | 315227.0128 | 569.604 | 4070.0837 | 4677.7911 | 2022491.8378
Saturday | Saturday | 11 | 8 | 547767.6845 | 1289804.5249 | 329405.9087 | 379.7775 | 4036.071 | 4603.1598 | 2175997.1265
Saturday | Saturday | 11 | 9 | 533748.9296 | 1330883.424 | 340415.4843 | 258.9391 | 4025.6386 | 4672.0069 | 2214004.4224
Saturday | Saturday | 11 | 10 | 532793.6618 | 1377713.3178 | 347174.4357 | 283.0316 | 4522.8233 | 4546.5867 | 2267033.8569
Saturday | Saturday | 11 | 11 | 543129.0495 | 1403375.8089 | 349786.9268 | 327.6784 | 4917.3985 | 4810.5475 | 2306347.4095
Saturday | Saturday | 11 | 12 | 536695.4597 | 1402823.0015 | 352566.0671 | 258.8352 | 4966.4167 | 4583.9729 | 2301893.7532
Saturday | Saturday | 11 | 13 | 533992.4132 | 1412392.9358 | 356695.8497 | 311.8913 | 5149.3418 | 4471.25 | 2313013.6818
Saturday | Saturday | 11 | 14 | 547141.8611 | 1394722.8748 | 357923.955 | 345.0153 | 5579.2158 | 4838.7635 | 2310551.6855
Saturday | Saturday | 11 | 15 | 579076.3234 | 1339762.5381 | 350928.6167 | 335.0883 | 4028.9255 | 4981.3954 | 2279112.8874
Saturday | Saturday | 11 | 16 | 629301.9708 | 1266634.4559 | 340862.8515 | 295.8887 | 2995.3987 | 5133.3386 | 2245223.9041
Saturday | Saturday | 11 | 17 | 686820.7977 | 1159692.0683 | 331304.2462 | 70585.8906 | 2935.948 | 5134.6083 | 2256473.5591
Saturday | Saturday | 11 | 18 | 793196.8371 | 1121298.2799 | 325479.6032 | 70618.9723 | 2044.1881 | 5053.0641 | 2317690.9446
Saturday | Saturday | 11 | 19 | 823199.4608 | 1098053.8976 | 318039.7236 | 70879.2751 | 1765.2273 | 4914.1002 | 2316851.6847
Saturday | Saturday | 11 | 20 | 828276.5403 | 1042004.0561 | 311549.68 | 70905.3201 | 2588.3903 | 4638.9941 | 2259962.981
Saturday | Saturday | 11 | 21 | 860737.9955 | 991291.5616 | 305219.1269 | 70895.2752 | 2240.8326 | 4437.9551 | 2234822.7469
Saturday | Saturday | 11 | 22 | 880941.128 | 940109.6289 | 295751.66 | 70888.5978 | 1893.2749 | 4250.6008 | 2193834.8904
Saturday | Saturday | 11 | 23 | 853779.0965 | 906208.7111 | 291521.1246 | 70834.1973 | 2478.6352 | 4054.9227 | 2128876.6874
Sunday | Sunday | 11 | 0 | 807753.0102 | 868076.5951 | 285650.3891 | 70650.8172 | 3091.4343 | 3979.4449 | 2039201.6909
Sunday | Sunday | 11 | 1 | 757788.1226 | 837760.0386 | 281893.3866 | 70617.8728 | 3969.4749 | 3878.5727 | 1955907.4681
Sunday | Sunday | 11 | 2 | 716453.3702 | 821703.3134 | 280465.1444 | 70619.3469 | 4262.155 | 3828.066 | 1897331.3959
Sunday | Sunday | 11 | 3 | 686501.8143 | 803491.2647 | 280672.7146 | 70611.0005 | 4088.3762 | 3854.8712 | 1849220.0414
Sunday | Sunday | 11 | 4 | 644948.5631 | 788604.5646 | 295355.6113 | 70615.6573 | 3745.3916 | 3864.7468 | 1807134.5348
Sunday | Sunday | 11 | 5 | 638508.3753 | 803242.6538 | 295343.428 | 70615.7009 | 5172.2075 | 3963.785 | 1816846.1505
Sunday | Sunday | 11 | 6 | 647539.3268 | 808977.4698 | 296441.536 | 267.0944 | 4536.5427 | 3907.7762 | 1761669.746
Sunday | Sunday | 11 | 7 | 663427.6986 | 845849.1669 | 300383.6859 | 229.8729 | 2579.244 | 3686.4216 | 1816156.09
Sunday | Sunday | 11 | 8 | 668370.2082 | 939866.1533 | 303977.6171 | 205.0659 | 2533.5128 | 3475.9302 | 1918428.4874
Sunday | Sunday | 11 | 9 | 653813.14 | 1035414.9333 | 307703.1705 | 206.5309 | 1993.8837 | 3276.3019 | 2002407.9603
Sunday | Sunday | 11 | 10 | 645590.2586 | 1081927.2925 | 308891.3899 | 209.5803 | 2698.1454 | 3285.8954 | 2042602.5621
Sunday | Sunday | 11 | 11 | 649707.1665 | 1101916.6359 | 305765.0209 | 225.5009 | 3457.2846 | 3651.857 | 2064723.4659
Sunday | Sunday | 11 | 12 | 645291.0981 | 1110933.052 | 302091.3254 | 244.4862 | 3955.7555 | 4319.5889 | 2066835.3061
Sunday | Sunday | 11 | 13 | 643827.8276 | 1096619.9706 | 302324.8435 | 260.408 | 4970.9898 | 4761.1695 | 2052765.209
Sunday | Sunday | 11 | 14 | 643968.1695 | 1071980.2146 | 299195.7427 | 266.943 | 5666.1053 | 4778.6634 | 2025855.8385
Sunday | Sunday | 11 | 15 | 657790.3415 | 1057900.2666 | 294432.085 | 274.9816 | 4884.1004 | 4476.0467 | 2019757.8218
Sunday | Sunday | 11 | 16 | 669633.5381 | 1038204.9272 | 287355.674 | 709.0031 | 4275.8744 | 4517.8064 | 2004696.8232
Sunday | Sunday | 11 | 17 | 714878.808 | 1005026.1487 | 288437.6438 | 71223.7259 | 3201.1894 | 4761.4516 | 2087528.9675
Sunday | Sunday | 11 | 18 | 799705.1298 | 1019865.1303 | 285742.3109 | 71246.1904 | 2533.5128 | 4822.5393 | 2183914.8135
Sunday | Sunday | 11 | 19 | 810472.6113 | 1009058.6378 | 275745.2978 | 71761.7185 | 2510.6471 | 4698.8121 | 2174247.7246
Sunday | Sunday | 11 | 20 | 818038.7425 | 982384.5631 | 268618.0735 | 71597.9357 | 2739.3035 | 4480.4202 | 2147859.0384
Sunday | Sunday | 11 | 21 | 842322.0897 | 950352.0556 | 266303.3873 | 70906.0373 | 2382.5995 | 4350.4854 | 2136616.6548
Sunday | Sunday | 11 | 22 | 856588.3446 | 918988.0981 | 263227.4886 | 70670.9867 | 2295.7101 | 4175.6873 | 2115946.3154
Sunday | Sunday | 11 | 23 | 840890.6643 | 889828.6515 | 257622.2985 | 70656.6364 | 2762.1691 | 4094.8484 | 2065855.2682
WeekDay | Monday | 11 | 0 | 804989.0959 | 859817.8879 | 256353.3077 | 70612.5925 | 4088.3762 | 4019.2295 | 1999880.4897
WeekDay | Monday | 11 | 1 | 757946.999 | 826279.8594 | 252618.7104 | 70595.8047 | 4399.3489 | 3927.6685 | 1915768.391
WeekDay | Monday | 11 | 2 | 723869.9034 | 795668.1522 | 251492.6809 | 70588.577 | 4065.5105 | 3888.1661 | 1849572.9901
WeekDay | Monday | 11 | 3 | 690615.2345 | 793333.6308 | 253290.7286 | 70592.5911 | 3105.1537 | 3899.7347 | 1814837.0734
WeekDay | Monday | 11 | 4 | 660770.7637 | 790340.6725 | 253150.1141 | 70589.2428 | 2053.3343 | 3874.6224 | 1780778.7498
WeekDay | Monday | 11 | 5 | 645584.232 | 793901.3829 | 253002.0647 | 70587.8714 | 2688.9991 | 3906.9298 | 1769671.4799
WeekDay | Monday | 11 | 6 | 642026.8501 | 787674.5989 | 252494.7936 | 239.2482 | 4019.7793 | 3778.9702 | 1690234.2402
WeekDay | Monday | 11 | 7 | 666197.2766 | 791676.9754 | 254015.5349 | 193.5918 | 3594.4784 | 3599.7985 | 1719277.6555
WeekDay | Monday | 11 | 8 | 697262.4863 | 827112.7824 | 258396.115 | 172.0804 | 3567.0396 | 3270.3766 | 1789780.8803
WeekDay | Monday | 11 | 9 | 703388.0034 | 868551.124 | 260102.2709 | 169.6019 | 3731.6722 | 3376.3277 | 1839319.0001
WeekDay | Monday | 11 | 10 | 690337.6361 | 907702.5645 | 262179.3362 | 176.0099 | 3269.7863 | 3406.6599 | 1867071.9929
WeekDay | Monday | 11 | 11 | 686218.095 | 941045.6957 | 262319.5792 | 180.5834 | 3484.7233 | 3100.093 | 1896348.7695
WeekDay | Monday | 11 | 12 | 666259.2107 | 960226.8983 | 263270.6905 | 184.4654 | 5195.0731 | 3570.3128 | 1898706.6507
WeekDay | Monday | 11 | 13 | 657797.5676 | 959384.132 | 263249.6106 | 205.8215 | 5437.4489 | 3573.4165 | 1889647.997
WeekDay | Monday | 11 | 14 | 648191.0155 | 960448.4989 | 259758.5149 | 210.4142 | 4984.7092 | 4022.4743 | 1877615.6271
WeekDay | Monday | 11 | 15 | 643153.3822 | 954390.377 | 257495.3385 | 220.1205 | 5661.5321 | 4394.9256 | 1865315.6758
WeekDay | Monday | 11 | 16 | 650308.3196 | 941086.6838 | 255600.5962 | 226.3501 | 5579.2158 | 4935.2622 | 1857736.4277
WeekDay | Monday | 11 | 17 | 710493.4237 | 936028.836 | 253589.4759 | 70558.3985 | 4381.0564 | 4891.8096 | 1979943.0001
WeekDay | Monday | 11 | 18 | 814712.2511 | 967285.8316 | 256336.5929 | 70561.0977 | 2908.5092 | 4948.1005 | 2116752.383
WeekDay | Monday | 11 | 19 | 852824.1166 | 959380.6522 | 255414.9604 | 70661.3933 | 2702.7185 | 4838.0581 | 2145821.899
WeekDay | Monday | 11 | 20 | 912900.6229 | 943745.7567 | 254567.8897 | 70659.1123 | 2597.5365 | 4713.9076 | 2189184.8258
WeekDay | Monday | 11 | 21 | 932758.7521 | 911195.0651 | 244925.9893 | 70651.5792 | 2135.6506 | 4573.2508 | 2166240.2873
WeekDay | Monday | 11 | 22 | 909921.7267 | 886739.7786 | 246107.5567 | 70652.8608 | 1961.8718 | 4483.5239 | 2119867.3186
WeekDay | Monday | 11 | 23 | 856234.5385 | 863070.3683 | 247127.9178 | 70649.8858 | 2373.4533 | 4466.3122 | 2043922.4758
WeekDay | Tuesday | 11 | 0 | 786629.763 | 848123.1973 | 244984.087 | 70634.2334 | 2885.6436 | 4361.2075 | 1957618.1319
WeekDay | Tuesday | 11 | 1 | 729475.819 | 830486.5585 | 245585.1031 | 70608.7054 | 3164.6044 | 4285.8708 | 1883606.6611
WeekDay | Tuesday | 11 | 2 | 695432.3235 | 806033.3037 | 245717.009 | 70603.7599 | 3498.4427 | 4257.7958 | 1825542.6346
WeekDay | Tuesday | 11 | 3 | 672392.1599 | 799431.5191 | 248316.6425 | 70600.7695 | 3361.2489 | 4257.3726 | 1798359.7125
WeekDay | Tuesday | 11 | 4 | 590546.1593 | 793795.1175 | 257211.4921 | 70604.9722 | 3548.7471 | 4289.5389 | 1719996.0271
WeekDay | Tuesday | 11 | 5 | 612855.7697 | 830687.9295 | 269879.84 | 70601.2198 | 3882.5854 | 4425.6811 | 1792333.0255
WeekDay | Tuesday | 11 | 6 | 635763.2966 | 901583.3174 | 285441.5253 | 272.9225 | 3603.6246 | 4328.3359 | 1830993.0224
WeekDay | Tuesday | 11 | 7 | 530881.3839 | 1043602.8134 | 307638.5289 | 284.743 | 2464.9158 | 4239.5965 | 1889111.9815
WeekDay | Tuesday | 11 | 8 | 457998.6869 | 1221513.1256 | 322629.2862 | 415.1786 | 2716.4379 | 3997.5032 | 2009270.2183
WeekDay | Tuesday | 11 | 9 | 442111.3301 | 1305982.0918 | 332871.8978 | 445.1839 | 3150.885 | 3889.1537 | 2088450.5422
WeekDay | Tuesday | 11 | 10 | 445816.2579 | 1358190.2632 | 337497.861 | 431.5674 | 2926.8017 | 4016.69 | 2148879.4412
WeekDay | Tuesday | 11 | 11 | 466047.329 | 1370563.9617 | 338649.1981 | 278.6852 | 3018.2643 | 4110.6494 | 2182668.0876
WeekDay | Tuesday | 11 | 12 | 501986.0247 | 1441058.4956 | 344773.244 | 303.1908 | 2899.363 | 4227.3226 | 2295247.6406
WeekDay | Tuesday | 11 | 13 | 493683.5522 | 1447885.0754 | 349265.2081 | 321.0767 | 3823.1348 | 4218.1523 | 2299196.1996
WeekDay | Tuesday | 11 | 14 | 494458.6101 | 1439761.2323 | 347723.4193 | 344.1019 | 4120.3881 | 4550.1137 | 2290957.8653
WeekDay | Tuesday | 11 | 15 | 533888.5842 | 1384624.5078 | 341847.5787 | 555.2575 | 3978.6211 | 4895.9009 | 2269790.4503
WeekDay | Tuesday | 11 | 16 | 584038.9625 | 1260055.2709 | 330958.4593 | 715.4816 | 4545.689 | 5063.9272 | 2185377.7905
WeekDay | Tuesday | 11 | 17 | 657618.7181 | 1161571.8185 | 319086.9979 | 71304.5936 | 4326.1788 | 5165.3638 | 2219073.6708
WeekDay | Tuesday | 11 | 18 | 786210.4348 | 1119048.4478 | 311072.7892 | 71129.0673 | 2899.363 | 5066.7488 | 2295426.8509
WeekDay | Tuesday | 11 | 19 | 816888.2386 | 1086729.9778 | 307389.8483 | 70970.0876 | 2528.9396 | 4947.3951 | 2289454.487
WeekDay | Tuesday | 11 | 20 | 824985.1898 | 1020691.2486 | 298398.4966 | 70984.4379 | 2085.3462 | 4840.4564 | 2221985.1757
WeekDay | Tuesday | 11 | 21 | 834019.152 | 975590.8449 | 292707.4369 | 70969.1729 | 1390.2308 | 4785.8585 | 2179462.696
WeekDay | Tuesday | 11 | 22 | 800771.2636 | 921071.1957 | 291555.1614 | 70798.1663 | 1495.4128 | 4648.3054 | 2090339.5051
WeekDay | Tuesday | 11 | 23 | 725672.399 | 883965.5935 | 287128.2647 | 70622.2308 | 2080.7731 | 4510.047 | 1973979.308
WeekDay | Wednesday | 11 | 0 | 658995.2353 | 866850.7333 | 284789.3932 | 70619.6407 | 2990.8255 | 4429.4903 | 1888675.3183
WeekDay | Wednesday | 11 | 1 | 611811.148 | 836803.9293 | 282334.6064 | 70615.8497 | 3164.6044 | 4409.8801 | 1809140.018
WeekDay | Wednesday | 11 | 2 | 579703.9622 | 817527.9329 | 281362.1816 | 70617.1852 | 3338.3832 | 4356.693 | 1756906.3381
WeekDay | Wednesday | 11 | 3 | 557768.3689 | 800585.3567 | 277686.1152 | 70615.8959 | 2716.4379 | 4372.2118 | 1713744.3864
WeekDay | Wednesday | 11 | 4 | 573602.9607 | 816671.7079 | 280056.7057 | 70615.7612 | 3649.3559 | 4463.4905 | 1749059.982
WeekDay | Wednesday | 11 | 5 | 616645.248 | 852930.8772 | 284574.2238 | 70614.7388 | 4111.2418 | 4717.8579 | 1833594.1874
WeekDay | Wednesday | 11 | 6 | 670104.4109 | 916100.4721 | 296667.9122 | 272.2054 | 3818.5616 | 5036.9809 | 1892000.5431
WeekDay | Wednesday | 11 | 7 | 561405.5926 | 1036718.9654 | 310669.1495 | 246.1539 | 3754.5379 | 5398.2869 | 1918192.6862
WeekDay | Wednesday | 11 | 8 | 491474.8255 | 1217975.9359 | 318455.1455 | 251.4112 | 3018.2643 | 5488.5782 | 2036664.1606
WeekDay | Wednesday | 11 | 9 | 475429.9735 | 1331010.6771 | 329369.8504 | 252.9635 | 2876.4973 | 5443.8558 | 2144383.8176
WeekDay | Wednesday | 11 | 10 | 483594.8086 | 1399898.63 | 332211.5104 | 383.086 | 3576.1859 | 5290.2196 | 2224954.4405
WeekDay | Wednesday | 11 | 11 | 499363.5036 | 1411679.5201 | 336676.1139 | 697.4379 | 4024.3524 | 5111.189 | 2257552.1169
WeekDay | Wednesday | 11 | 12 | 509653.1946 | 1418839.2804 | 342905.5566 | 741.4279 | 4344.4713 | 4986.8975 | 2281470.8283
WeekDay | Wednesday | 11 | 13 | 508673.7693 | 1433654.6459 | 343521.4578 | 758.9494 | 4852.0885 | 5280.7673 | 2296741.6782
WeekDay | Wednesday | 11 | 14 | 511667.1596 | 1418849.7449 | 340014.5479 | 786.2851 | 4801.7841 | 5505.7899 | 2281625.3115
WeekDay | Wednesday | 11 | 15 | 556414.4956 | 1365932.5803 | 332081.9833 | 756.3311 | 4650.8709 | 5840.5729 | 2265676.8341
WeekDay | Wednesday | 11 | 16 | 616764.9458 | 1281701.8472 | 323104.4542 | 1270.7161 | 3978.6211 | 5864.2743 | 2232684.8588
WeekDay | Wednesday | 11 | 17 | 692244.7905 | 1180940.461 | 314292.5755 | 71738.4201 | 3041.1299 | 5931.7106 | 2268189.0876
WeekDay | Wednesday | 11 | 18 | 811502.6605 | 1145675.2849 | 307548.2277 | 72245.8878 | 2583.8172 | 5797.6846 | 2345353.5626
WeekDay | Wednesday | 11 | 19 | 848129.647 | 1103298.5328 | 301505.254 | 71980.1288 | 2382.5995 | 5578.3051 | 2332874.4673
WeekDay | Wednesday | 11 | 20 | 861499.6244 | 1051901.8791 | 299274.8162 | 71301.5518 | 2592.9634 | 5304.6098 | 2291875.4448
WeekDay | Wednesday | 11 | 21 | 882770.0022 | 995081.4959 | 294771.288 | 71295.258 | 1911.5674 | 5059.6948 | 2250889.3064
WeekDay | Wednesday | 11 | 22 | 875802.5783 | 939996.1528 | 287297.308 | 70911.478 | 1618.8872 | 4830.863 | 2180457.2673
WeekDay | Wednesday | 11 | 23 | 814588.3387 | 897830.7835 | 285495.4879 | 70738.9537 | 1705.7766 | 4612.0478 | 2074971.3883
WeekDay | Thursday | 11 | 0 | 746812.793 | 862537.4237 | 285415.6426 | 70701.2383 | 2327.722 | 4521.4744 | 1972316.294
WeekDay | Thursday | 11 | 1 | 690208.1685 | 835934.9323 | 283111.8794 | 70673.7782 | 3100.5806 | 4460.9511 | 1887490.2902
WeekDay | Thursday | 11 | 2 | 653213.2526 | 812141.3841 | 283790.2228 | 70639.1789 | 2588.3903 | 4362.1951 | 1826734.6237
WeekDay | Thursday | 11 | 3 | 624953.5689 | 803476.9559 | 282543.1971 | 70635.9743 | 2661.5603 | 4443.5983 | 1788714.8548
WeekDay | Thursday | 11 | 4 | 608748.8348 | 813243.3162 | 284407.7792 | 70635.9243 | 3708.8066 | 4532.1965 | 1785276.8576
WeekDay | Thursday | 11 | 5 | 613489.0439 | 840570.8952 | 291512.3909 | 70633.9858 | 4371.9101 | 4839.3278 | 1825417.5538
WeekDay | Thursday | 11 | 6 | 627861.6094 | 861200.535 | 299351.6544 | 285.5371 | 4559.4083 | 5161.2725 | 1798420.0167
WeekDay | Thursday | 11 | 7 | 620105.6295 | 959447.3161 | 312946.9502 | 265.5306 | 3910.0242 | 5434.1213 | 1902109.5718
WeekDay | Thursday | 11 | 8 | 620513.0325 | 1109344.459 | 327343.1671 | 405.3594 | 3489.2965 | 5446.3952 | 2066541.7097
WeekDay | Thursday | 11 | 9 | 616973.3738 | 1203244.5409 | 339715.4229 | 685.9163 | 4120.3881 | 5258.7588 | 2169998.4009
WeekDay | Thursday | 11 | 10 | 623276.186 | 1266289.3042 | 345837.4245 | 664.7565 | 3759.111 | 5709.2274 | 2245536.0096
WeekDay | Thursday | 11 | 11 | 643431.0014 | 1305305.6706 | 347599.8857 | 732.4836 | 4047.218 | 5562.222 | 2306678.4813
WeekDay | Thursday | 11 | 12 | 614425.8792 | 1297492.0647 | 347507.2034 | 775.9027 | 2698.1454 | 5810.9461 | 2268710.1415
WeekDay | Thursday | 11 | 13 | 604371.9722 | 1300357.4334 | 351124.8441 | 769.505 | 3237.7744 | 5326.4772 | 2265188.0063
WeekDay | Thursday | 11 | 14 | 602130.9907 | 1282841.3318 | 347239.1585 | 804.3544 | 3096.0075 | 5323.6556 | 2241435.4984
WeekDay | Thursday | 11 | 15 | 618420.3029 | 1260438.1241 | 340195.0086 | 845.2886 | 3557.8934 | 5605.6746 | 2229062.2921
WeekDay | Thursday | 11 | 16 | 645059.0491 | 1210178.871 | 333479.7403 | 1263.1073 | 3155.4581 | 5636.7122 | 2198772.9381
WeekDay | Thursday | 11 | 17 | 702383.1099 | 1145877.3843 | 329254.3076 | 71436.5545 | 2990.8255 | 5711.7668 | 2257653.9486
WeekDay | Thursday | 11 | 18 | 807842.2433 | 1126933.8238 | 320090.2986 | 71178.6442 | 1641.7529 | 5631.4923 | 2333318.255
WeekDay | Thursday | 11 | 19 | 838822.2217 | 1092418.6736 | 311051.6101 | 71286.8847 | 1353.6458 | 5359.4899 | 2320292.5259
WeekDay | Thursday | 11 | 20 | 873578.5913 | 1039692.8239 | 306053.5943 | 71390.7518 | 2346.0145 | 5125.8614 | 2298187.6372
WeekDay | Thursday | 11 | 21 | 901771.8873 | 992561.7349 | 301199.0999 | 70968.6136 | 2099.0656 | 4884.1913 | 2273484.5925
WeekDay | Thursday | 11 | 22 | 899203.0751 | 938377.2874 | 292357.3209 | 70860.9055 | 1756.081 | 4580.7281 | 2207135.398
WeekDay | Thursday | 11 | 23 | 826445.9293 | 902645.2999 | 288253.2878 | 70708.3416 | 2277.4176 | 4419.7557 | 2094750.0319
WeekDay | Friday | 11 | 0 | 758179.9458 | 816547.4035 | 285769.7381 | 70662.7352 | 2560.9515 | 4317.8959 | 1938038.67
WeekDay | Friday | 11 | 1 | 704280.8041 | 795311.2236 | 282653.8019 | 70653.0558 | 2949.6674 | 4241.5716 | 1860090.1245
WeekDay | Friday | 11 | 2 | 667096.1466 | 778127.8927 | 280104.7916 | 70653.3714 | 2922.2286 | 4188.9488 | 1803093.3798
WeekDay | Friday | 11 | 3 | 641308.7053 | 773144.5597 | 278768.6331 | 70653.4099 | 3160.0313 | 4288.6924 | 1771324.0317
WeekDay | Friday | 11 | 4 | 631882.7671 | 773204.1492 | 279543.1376 | 70651.2444 | 3594.4784 | 4413.2661 | 1763289.0427
WeekDay | Friday | 11 | 5 | 667239.1931 | 806802.332 | 290537.5553 | 70651.9064 | 4518.2502 | 4677.3679 | 1844426.6049
WeekDay | Friday | 11 | 6 | 705516.9081 | 861640.1314 | 299084.1685 | 308.4083 | 3932.8898 | 4995.2212 | 1875477.7273
WeekDay | Friday | 11 | 7 | 589488.045 | 992913.5594 | 310670.0565 | 272.9238 | 3544.174 | 5215.4472 | 1902104.2059
WeekDay | Friday | 11 | 8 | 511115.4653 | 1191928.7342 | 327314.7617 | 828.683 | 3036.5568 | 5315.614 | 2039539.8151
WeekDay | Friday | 11 | 9 | 496176.4976 | 1286975.7154 | 337881.2473 | 894.3549 | 2967.9599 | 5286.1283 | 2130181.9033
WeekDay | Friday | 11 | 10 | 492492.9793 | 1342050.7281 | 339773.4806 | 906.9194 | 3996.9136 | 5565.1846 | 2184786.2057
WeekDay | Friday | 11 | 11 | 508284.1437 | 1363819.3792 | 344152.8284 | 928.704 | 4106.6687 | 4926.6563 | 2226218.3803
WeekDay | Friday | 11 | 12 | 508727.1035 | 1376289.2326 | 348451.4695 | 930.8015 | 3998.1998 | 4922.9883 | 2243319.7952
WeekDay | Friday | 11 | 13 | 509106.5886 | 1386375.2219 | 349068.604 | 973.515 | 4386.9157 | 5162.6833 | 2255073.5286
WeekDay | Friday | 11 | 14 | 519280.3346 | 1392804.8376 | 347188.725 | 939.9857 | 4514.9633 | 5470.8021 | 2270199.6483
WeekDay | Friday | 11 | 15 | 562965.548 | 1341629.5886 | 340189.782 | 937.7945 | 4405.2082 | 6045.8444 | 2256173.7656
WeekDay | Friday | 11 | 16 | 626080.5925 | 1264732.3442 | 331602.7951 | 1220.7299 | 5442.022 | 5791.7592 | 2234870.2428
WeekDay | Friday | 11 | 17 | 695845.9121 | 1158372.8305 | 322458.692 | 71579.6752 | 4664.5903 | 5731.8002 | 2258653.5002
WeekDay | Friday | 11 | 18 | 824212.3708 | 1112065.671 | 317953.843 | 71836.5951 | 2118.6443 | 5664.505 | 2333851.6292
WeekDay | Friday | 11 | 19 | 873649.3113 | 1075863.9769 | 311101.9451 | 71993.7235 | 2190.5282 | 5454.719 | 2340254.204
WeekDay | Friday | 11 | 20 | 932430.7887 | 1029685.9924 | 305129.7736 | 71538.6782 | 2350.5877 | 5236.8914 | 2346372.7119
WeekDay | Friday | 11 | 21 | 971850.2772 | 985885.6746 | 294581.2964 | 71473.8375 | 2094.4925 | 4982.2419 | 2330867.8202
WeekDay | Friday | 11 | 22 | 966320.6725 | 923630.021 | 285586.178 | 71293.2362 | 1737.7885 | 4765.4019 | 2253333.2981
WeekDay | Friday | 11 | 23 | 915041.6244 | 882456.4467 | 278857.1505 | 71259.2578 | 2089.9194 | 4559.2839 | 2154263.6827
Saturday | Saturday | 11 | 0 | 839285.8718 | 857042.8718 | 275632.1227 | 71021.2656 | 2478.6352 | 4433.8637 | 2049894.6309
Saturday | Saturday | 11 | 1 | 778174.3065 | 835796.6393 | 273176.2605 | 70693.9502 | 3160.0313 | 4342.726 | 1965343.9139
Saturday | Saturday | 11 | 2 | 740092.6067 | 814940.3712 | 277320.1158 | 70680.6031 | 3059.4224 | 4343.8547 | 1910436.974
Saturday | Saturday | 11 | 3 | 710436.1468 | 802841.0722 | 277460.9062 | 70676.004 | 3265.2132 | 4415.2412 | 1869094.5836
Saturday | Saturday | 11 | 4 | 660795.65 | 788230.2431 | 277257.4554 | 70668.8648 | 3942.0361 | 4523.1674 | 1805417.4168
Saturday | Saturday | 11 | 5 | 683294.5248 | 817815.8699 | 282783.7014 | 70658.0668 | 4696.6022 | 4805.0453 | 1864053.8104
Saturday | Saturday | 11 | 6 | 710826.9415 | 867561.1178 | 295909.5773 | 299.0304 | 4628.0053 | 5160.0027 | 1884384.675
Saturday | Saturday | 11 | 7 | 598466.6747 | 996745.4501 | 309916.9555 | 254.9686 | 3644.7828 | 5443.7147 | 1914472.5464
Saturday | Saturday | 11 | 8 | 527256.2537 | 1196835.4298 | 327589.4065 | 708.1487 | 3004.5449 | 5461.4908 | 2060855.2744
Saturday | Saturday | 11 | 9 | 517374.425 | 1301110.6852 | 341733.3549 | 846.8203 | 3603.6246 | 5074.9315 | 2169743.8416
Saturday | Saturday | 11 | 10 | 520973.77 | 1348521.4895 | 344487.3374 | 955.9255 | 4124.9612 | 5364.2867 | 2224427.7702
Saturday | Saturday | 11 | 11 | 529523.0997 | 1380038.1399 | 344620.8711 | 1028.4005 | 3868.8661 | 5325.9129 | 2264405.2901
Saturday | Saturday | 11 | 12 | 489616.3229 | 1369335.6489 | 349415.8268 | 1051.8118 | 4074.6568 | 5544.4459 | 2219038.713
Saturday | Saturday | 11 | 13 | 489697.3823 | 1373223.1488 | 349251.6542 | 1030.5686 | 4303.3132 | 6037.5206 | 2223543.5878
Saturday | Saturday | 11 | 14 | 497573.9623 | 1365904.7776 | 346144.9617 | 978.9006 | 4701.1753 | 5693.0032 | 2220996.7806
Saturday | Saturday | 11 | 15 | 531421.6393 | 1319631.8335 | 338680.5402 | 961.4239 | 5926.7735 | 5272.3025 | 2201894.5129
Saturday | Saturday | 11 | 16 | 571571.7902 | 1236639.0837 | 325545.8524 | 860.0455 | 6425.2445 | 5755.7838 | 2146797.8
Saturday | Saturday | 11 | 17 | 633592.0882 | 1136535.8194 | 316891.1965 | 70691.2626 | 5500.6152 | 5470.8021 | 2168681.7839
Saturday | Saturday | 11 | 18 | 742413.6945 | 1097684.8691 | 313274.6459 | 71249.6658 | 3160.0313 | 5274.2776 | 2233057.184
Saturday | Saturday | 11 | 19 | 775559.1395 | 1067704.467 | 306319.4219 | 71887.1508 | 3036.5568 | 5060.1181 | 2229566.8541
Saturday | Saturday | 11 | 20 | 868684.9406 | 1036886.1051 | 297866.366 | 71893.4549 | 2867.3511 | 4862.0417 | 2283060.2594
Saturday | Saturday | 11 | 21 | 911193.8452 | 1002514.5921 | 294734.0848 | 71812.9708 | 2455.7696 | 4768.3645 | 2287479.6271
Saturday | Saturday | 11 | 22 | 942830.5614 | 944483.8614 | 289986.7719 | 71348.8799 | 2108.2119 | 4511.7399 | 2255270.0263
Saturday | Saturday | 11 | 23 | 913395.6803 | 907470.0121 | 284652.6445 | 71345.6278 | 2693.5722 | 4389.2824 | 2183946.8194
Sunday | Sunday | 11 | 0 | 872171.8245 | 869038.9137 | 281948.4716 | 71301.0682 | 3699.6603 | 4298.9912 | 2102458.9296
Sunday | Sunday | 11 | 1 | 825283.3568 | 835539.1949 | 278499.8978 | 70675.827 | 3928.3167 | 4261.605 | 2018188.1982
Sunday | Sunday | 11 | 2 | 782425.5387 | 822729.2863 | 276259.6958 | 70714.1504 | 3919.1705 | 4262.0282 | 1960309.87
Sunday | Sunday | 11 | 3 | 749054.3055 | 805290.5157 | 275181.6433 | 70685.6551 | 3873.4392 | 4210.9573 | 1908296.516
Sunday | Sunday | 11 | 4 | 742810.5493 | 804674.2922 | 275387.6889 | 70694.7815 | 3411.5533 | 4322.6927 | 1901301.5579
Sunday | Sunday | 11 | 5 | 727596.063 | 822472.9019 | 275517.7264 | 70673.0277 | 5030.4405 | 4312.1117 | 1905602.2712
Sunday | Sunday | 11 | 6 | 725889.0056 | 822507.2613 | 274957.3244 | 308.9445 | 4710.3216 | 4328.9002 | 1832701.7576
Sunday | Sunday | 11 | 7 | 732066.9913 | 857020.9196 | 277483.5422 | 277.6422 | 3041.1299 | 4204.1854 | 1874094.4108
Sunday | Sunday | 11 | 8 | 724587.1105 | 953138.0666 | 283121.7747 | 269.3125 | 3178.3238 | 4083.2798 | 1968377.8679
Sunday | Sunday | 11 | 9 | 701734.6198 | 1047919.8342 | 285325.2832 | 290.6981 | 3548.7471 | 4293.9123 | 2043113.0948
Sunday | Sunday | 11 | 10 | 681088.598 | 1095065.197 | 286629.7522 | 317.672 | 3553.3202 | 4074.2507 | 2070728.7901
Sunday | Sunday | 11 | 11 | 686770.8926 | 1123986.1335 | 287349.0719 | 383.3272 | 3672.2216 | 3982.6897 | 2106144.3365
Sunday | Sunday | 11 | 12 | 686042.385 | 1119959.099 | 286621.5654 | 376.9167 | 4115.815 | 4094.4251 | 2101210.2061
Sunday | Sunday | 11 | 13 | 687913.8762 | 1106749.2358 | 283015.5009 | 391.1374 | 5144.7687 | 4765.4019 | 2087979.9208
Sunday | Sunday | 11 | 14 | 696736.2475 | 1092697.8052 | 283604.8117 | 481.932 | 5144.7687 | 4137.4546 | 2082803.0196
Sunday | Sunday | 11 | 15 | 719744.0901 | 1072349.8601 | 279664.2356 | 380.9539 | 6603.5964 | 4799.8254 | 2083542.5615
Sunday | Sunday | 11 | 16 | 746812.336 | 1052286.3522 | 274286.472 | 712.921 | 6635.6083 | 5251.1405 | 2085984.8299
Sunday | Sunday | 11 | 17 | 792367.3281 | 1011217.8005 | 270953.1528 | 71278.8077 | 4550.2621 | 5311.6638 | 2155679.015
Sunday | Sunday | 11 | 18 | 930215.2475 | 1028028.6047 | 269787.4815 | 71289.3773 | 3100.5806 | 5316.3194 | 2307737.611
Sunday | Sunday | 11 | 19 | 968644.165 | 1019369.8091 | 268064.8119 | 71360.1153 | 2510.6471 | 5137.4299 | 2335086.9785
Sunday | Sunday | 11 | 20 | 953733.9414 | 1001153.102 | 265152.035 | 71387.4509 | 2296.9963 | 4978.2916 | 2298701.8172
Sunday | Sunday | 11 | 21 | 914831.2939 | 964782.6429 | 262512.5431 | 71019.6261 | 2099.0656 | 4828.7468 | 2220073.9184
Sunday | Sunday | 11 | 22 | 869606.4289 | 926222.369 | 259528.9529 | 70832.7707 | 1655.4722 | 4629.6828 | 2132475.6766
Sunday | Sunday | 11 | 23 | 830148.1289 | 894963.1613 | 257229.4613 | 70820.7334 | 1888.7018 | 4495.6568 | 2059545.8434
WeekDay | Monday | 11 | 0 | 790464.7427 | 865684.0685 | 254685.1031 | 70813.811 | 2414.6114 | 4428.7849 | 1988491.1215
WeekDay | Monday | 11 | 1 | 760637.4078 | 834225.2478 | 255193.9631 | 70763.2424 | 3114.3 | 4409.7391 | 1928343.9001
WeekDay | Monday | 11 | 2 | 826702.5788 | 806104.6137 | 255436.0257 | 70730.3827 | 2963.3868 | 4384.909 | 1966321.8967
WeekDay | Monday | 11 | 3 | 819270.5105 | 801980.5519 | 254801.8951 | 70693.7052 | 2999.9718 | 4387.3073 | 1954133.9418
WeekDay | Monday | 11 | 4 | 669085.327 | 793103.6228 | 251779.1773 | 70689.1638 | 2053.3343 | 4414.2536 | 1791124.8788
WeekDay | Monday | 11 | 5 | 654216.1907 | 792468.6528 | 246629.3902 | 70685.9091 | 2688.9991 | 4478.8683 | 1771168.0102
WeekDay | Monday | 11 | 6 | 653266.7678 | 789665.8092 | 244348.4268 | 336.9588 | 4019.7793 | 4491.0012 | 1696128.743
WeekDay | Monday | 11 | 7 | 665634.9988 | 788556.5259 | 240218.8472 | 299.4602 | 3594.4784 | 4368.6848 | 1702672.9952
WeekDay | Monday | 11 | 8 | 695719.8954 | 818798.0644 | 246061.0749 | 280.2183 | 3567.0396 | 4108.5331 | 1768534.8257
WeekDay | Monday | 11 | 9 | 702448.0087 | 859813.4257 | 249488.3525 | 349.4951 | 3731.6722 | 3532.3622 | 1819363.3165
WeekDay | Monday | 11 | 10 | 697222.1231 | 898186.9657 | 249285.5062 | 324.656 | 3269.7863 | 3488.7685 | 1851777.8058
WeekDay | Monday | 11 | 11 | 674225.0557 | 926273.8473 | 249977.0992 | 359.313 | 3484.7233 | 3423.1663 | 1857743.2048
WeekDay | Monday | 11 | 12 | 671490.7384 | 956923.49 | 250737.7828 | 353.989 | 5195.0731 | 3564.8106 | 1888265.8839
WeekDay | Monday | 11 | 13 | 667343.0693 | 954982.7698 | 248861.8864 | 335.5117 | 5437.4489 | 3838.647 | 1880799.3332
WeekDay | Monday | 11 | 14 | 659229.1568 | 955879.9172 | 248320.9779 | 353.6285 | 4984.7092 | 4452.0631 | 1873220.4528
WeekDay | Monday | 11 | 15 | 662399.9005 | 952355.6902 | 246397.7143 | 367.653 | 5661.5321 | 4941.893 | 1872124.3831
WeekDay | Monday | 11 | 16 | 676330.2609 | 941244.8787 | 248602.1967 | 502.8942 | 5579.2158 | 4849.6266 | 1877109.073
WeekDay | Monday | 11 | 17 | 723536.4693 | 938978.0616 | 243304.5659 | 71315.262 | 4381.0564 | 4943.586 | 1986459.0011
WeekDay | Monday | 11 | 18 | 860703.6798 | 974120.6839 | 241786.4156 | 71336.7233 | 2908.5092 | 4955.2956 | 2155811.3075
WeekDay | Monday | 11 | 19 | 921173.2664 | 959910.2631 | 242997.0234 | 71404.544 | 2702.7185 | 4778.5223 | 2202966.3378
WeekDay | Monday | 11 | 20 | 952268.9582 | 933113.2267 | 240449.3726 | 71396.0604 | 2597.5365 | 4624.8861 | 2204450.0406
WeekDay | Monday | 11 | 21 | 986200.0966 | 897426.5129 | 242953.7358 | 71278.2919 | 2135.6506 | 4421.3076 | 2204415.5955
WeekDay | Monday | 11 | 22 | 965186.1357 | 879999.3446 | 245469.9575 | 70731.5604 | 1961.8718 | 4300.9663 | 2167649.8363
WeekDay | Monday | 11 | 23 | 888388.4856 | 860305.0437 | 247572.8898 | 70723.6976 | 2373.4533 | 4311.4063 | 2073674.9763
WeekDay | Tuesday | 11 | 0 | 810136.4106 | 834298.9617 | 248962.5182 | 70682.8597 | 2885.6436 | 4256.9494 | 1971223.3431
WeekDay | Tuesday | 11 | 1 | 748256.4418 | 816042.3045 | 248891.3234 | 70673.8744 | 3164.6044 | 4252.5759 | 1891281.1244
WeekDay | Tuesday | 11 | 2 | 702151.454 | 796913.1613 | 249830.869 | 70667.8462 | 3498.4427 | 4196.9903 | 1827258.7636
WeekDay | Tuesday | 11 | 3 | 681406.6734 | 795139.1905 | 253632.1006 | 70675.3202 | 3361.2489 | 4273.0325 | 1808487.5661
WeekDay | Tuesday | 11 | 4 | 627939.8348 | 787417.7867 | 261061.4661 | 70658.8147 | 3114.3 | 4326.5018 | 1754518.7041
WeekDay | Tuesday | 11 | 5 | 648269.261 | 826872.6328 | 272267.131 | 70654.1938 | 4060.9374 | 4633.2098 | 1826757.3658
WeekDay | Tuesday | 11 | 6 | 669729.57 | 899366.3357 | 290140.9509 | 322.5713 | 4184.4119 | 4901.6852 | 1868645.525
WeekDay | Tuesday | 11 | 7 | 569301.1705 | 1031439.5235 | 305181.019 | 319.867 | 3374.9683 | 5371.3407 | 1914987.8888
WeekDay | Tuesday | 11 | 8 | 493291.8671 | 1221423.3979 | 318226.3224 | 585.1666 | 1596.0216 | 5334.2366 | 2040457.0122
WeekDay | Tuesday | 11 | 9 | 475916.3708 | 1306047.4242 | 331004.327 | 308.3711 | 1948.1524 | 4687.8078 | 2119912.4533
WeekDay | Tuesday | 11 | 10 | 478033.5124 | 1373100.0688 | 332639.3706 | 318.7855 | 2080.7731 | 4025.8602 | 2190198.3706
WeekDay | Tuesday | 11 | 11 | 490412.4038 | 1397212.2006 | 335418.6212 | 324.8471 | 2259.1251 | 3995.8102 | 2229623.008
WeekDay | Tuesday | 11 | 12 | 505514.6953 | 1436755.542 | 338044.8647 | 330.7522 | 2899.363 | 4031.7856 | 2287577.0028
WeekDay | Tuesday | 11 | 13 | 493271.9326 | 1444037.3316 | 338086.3991 | 356.7228 | 3823.1348 | 4287.5637 | 2283863.0847
WeekDay | Tuesday | 11 | 14 | 494676.7333 | 1436163.1158 | 341624.3465 | 359.2411 | 4120.3881 | 5296.5682 | 2282240.393
WeekDay | Tuesday | 11 | 15 | 534250.9502 | 1383486.7546 | 340078.9503 | 346.0621 | 3978.6211 | 4966.2998 | 2267107.6382
WeekDay | Tuesday | 11 | 16 | 585432.1366 | 1253841.4055 | 332449.1832 | 308.4519 | 4545.689 | 4788.8211 | 2181365.6872
WeekDay | Tuesday | 11 | 17 | 658128.845 | 1154069.6061 | 325030.4195 | 70626.6439 | 4326.1788 | 4750.0241 | 2216931.7174
WeekDay | Tuesday | 11 | 18 | 787899.1306 | 1115653.9954 | 319105.2137 | 70658.5825 | 2899.363 | 4705.5839 | 2300921.869
WeekDay | Tuesday | 11 | 19 | 818196.9778 | 1085100.6959 | 312416.1491 | 71316.1998 | 2528.9396 | 4523.0263 | 2294081.9886
WeekDay | Tuesday | 11 | 20 | 819907.1764 | 1028822.7724 | 308265.9464 | 71302.2228 | 1533.284 | 4334.2612 | 2234165.6632
WeekDay | Tuesday | 11 | 21 | 835684.5436 | 976269.968 | 301555.6379 | 71296.6974 | 1628.0335 | 4210.534 | 2190645.4143
WeekDay | Tuesday | 11 | 22 | 815192.9492 | 920788.6685 | 295674.2708 | 71004.4701 | 1413.0965 | 4041.238 | 2108114.6931
WeekDay | Tuesday | 11 | 23 | 745553.9983 | 886153.8044 | 291624.6308 | 70644.7492 | 1490.8396 | 3897.6185 | 1999365.6407
WeekDay | Wednesday | 11 | 0 | 678734.5431 | 866299.1702 | 287481.342 | 70647.2123 | 2263.6982 | 3802.1073 | 1909228.0732
WeekDay | Wednesday | 11 | 1 | 630573.5822 | 839802.2079 | 284430.7537 | 70644.8608 | 3301.7982 | 3772.4805 | 1832525.6832
WeekDay | Wednesday | 11 | 2 | 601021.078 | 819646.452 | 284675.9241 | 70644.4952 | 2684.426 | 3711.3928 | 1782383.768
WeekDay | Wednesday | 11 | 3 | 579354.5753 | 799492.1818 | 283452.2269 | 70642.2719 | 2995.3987 | 3805.9164 | 1739742.5711
WeekDay | Wednesday | 11 | 4 | 583968.2832 | 807606.9364 | 285283.5581 | 70644.3695 | 3855.1467 | 3963.5029 | 1755321.7966
WeekDay | Wednesday | 11 | 5 | 626868.7711 | 851631.3533 | 292553.7266 | 70639.3406 | 4458.7995 | 4147.4712 | 1850299.4622
WeekDay | Wednesday | 11 | 6 | 674278.4998 | 925858.935 | 302911.9066 | 294.3992 | 5085.318 | 4420.7433 | 1912849.802
WeekDay | Wednesday | 11 | 7 | 568627.1434 | 1049506.8632 | 317050.6546 | 266.1836 | 2926.8017 | 4625.5915 | 1943003.2381
WeekDay | Wednesday | 11 | 8 | 493649.1033 | 1233858.5633 | 328787.1699 | 248.889 | 2739.3035 | 4857.5271 | 2064140.5562
WeekDay | Wednesday | 11 | 9 | 482530.2133 | 1349949.9006 | 341581.6021 | 291.2472 | 3621.9172 | 4668.1977 | 2182643.078
WeekDay | Wednesday | 11 | 10 | 488826.3646 | 1409482.8706 | 347504.4284 | 322.8933 | 4184.4119 | 4464.337 | 2254785.3058
WeekDay | Wednesday | 11 | 11 | 503487.4798 | 1432701.2734 | 349168.6882 | 332.7484 | 4179.8387 | 4512.1632 | 2294382.1916
WeekDay | Wednesday | 11 | 12 | 500258.5853 | 1427379.4906 | 352541.2169 | 338.9177 | 5176.7806 | 4195.5795 | 2289890.5706
WeekDay | Wednesday | 11 | 13 | 499573.0968 | 1424383.2795 | 350709.8386 | 373.4939 | 5725.5559 | 4894.0669 | 2285659.3316
WeekDay | Wednesday | 11 | 14 | 507654.4556 | 1424484.0584 | 341848.3091 | 364.4971 | 7056.3361 | 4929.9012 | 2286337.5574
WeekDay | Wednesday | 11 | 15 | 552020.1572 | 1374627.1966 | 335659.2011 | 351.7709 | 7769.744 | 4897.4528 | 2275325.5226
WeekDay | Wednesday | 11 | 16 | 608715.309 | 1290723.1063 | 336197.4548 | 339.9133 | 6123.418 | 4906.0587 | 2247005.2601
WeekDay | Wednesday | 11 | 17 | 679595.231 | 1187368.5717 | 325700.0649 | 70925.0226 | 4756.0528 | 4916.0753 | 2273261.0184
WeekDay | Wednesday | 11 | 18 | 813598.0297 | 1150608.6244 | 317193.2118 | 71464.5059 | 2803.3273 | 4781.485 | 2360449.184
WeekDay | Wednesday | 11 | 19 | 857519.0172 | 1102664.8454 | 309067.9571 | 71993.0616 | 2766.7423 | 4621.5002 | 2348633.1238
WeekDay | Wednesday | 11 | 20 | 904877.9946 | 1054059.178 | 306313.2159 | 72019.5851 | 2423.7577 | 4472.0964 | 2344165.8278
WeekDay | Wednesday | 11 | 21 | 940142.5783 | 996523.2534 | 301103.8162 | 71964.4225 | 2286.5639 | 4185.7039 | 2316206.3382
WeekDay | Wednesday | 11 | 22 | 936673.7083 | 941188.1594 | 293582.7787 | 71927.0792 | 2089.9194 | 4011.4701 | 2249473.1151
WeekDay | Wednesday | 11 | 23 | 868476.7365 | 899296.6329 | 290752.7102 | 70969.2217 | 2515.2202 | 3838.9292 | 2135849.4507
WeekDay | Thursday | 11 | 0 | 785263.98 | 862447.9926 | 287840.0148 | 70735.1781 | 3429.8458 | 3769.6589 | 2013486.6702
WeekDay | Thursday | 11 | 1 | 726532.6633 | 835771.4788 | 284424.1534 | 70699.2767 | 4047.218 | 3703.3513 | 1925178.1415
WeekDay | Thursday | 11 | 2 | 682682.1954 | 812568.1263 | 280503.5258 | 70700.0465 | 3850.5735 | 3637.0436 | 1853941.5111
WeekDay | Thursday | 11 | 3 | 654314.5876 | 805505.2113 | 278335.7503 | 70693.6436 | 3599.0515 | 3713.2269 | 1816161.4712
WeekDay | Thursday | 11 | 4 | 636144.8152 | 807365.844 | 280436.8662 | 70686.3941 | 3635.6365 | 3809.8667 | 1802079.4226
WeekDay | Thursday | 11 | 5 | 665451.3017 | 834877.4548 | 287624.0228 | 70663.664 | 4655.444 | 4037.9931 | 1867309.8804
WeekDay | Thursday | 11 | 6 | 705175.1461 | 876713.7676 | 293576.0874 | 317.7476 | 5167.6343 | 4383.6392 | 1885334.0224
WeekDay | Thursday | 11 | 7 | 594272.9708 | 996286.1774 | 305252.679 | 280.9239 | 4495.3846 | 4550.8191 | 1905138.9547
WeekDay | Thursday | 11 | 8 | 508257.1897 | 1202022.0316 | 317550.7282 | 267.3625 | 4298.7401 | 4675.1106 | 2037071.1626
WeekDay | Thursday | 11 | 9 | 489202.1458 | 1315417.2978 | 325547.9048 | 297.5769 | 3945.0372 | 4570.7114 | 2138980.674
WeekDay | Thursday | 11 | 10 | 493636.4544 | 1377699.755 | 330283.894 | 295.8938 | 3893.0179 | 4566.479 | 2210375.4941
WeekDay | Thursday | 11 | 11 | 510407.5392 | 1401503.1294 | 338022.096 | 333.7772 | 4139.9668 | 4389.9878 | 2258796.4965
WeekDay | Thursday | 11 | 12 | 511590.4093 | 1399534.612 | 341579.7626 | 465.1121 | 4298.7401 | 4582.7032 | 2262051.3392
WeekDay | Thursday | 11 | 13 | 504549.2606 | 1405810.2268 | 340254.4555 | 451.4199 | 3813.9885 | 5102.0188 | 2259981.3702
WeekDay | Thursday | 11 | 14 | 517610.6918 | 1383814.9528 | 339396.2074 | 378.2598 | 3923.7436 | 5005.0969 | 2250128.9523
WeekDay | Thursday | 11 | 15 | 560906.0258 | 1333396.5557 | 334985.678 | 354.0006 | 2844.4854 | 5011.7276 | 2237498.4731
WeekDay | Thursday | 11 | 16 | 618201.3676 | 1255684.3839 | 328584.8323 | 685.3775 | 1518.2784 | 5077.0477 | 2209751.2874
WeekDay | Thursday | 11 | 17 | 678052.8979 | 1163703.4061 | 321542.4495 | 71319.797 | 1362.7921 | 5082.832 | 2241064.1745
WeekDay | Thursday | 11 | 18 | 779231.5875 | 1132561.7535 | 314477.8013 | 71784.8039 | 1330.7802 | 4965.1712 | 2304351.8975
WeekDay | Thursday | 11 | 19 | 813960.8305 | 1096052.569 | 309202.8068 | 72048.4576 | 1463.4009 | 4749.742 | 2297477.8067
WeekDay | Thursday | 11 | 20 | 839940.067 | 1042126.8351 | 304353.1278 | 72029.0207 | 2716.4379 | 4540.2381 | 2265705.7265
WeekDay | Thursday | 11 | 21 | 876317.3459 | 985610.6153 | 301228.4534 | 71159.5716 | 2204.2476 | 4347.6638 | 2240867.8976
WeekDay | Thursday | 11 | 22 | 867145.8031 | 931974.2037 | 296759.1932 | 70731.7798 | 2899.363 | 4127.1557 | 2173637.4985
WeekDay | Thursday | 11 | 23 | 815163.085 | 897582.0162 | 294315.1027 | 70712.7303 | 3214.9088 | 4058.7319 | 2085046.5749
WeekDay | Friday | 11 | 0 | 751255.0361 | 814452.3607 | 288991.6408 | 70674.9674 | 3937.463 | 3988.6151 | 1933300.0832
WeekDay | Friday | 11 | 1 | 698313.4929 | 795113.7134 | 286616.7841 | 70651.4356 | 4134.1075 | 3940.6479 | 1858770.1813
WeekDay | Friday | 11 | 2 | 660490.8189 | 777090.1909 | 282962.8244 | 70665.2984 | 3823.1348 | 3860.2323 | 1798892.4996
WeekDay | Friday | 11 | 3 | 633502.9857 | 770571.4238 | 282167.148 | 70653.7576 | 3777.4035 | 3912.1497 | 1764584.8683
WeekDay | Friday | 11 | 4 | 632656.7527 | 771680.8393 | 283879.4374 | 70665.2342 | 2487.7815 | 4068.0432 | 1765438.0882
WeekDay | Friday | 11 | 5 | 668523.3056 | 805722.7946 | 291274.4881 | 70625.1301 | 3068.5687 | 4376.8674 | 1843591.1544
WeekDay | Friday | 11 | 6 | 706072.7705 | 860392.1864 | 306459.2406 | 348.1442 | 4202.7044 | 4619.2429 | 1882094.289
WeekDay | Friday | 11 | 7 | 587961.1826 | 991098.3781 | 315700.7044 | 242.4746 | 3562.4665 | 4819.4355 | 1903384.6418
WeekDay | Friday | 11 | 8 | 510805.8711 | 1189326.0017 | 326268.3798 | 199.7547 | 2700.7177 | 4772.8791 | 2034073.6043
WeekDay | Friday | 11 | 9 | 496106.1352 | 1285085.3338 | 336022.4675 | 218.4476 | 3209.6211 | 5161.8368 | 2125803.8421
WeekDay | Friday | 11 | 10 | 492999.5881 | 1343947.9298 | 341314.0982 | 198.5886 | 3993.6267 | 4913.9591 | 2187367.7906
WeekDay | Friday | 11 | 11 | 507869.0059 | 1364279.7279 | 340546.7023 | 208.2217 | 4216.4238 | 5314.6265 | 2222434.7082
WeekDay | Friday | 11 | 12 | 510078.0601 | 1374845.622 | 345399.7022 | 211.2044 | 4989.2823 | 5257.9123 | 2240781.7835
WeekDay | Friday | 11 | 13 | 511970.3352 | 1385085.6723 | 347169.6857 | 201.7586 | 6050.248 | 4914.3824 | 2255392.0821
WeekDay | Friday | 11 | 14 | 519681.3998 | 1390561.8601 | 347412.9079 | 193.8971 | 6781.9484 | 5238.02 | 2269870.0334
WeekDay | Friday | 11 | 15 | 561825.6783 | 1341032.9953 | 346126.9256 | 254.1283 | 6617.3158 | 5361.8883 | 2261218.9316
WeekDay | Friday | 11 | 16 | 625788.5889 | 1263046.5572 | 334023.8436 | 451.4764 | 5743.8484 | 5011.5865 | 2234065.901
WeekDay | Friday | 11 | 17 | 695494.1005 | 1155774.1308 | 320134.7362 | 71265.9699 | 4783.4916 | 5117.5377 | 2252569.9665
WeekDay | Friday | 11 | 18 | 824331.9867 | 1106185.4713 | 318593.6733 | 71363.5086 | 2510.6471 | 4989.1548 | 2327974.4418
WeekDay | Friday | 11 | 19 | 872766.2641 | 1071091.1517 | 311300.017 | 72026.6948 | 2025.8956 | 4724.6297 | 2333934.6529
WeekDay | Friday | 11 | 20 | 932005.0967 | 1029589.013 | 304659.572 | 72003.6427 | 2222.5401 | 4411.2909 | 2344891.1554
WeekDay | Friday | 11 | 21 | 970569.6829 | 984336.1768 | 301049.9507 | 71427.7129 | 1660.0454 | 4244.8165 | 2333288.3851
WeekDay | Friday | 11 | 22 | 964382.1905 | 921616.3012 | 296194.9181 | 71167.6256 | 1550.2903 | 4058.7319 | 2258970.0575
WeekDay | Friday | 11 | 23 | 912153.2509 | 878269.1216 | 286696.0827 | 70673.7256 | 2108.2119 | 3844.0081 | 2153744.4007
Saturday | Saturday | 11 | 0 | 837526.8137 | 851609.8654 | 276552.4992 | 70609.5354 | 2478.6352 | 3831.7341 | 2042609.083
Saturday | Saturday | 11 | 1 | 777826.013 | 831405.4399 | 275046.7962 | 70605.0466 | 3160.0313 | 3803.0948 | 1961846.4218
Saturday | Saturday | 11 | 2 | 738695.9146 | 810639.2386 | 274722.1286 | 70600.2961 | 3059.4224 | 3719.9987 | 1901436.9989
Saturday | Saturday | 11 | 3 | 710154.6975 | 798285.9605 | 274168.9422 | 70595.0145 | 3265.2132 | 3785.0366 | 1860254.8645
Saturday | Saturday | 11 | 4 | 661115.7986 | 783125.1452 | 277367.8196 | 70595.1543 | 3942.0361 | 3959.1294 | 1800105.0832
Saturday | Saturday | 11 | 5 | 683319.1516 | 813400.9054 | 283999.8324 | 70591.1569 | 4696.6022 | 4293.6302 | 1860301.2786
Saturday | Saturday | 11 | 6 | 709848.9052 | 861127.8303 | 288126.507 | 246.839 | 4628.0053 | 4641.2514 | 1868619.3381
Saturday | Saturday | 11 | 7 | 598150.0443 | 986771.0767 | 298326.2814 | 226.7581 | 3644.7828 | 4888.988 | 1892007.9312
Saturday | Saturday | 11 | 8 | 526823.5254 | 1185233.4234 | 308303.6308 | 233.7421 | 3004.5449 | 4848.9212 | 2028447.7878
Saturday | Saturday | 11 | 9 | 517360.3525 | 1289470.3158 | 322439.2846 | 271.5101 | 3603.6246 | 5120.2182 | 2138265.3059
Saturday | Saturday | 11 | 10 | 521554.2592 | 1338250.2298 | 327162.6333 | 273.8026 | 4124.9612 | 5167.1978 | 2196533.0839
Saturday | Saturday | 11 | 11 | 531292.7122 | 1368186.6423 | 325376.3482 | 272.3452 | 3868.8661 | 5276.6759 | 2234273.59
Saturday | Saturday | 11 | 12 | 495167.9103 | 1357420.7921 | 331773.6394 | 264.2041 | 4074.6568 | 4807.4437 | 2193508.6465
Saturday | Saturday | 11 | 13 | 494524.2378 | 1363443.912 | 333176.9893 | 265.3433 | 4303.3132 | 4728.2978 | 2200442.0934
Saturday | Saturday | 11 | 14 | 502172.1403 | 1359259.7384 | 330660.5904 | 258.8942 | 4701.1753 | 4935.9676 | 2201988.5062
Saturday | Saturday | 11 | 15 | 537624.0783 | 1312964.9037 | 329399.6572 | 230.853 | 5926.7735 | 5088.0519 | 2191234.3177
Saturday | Saturday | 11 | 16 | 577946.6168 | 1230094.5945 | 321159.0784 | 202.6861 | 6425.2445 | 5070.4169 | 2140898.6372
Saturday | Saturday | 11 | 17 | 638967.7698 | 1132177.3695 | 313742.5252 | 70572.532 | 5500.6152 | 4969.1214 | 2165929.9332
Saturday | Saturday | 11 | 18 | 748464.8544 | 1093966.6345 | 306923.4749 | 70888.7774 | 3160.0313 | 4928.4904 | 2228332.2628
Saturday | Saturday | 11 | 19 | 780016.5928 | 1063885.0963 | 297626.6294 | 71319.0644 | 3036.5568 | 4773.0202 | 2220656.96
Saturday | Saturday | 11 | 20 | 868044.6434 | 1035060.8347 | 290949.3105 | 71336.7682 | 2867.3511 | 4436.2621 | 2272695.17
Saturday | Saturday | 11 | 21 | 909593.1024 | 1001396.1292 | 283726.3428 | 71343.2224 | 2455.7696 | 4297.2983 | 2272811.8645
Saturday | Saturday | 11 | 22 | 940930.7786 | 941946.3964 | 277230.6172 | 71328.1665 | 2108.2119 | 4157.2058 | 2237701.3763
Saturday | Saturday | 11 | 23 | 912125.6403 | 906273.4624 | 276220.2498 | 71319.2646 | 2693.5722 | 3977.4698 | 2172609.6592
Sunday | Sunday | 11 | 0 | 870542.9367 | 868597.843 | 276148.0862 | 71211.1101 | 3699.6603 | 3889.5769 | 2094089.2131
Sunday | Sunday | 11 | 1 | 823552.4436 | 837067.8814 | 274207.3428 | 70626.4438 | 3928.3167 | 3801.1197 | 2013183.5481
Sunday | Sunday | 11 | 2 | 781088.6545 | 821362.5974 | 271881.097 | 70606.5271 | 3919.1705 | 3726.2062 | 1952584.2527
Sunday | Sunday | 11 | 3 | 747158.0408 | 803405.0291 | 268843.1721 | 70602.6091 | 3873.4392 | 3703.2102 | 1897585.5005
Sunday | Sunday | 11 | 4 | 740143.8172 | 801204.6081 | 268336.3955 | 70604.7836 | 3411.5533 | 3683.1768 | 1887384.3345
Sunday | Sunday | 11 | 5 | 725295.215 | 815545.1708 | 266827.9513 | 70595.7752 | 5030.4405 | 3797.4516 | 1887092.0045
Sunday | Sunday | 11 | 6 | 723380.5888 | 814996.8582 | 266800.5356 | 248.5593 | 4710.3216 | 3852.3318 | 1813989.1953
Sunday | Sunday | 11 | 7 | 730424.031 | 850024.9341 | 271775.4599 | 206.1909 | 3041.1299 | 2971.9923 | 1858443.7382
Sunday | Sunday | 11 | 8 | 723010.9944 | 944030.6949 | 274977.6584 | 174.8117 | 3178.3238 | 2221.5875 | 1947594.0706
Sunday | Sunday | 11 | 9 | 699982.5979 | 1038544.3416 | 277671.903 | 176.8951 | 3548.7471 | 2251.2143 | 2022175.6991
Sunday | Sunday | 11 | 10 | 679892.4385 | 1086945.115 | 283202.7942 | 192.4141 | 3553.3202 | 3081.7526 | 2056867.8347
Sunday | Sunday | 11 | 11 | 683523.6713 | 1115829.8054 | 281489.4325 | 227.7793 | 3672.2216 | 3326.3854 | 2088069.2954
Sunday | Sunday | 11 | 12 | 684631.6204 | 1111056.9611 | 277820.9944 | 197.7445 | 4115.815 | 3219.1645 | 2081042.2998
Sunday | Sunday | 11 | 13 | 687284.1334 | 1096641.464 | 274529.7357 | 189.5186 | 5144.7687 | 3313.6882 | 2067103.3086
Sunday | Sunday | 11 | 14 | 696993.07 | 1080336.0297 | 271855.0981 | 194.0549 | 5144.7687 | 3384.2282 | 2057907.2495
Sunday | Sunday | 11 | 15 | 719508.3764 | 1061117.4383 | 269403.8782 | 191.366 | 6603.5964 | 3866.0165 | 2060690.6719
Sunday | Sunday | 11 | 16 | 746995.278 | 1039621.2932 | 263463.3087 | 224.8299 | 6635.6083 | 4369.6723 | 2061309.9905
Sunday | Sunday | 11 | 17 | 794450.0529 | 999988.8463 | 258653.6211 | 70586.1754 | 4550.2621 | 4552.9353 | 2132781.8931
Sunday | Sunday | 11 | 18 | 929202.0301 | 1016972.2899 | 259039.0795 | 71228.3687 | 3100.5806 | 4627.8488 | 2284170.1976
Sunday | Sunday | 11 | 19 | 965249.1828 | 1007781.0545 | 259469.4502 | 71309.5557 | 2510.6471 | 4468.8516 | 2310788.7419
Sunday | Sunday | 11 | 20 | 949033.7381 | 990129.1394 | 253492.9461 | 71333.7226 | 2296.9963 | 4279.24 | 2270565.7826
Sunday | Sunday | 11 | 21 | 911819.7864 | 955441.2709 | 249630.4076 | 71329.9317 | 2099.0656 | 4178.791 | 2194499.2533
Sunday | Sunday | 11 | 22 | 868695.2368 | 920409.2699 | 242296.0034 | 71319.5147 | 1655.4722 | 3914.407 | 2108289.9041
Sunday | Sunday | 11 | 23 | 831646.8464 | 887078.8743 | 244190.1022 | 71296.8193 | 1888.7018 | 3748.0736 | 2039849.4176
WeekDay | Monday | 11 | 0 | 804989.0959 | 847254.5648 | 242661.4904 | 70959.1472 | 4088.3762 | 3708.148 | 1973660.8225
WeekDay | Monday | 11 | 1 | 757946.999 | 813724.5975 | 242915.3955 | 70672.5171 | 4399.3489 | 3606.5703 | 1893265.4284
WeekDay | Monday | 11 | 2 | 723869.9034 | 788064.3005 | 241819.664 | 70676.3799 | 4065.5105 | 3564.3874 | 1832060.1457
WeekDay | Monday | 11 | 3 | 690615.2345 | 787265.8306 | 241520.226 | 70638.3823 | 3105.1537 | 3501.3246 | 1796646.1517
WeekDay | Monday | 11 | 4 | 660770.7637 | 783712.7775 | 240597.9251 | 70634.4759 | 2053.3343 | 3455.3325 | 1761224.6091
WeekDay | Monday | 11 | 5 | 645584.232 | 786217.6169 | 241769.839 | 70626.9903 | 2688.9991 | 3651.716 | 1750539.3932
WeekDay | Monday | 11 | 6 | 642026.8501 | 780257.1872 | 240290.4182 | 260.2182 | 4019.7793 | 3562.4123 | 1670416.8652
WeekDay | Monday | 11 | 7 | 666197.2766 | 786871.7353 | 240838.9601 | 212.9017 | 3594.4784 | 3351.9209 | 1701067.2729
WeekDay | Monday | 11 | 8 | 697262.4863 | 822266.9727 | 240834.1878 | 263.9026 | 3567.0396 | 3081.4704 | 1767276.0594
WeekDay | Monday | 11 | 9 | 703388.0034 | 858774.012 | 245555.9969 | 236.7607 | 3731.6722 | 2927.6932 | 1814614.1383
WeekDay | Monday | 11 | 10 | 690337.6361 | 898284.7699 | 245751.1288 | 268.9571 | 3269.7863 | 3134.2343 | 1841046.5127
WeekDay | Monday | 11 | 11 | 686218.095 | 934259.3066 | 244095.3672 | 287.523 | 3484.7233 | 3628.0145 | 1871973.0296
WeekDay | Monday | 11 | 12 | 666259.2107 | 956013.8595 | 239589.3316 | 302.2363 | 5195.0731 | 4273.1736 | 1871632.8847
WeekDay | Monday | 11 | 13 | 657797.5676 | 953431.3475 | 239140.5301 | 356.0468 | 5437.4489 | 4262.3104 | 1860425.2512
WeekDay | Monday | 11 | 14 | 648191.0155 | 951905.9497 | 235835.7343 | 385.2066 | 4984.7092 | 3628.0145 | 1844930.6299
WeekDay | Monday | 11 | 15 | 643153.3822 | 945686.2942 | 232597.2882 | 415.5596 | 5661.5321 | 4227.4636 | 1831741.5199
WeekDay | Monday | 11 | 16 | 650308.3196 | 934016.0604 | 233076.1649 | 913.5532 | 5579.2158 | 4645.3427 | 1828538.6566
WeekDay | Monday | 11 | 17 | 710493.4237 | 931178.9865 | 231778.8011 | 71936.0234 | 4381.0564 | 4602.1722 | 1954370.4634
WeekDay | Monday | 11 | 18 | 814712.2511 | 962056.2527 | 234658.8095 | 71938.0953 | 2908.5092 | 4509.2005 | 2090783.1183
WeekDay | Monday | 11 | 19 | 852824.1166 | 952894.8561 | 234415.5533 | 71781.1297 | 2702.7185 | 4338.3525 | 2118956.7267
WeekDay | Monday | 11 | 20 | 912900.6229 | 935451.7337 | 237400.7769 | 70991.6015 | 2597.5365 | 4061.4124 | 2163403.684
WeekDay | Monday | 11 | 21 | 932758.7521 | 902952.4393 | 239063.67 | 70750.6497 | 2135.6506 | 3828.066 | 2151489.2277
WeekDay | Monday | 11 | 22 | 909921.7267 | 882595.3528 | 238788.2489 | 70740.2083 | 1961.8718 | 3711.5339 | 2107718.9424
WeekDay | Monday | 11 | 23 | 856234.5385 | 859823.1683 | 240837.6432 | 70725.1152 | 2373.4533 | 3643.2512 | 2033637.1698
WeekDay | Tuesday | 11 | 0 | 786629.763 | 841144.9981 | 240948.6535 | 70688.226 | 2885.6436 | 3636.9026 | 1945934.1867
WeekDay | Tuesday | 11 | 1 | 729475.819 | 821629.0297 | 242109.7646 | 70665.8654 | 3164.6044 | 3574.263 | 1870619.3461
WeekDay | Tuesday | 11 | 2 | 695432.3235 | 798893.5484 | 242534.7333 | 70648.0962 | 3498.4427 | 3554.794 | 1814561.9382
WeekDay | Tuesday | 11 | 3 | 672392.1599 | 793204.6163 | 243872.5566 | 70648.0847 | 3361.2489 | 3588.9353 | 1787067.6017
WeekDay | Tuesday | 11 | 4 | 590546.1593 | 787920.9262 | 248879.9193 | 70647.1495 | 3548.7471 | 3694.7454 | 1705237.6467
WeekDay | Tuesday | 11 | 5 | 612855.7697 | 823780.96 | 260034.4206 | 70644.3977 | 3882.5854 | 4068.7486 | 1775266.8819
WeekDay | Tuesday | 11 | 6 | 635763.2966 | 892939.6465 | 275899.1981 | 293.5679 | 3603.6246 | 4389.4235 | 1812888.7573
WeekDay | Tuesday | 11 | 7 | 530881.3839 | 1035924.2511 | 291870.3754 | 269.1021 | 2464.9158 | 4654.2308 | 1866064.2591
WeekDay | Tuesday | 11 | 8 | 457998.6869 | 1212931.7054 | 303413.73 | 262.6505 | 2716.4379 | 4557.0266 | 1981880.2372
WeekDay | Tuesday | 11 | 9 | 442111.3301 | 1298877.1524 | 315590.1008 | 287.6282 | 3150.885 | 4860.0666 | 2064877.1631
WeekDay | Tuesday | 11 | 10 | 445816.2579 | 1352140.5526 | 321355.0655 | 328.6175 | 2926.8017 | 4016.9722 | 2126584.2675
WeekDay | Tuesday | 11 | 11 | 466047.329 | 1362106.138 | 325085.3065 | 338.715 | 3018.2643 | 3881.5354 | 2160477.2881
WeekDay | Tuesday | 11 | 12 | 501986.0247 | 1432923.0186 | 329883.2607 | 329.3192 | 2899.363 | 3808.597 | 2271829.5832
WeekDay | Tuesday | 11 | 13 | 493683.5522 | 1439907.6053 | 334639.0588 | 339.6246 | 3823.1348 | 4135.7616 | 2276528.7373
WeekDay | Tuesday | 11 | 14 | 494458.6101 | 1434464.8562 | 324937.3845 | 340.6342 | 4120.3881 | 5040.0847 | 2263361.9578
WeekDay | Tuesday | 11 | 15 | 533888.5842 | 1377217.9683 | 321531.3405 | 336.2173 | 3978.6211 | 4774.9953 | 2241727.7267
WeekDay | Tuesday | 11 | 16 | 584038.9625 | 1250982.2061 | 313415.2099 | 691.4763 | 4545.689 | 5041.2133 | 2158714.7571
WeekDay | Tuesday | 11 | 17 | 657618.7181 | 1156421.9829 | 304066.7004 | 71337.9895 | 4326.1788 | 4868.2492 | 2198639.819
WeekDay | Tuesday | 11 | 18 | 786210.4348 | 1115314.6824 | 296985.3367 | 71323.974 | 2899.363 | 4918.6148 | 2277652.4057
WeekDay | Tuesday | 11 | 19 | 816888.2386 | 1083515.1716 | 290933.0218 | 71854.327 | 2528.9396 | 4722.6546 | 2270442.3532
WeekDay | Tuesday | 11 | 20 | 824985.1898 | 1017126.7919 | 285214.9595 | 71973.7106 | 2085.3462 | 4354.2946 | 2205740.2926
WeekDay | Tuesday | 11 | 21 | 834019.152 | 970536.5553 | 282323.1206 | 71953.1986 | 1390.2308 | 4087.7944 | 2164310.0516
WeekDay | Tuesday | 11 | 22 | 800771.2636 | 918118.4622 | 276864.5696 | 70941.6077 | 1495.4128 | 3866.5809 | 2072057.8966
WeekDay | Tuesday | 11 | 23 | 725672.399 | 880281.8098 | 273426.9771 | 70670.1464 | 2080.7731 | 3790.3976 | 1955922.503
WeekDay | Wednesday | 11 | 0 | 658995.2353 | 864218.5524 | 269976.3119 | 70651.7268 | 2419.1846 | 3778.9702 | 1870039.9811
WeekDay | Wednesday | 11 | 1 | 611811.148 | 834338.3654 | 267936.2554 | 70650.2476 | 2739.3035 | 3764.4389 | 1791239.7588
WeekDay | Wednesday | 11 | 2 | 579703.9622 | 815404.3999 | 267334.4807 | 70667.5357 | 2231.6863 | 3683.1768 | 1739025.2417
WeekDay | Wednesday | 11 | 3 | 557768.3689 | 798033.8171 | 265808.3958 | 70662.154 | 2277.4176 | 3758.0903 | 1698308.2438
WeekDay | Wednesday | 11 | 4 | 573602.9607 | 814817.6528 | 268491.7746 | 70660.8917 | 3708.8066 | 3846.9707 | 1735129.0571
WeekDay | Wednesday | 11 | 5 | 616645.248 | 855339.5174 | 275854.1368 | 70650.5388 | 3955.7555 | 4186.1272 | 1826631.3237
WeekDay | Wednesday | 11 | 6 | 670104.4109 | 921977.4512 | 287896.8647 | 336.5316 | 4888.6735 | 4533.8895 | 1889737.8214
WeekDay | Wednesday | 11 | 7 | 561405.5926 | 1043961.1291 | 298628.3246 | 308.6982 | 3969.4749 | 4669.1853 | 1912942.4046
WeekDay | Wednesday | 11 | 8 | 491474.8255 | 1225412.4753 | 310334.8132 | 286.7866 | 3594.4784 | 4503.6984 | 2035607.0775
WeekDay | Wednesday | 11 | 9 | 475429.9735 | 1339440.1389 | 319190.8946 | 277.4832 | 4660.0172 | 4349.639 | 2143348.1463
WeekDay | Wednesday | 11 | 10 | 483594.8086 | 1409467.8285 | 323898.7441 | 283.7667 | 4861.2348 | 4282.6259 | 2226389.0085
WeekDay | Wednesday | 11 | 11 | 499363.5036 | 1421032.1801 | 325217.7722 | 302.8393 | 4687.4559 | 4118.2677 | 2254722.0188
WeekDay | Wednesday | 11 | 12 | 509653.1946 | 1427485.7308 | 329932.0315 | 308.942 | 4554.8352 | 3874.0581 | 2275808.7922
WeekDay | Wednesday | 11 | 13 | 508673.7693 | 1442915.5493 | 329106.1945 | 293.4127 | 5163.0612 | 4235.082 | 2290387.0689
WeekDay | Wednesday | 11 | 14 | 511667.1596 | 1427424.5428 | 325072.5557 | 277.1714 | 5579.2158 | 4574.5205 | 2274595.1659
WeekDay | Wednesday | 11 | 15 | 556414.4956 | 1373817.8088 | 320519.18 | 275.1073 | 7399.3207 | 5004.9558 | 2263430.8682
WeekDay | Wednesday | 11 | 16 | 616764.9458 | 1290417.4451 | 314334.0371 | 271.4344 | 5844.4572 | 5063.2218 | 2232695.5414
WeekDay | Wednesday | 11 | 17 | 692244.7905 | 1185222.3817 | 308341.181 | 70617.9152 | 4664.5903 | 5006.7898 | 2266097.6484
WeekDay | Wednesday | 11 | 18 | 811502.6605 | 1147756.5013 | 300525.0297 | 71390.4324 | 2272.8445 | 5011.1633 | 2338458.6316
WeekDay | Wednesday | 11 | 19 | 848129.647 | 1107257.9199 | 294918.2704 | 71964.5598 | 1692.0573 | 4827.0538 | 2328789.5082
WeekDay | Wednesday | 11 | 20 | 861499.6244 | 1052899.1078 | 289126.5053 | 71994.6151 | 1838.3973 | 4469.6981 | 2281827.948
WeekDay | Wednesday | 11 | 21 | 882770.0022 | 993264.2908 | 282715.5378 | 71953.0767 | 1582.3022 | 4246.2273 | 2236531.437
WeekDay | Wednesday | 11 | 22 | 875802.5783 | 938058.9856 | 279076.5366 | 71923.7809 | 1275.9026 | 4038.6985 | 2170176.4826
WeekDay | Wednesday | 11 | 23 | 814588.3387 | 896311.5978 | 276290.0061 | 71655.5216 | 1724.0692 | 3855.5766 | 2064425.11
WeekDay | Thursday | 11 | 0 | 746812.793 | 859205.3289 | 269974.8576 | 71348.876 | 2556.3784 | 3817.7672 | 1953716.0011
WeekDay | Thursday | 11 | 1 | 690208.1685 | 830191.4112 | 265298.9984 | 71098.0242 | 3063.9956 | 3750.3309 | 1863610.9288
WeekDay | Thursday | 11 | 2 | 653213.2526 | 804466.8027 | 268042.0929 | 70664.0578 | 2478.6352 | 3663.5667 | 1802528.4079
WeekDay | Thursday | 11 | 3 | 624953.5689 | 797195.1598 | 264293.8629 | 70639.6343 | 2126.5044 | 3650.3052 | 1762859.0355
WeekDay | Thursday | 11 | 4 | 608748.8348 | 805596.9116 | 264555.3506 | 70632.7042 | 3507.589 | 3761.6173 | 1756803.0075
WeekDay | Thursday | 11 | 5 | 613489.0439 | 832163.0041 | 274736.8012 | 70627.4752 | 4243.8625 | 4059.7195 | 1799319.9064
WeekDay | Thursday | 11 | 6 | 627861.6094 | 852507.1684 | 282392.0781 | 266.0989 | 4495.3846 | 4239.3144 | 1771761.6537
WeekDay | Thursday | 11 | 7 | 620105.6295 | 947192.0042 | 292602.9696 | 230.413 | 4001.4868 | 4207.007 | 1868339.51
WeekDay | Thursday | 11 | 8 | 620513.0325 | 1097633.2243 | 300489.5197 | 210.4232 | 3576.1859 | 3936.8387 | 2026359.2244
WeekDay | Thursday | 11 | 9 | 616973.3738 | 1191538.0257 | 310679.9986 | 219.2147 | 4440.507 | 3630.4129 | 2127481.5327
WeekDay | Thursday | 11 | 10 | 623276.186 | 1254863.5774 | 316775.2256 | 223.6869 | 4275.8744 | 3524.6028 | 2202939.1531
WeekDay | Thursday | 11 | 11 | 583686.3983 | 1366396.9258 | 318236.2131 | 227.964 | 4788.0647 | 3203.7868 | 2276539.3528
WeekDay | Thursday | 11 | 12 | 580580.6372 | 1354308.7158 | 325789.7724 | 241.7421 | 5112.7568 | 3111.9437 | 2269145.568
WeekDay | Thursday | 11 | 13 | 575174.6893 | 1369732.9203 | 326633.3495 | 237.5792 | 5076.1718 | 3226.5007 | 2280081.2108
WeekDay | Thursday | 11 | 14 | 576312.7536 | 1361781.1326 | 326609.1965 | 212.7144 | 5377.9982 | 4136.3259 | 2274430.1212
WeekDay | Thursday | 11 | 15 | 602624.2059 | 1312843.8297 | 321240.8448 | 223.2982 | 5743.8484 | 4695.144 | 2247371.171
WeekDay | Thursday | 11 | 16 | 633640.7929 | 1238718.4516 | 308142.1015 | 233.2007 | 5295.6819 | 4662.8367 | 2190693.0652
WeekDay | Thursday | 11 | 17 | 704547.193 | 1166259.7898 | 293179.3656 | 70596.6848 | 4509.1039 | 4603.583 | 2243695.7202
WeekDay | Thursday | 11 | 18 | 815468.4 | 1127051.2022 | 285652.6908 | 70880.481 | 2711.8647 | 4579.4583 | 2306344.097
WeekDay | Thursday | 11 | 19 | 838488.8919 | 1099989.1783 | 279106.5656 | 71880.712 | 1879.5555 | 4421.1665 | 2295766.0699
WeekDay | Thursday | 11 | 20 | 851468.9711 | 1042235.4432 | 272522.276 | 71887.7101 | 1692.0573 | 4178.791 | 2243985.2487
WeekDay | Thursday | 11 | 21 | 878838.3511 | 991355.1601 | 265633.0983 | 71879.5331 | 1961.8718 | 4011.1879 | 2213679.2022
WeekDay | Thursday | 11 | 22 | 905624.8292 | 940676.3498 | 261957.2499 | 70733.7952 | 1751.5079 | 3890.7056 | 2184634.4376
WeekDay | Thursday | 11 | 23 | 866959.16 | 903721.4823 | 259162.1911 | 70674.0566 | 2053.3343 | 3667.3758 | 2106237.6001
WeekDay | Friday | 11 | 0 | 810641.7973 | 817485.8249 | 255652.6756 | 70665.0508 | 3214.9088 | 3638.5955 | 1961298.8529
WeekDay | Friday | 11 | 1 | 752071.7257 | 798185.1241 | 255646.8704 | 70614.3834 | 4184.4119 | 3656.7948 | 1884359.3103
WeekDay | Friday | 11 | 2 | 707632.9672 | 776204.1954 | 253354.5245 | 70607.6098 | 3786.5498 | 3569.4663 | 1815155.3129
WeekDay | Friday | 11 | 3 | 674957.0856 | 765818.7469 | 250178.2651 | 70610.2371 | 2707.2916 | 3541.6735 | 1767813.2998
WeekDay | Friday | 11 | 4 | 661909.8227 | 767105.3994 | 249439.3416 | 70605.5123 | 2506.074 | 3633.9399 | 1755200.0898
WeekDay | Friday | 11 | 5 | 661997.7847 | 782663.4346 | 249257.6376 | 70606.953 | 3146.3119 | 3858.1161 | 1771530.2378
WeekDay | Friday | 11 | 6 | 683533.8506 | 802742.1943 | 242977.2533 | 254.1155 | 4248.4357 | 4001.4534 | 1737757.3028
WeekDay | Friday | 11 | 7 | 741133.5138 | 857514.0376 | 245166.158 | 208.8799 | 2821.6198 | 3684.8698 | 1850529.0789
WeekDay | Friday | 11 | 8 | 800630.6731 | 932022.9022 | 251149.5073 | 168.6808 | 2153.9432 | 3118.5745 | 1989244.281
WeekDay | Friday | 11 | 9 | 845963.0592 | 973254.0058 | 255490.0732 | 159.7712 | 2455.7696 | 3213.9446 | 2080536.6235
WeekDay | Friday | 11 | 10 | 881534.6459 | 1010617.8846 | 257790.9597 | 158.4729 | 2556.3784 | 2960.7059 | 2155619.0474
WeekDay | Friday | 11 | 11 | 882715.1485 | 1020369.0459 | 258823.827 | 170.3845 | 3324.6639 | 2794.0903 | 2168197.1601
WeekDay | Friday | 11 | 12 | 856484.0323 | 1028557.7057 | 260568.2872 | 182.4448 | 4202.7044 | 2641.865 | 2152637.0394
WeekDay | Friday | 11 | 13 | 785190.8926 | 1026448.1979 | 262836.6581 | 205.1518 | 4696.6022 | 2669.0934 | 2082046.596
WeekDay | Friday | 11 | 14 | 700107.846 | 1029375.0584 | 263497.3396 | 200.5232 | 3983.1942 | 2962.8221 | 2000126.7835
WeekDay | Friday | 11 | 15 | 652457.3472 | 1013543.666 | 260570.6205 | 189.9009 | 3493.8696 | 3534.4784 | 1933789.8826
WeekDay | Friday | 11 | 16 | 615644.6899 | 1000100.048 | 255454.9163 | 168.8681 | 3900.8779 | 4080.4582 | 1879349.8586
WeekDay | Friday | 11 | 17 | 624855.7352 | 973855.4204 | 249615.5953 | 70527.0577 | 3182.8969 | 4369.5312 | 1926406.2368
WeekDay | Friday | 11 | 18 | 706405.1977 | 984107.587 | 247351.0887 | 70549.707 | 1614.3141 | 4391.963 | 2014419.8574
WeekDay | Friday | 11 | 19 | 873649.3113 | 1048633.2984 | 243473.2865 | 70634.6273 | 2025.8956 | 4250.0364 | 2242666.4555
WeekDay | Friday | 11 | 20 | 932430.7887 | 1009344.0989 | 240625.9308 | 70645.1533 | 2222.5401 | 3989.7437 | 2259258.2555
WeekDay | Friday | 11 | 21 | 971850.2772 | 968518.6674 | 236988.233 | 70639.9268 | 1660.0454 | 3872.6473 | 2253529.7972
WeekDay | Friday | 11 | 22 | 966320.6725 | 908595.8314 | 234405.8735 | 70643.0058 | 1550.2903 | 3853.3193 | 2185368.9928
WeekDay | Friday | 11 | 23 | 915041.6244 | 868854.2422 | 229344.6319 | 70656.1938 | 2108.2119 | 3733.8245 | 2089738.7286
Saturday | Saturday | 11 | 0 | 839285.8718 | 844525.2865 | 227736.1456 | 70664.222 | 2903.9361 | 3786.5885 | 1988902.0505
Saturday | Saturday | 11 | 1 | 778174.3065 | 825385.2974 | 226069.1921 | 70662.6159 | 3731.6722 | 3756.5384 | 1907779.6226
Saturday | Saturday | 11 | 2 | 740092.6067 | 806831.921 | 228017.5337 | 70651.9769 | 3763.6841 | 3800.9786 | 1853158.7011
Saturday | Saturday | 11 | 3 | 710436.1468 | 794665.2923 | 229636.0666 | 70646.127 | 3036.5568 | 3800.6965 | 1812220.8859
Saturday | Saturday | 11 | 4 | 660795.65 | 778948.9872 | 232260.9345 | 70647.3278 | 3567.0396 | 3844.5724 | 1750064.5115
Saturday | Saturday | 11 | 5 | 683294.5248 | 806503.9331 | 237187.9568 | 70649.2495 | 4198.1313 | 4076.2258 | 1805910.0213
Saturday | Saturday | 11 | 6 | 710826.9415 | 851441.2146 | 243916.7864 | 302.4634 | 4884.1004 | 4203.7622 | 1815575.2685
Saturday | Saturday | 11 | 7 | 598466.6747 | 973907.482 | 250160.6119 | 242.6748 | 4070.0837 | 4119.3963 | 1830966.9234
Saturday | Saturday | 11 | 8 | 527256.2537 | 1168999.5812 | 258469.3352 | 204.917 | 4036.071 | 3590.9105 | 1962557.0687
Saturday | Saturday | 11 | 9 | 517374.425 | 1271688.0599 | 263750.6899 | 230.1705 | 4025.6386 | 3322.153 | 2060391.137
Saturday | Saturday | 11 | 10 | 520973.77 | 1316051.0713 | 264864.597 | 244.136 | 4522.8233 | 4095.8359 | 2110752.2336
Saturday | Saturday | 11 | 11 | 617027.7271 | 1200572.2431 | 271470.2866 | 277.5999 | 3315.5176 | 2937.1455 | 2095600.5198
Saturday | Saturday | 11 | 12 | 617865.2761 | 1217455.2135 | 274332.7346 | 307.296 | 3923.7436 | 2553.5489 | 2116437.8127
Saturday | Saturday | 11 | 13 | 619106.8957 | 1223586.8345 | 273662.721 | 316.8817 | 4298.7401 | 3172.326 | 2124144.3989
Saturday | Saturday | 11 | 14 | 620008.0138 | 1220673.911 | 274686.0499 | 346.5445 | 4385.6295 | 3171.1973 | 2123271.346
Saturday | Saturday | 11 | 15 | 635114.5052 | 1202019.2424 | 272335.4398 | 391.1874 | 3205.7625 | 4240.7252 | 2117306.8625
Saturday | Saturday | 11 | 16 | 662882.7448 | 1163501.9161 | 258682.5785 | 726.898 | 2574.6709 | 4343.4314 | 2092712.2397
Saturday | Saturday | 11 | 17 | 723278.5581 | 1099552.3884 | 253778.7319 | 71533.1887 | 2894.7898 | 4395.631 | 2155433.288
Saturday | Saturday | 11 | 18 | 843109.46 | 1090408.6708 | 253060.737 | 71898.0527 | 3150.885 | 4489.7314 | 2266117.537
Saturday | Saturday | 11 | 19 | 854764.8924 | 1062757.145 | 252611.804 | 71812.9092 | 3192.0432 | 4330.1699 | 2249468.9636
Saturday | Saturday | 11 | 20 | 863504.1337 | 1020925.1126 | 247794.9356 | 71421.3934 | 2469.489 | 4064.0929 | 2210179.1573
Saturday | Saturday | 11 | 21 | 876775.9127 | 972180.4213 | 243194.8888 | 71406.9135 | 1724.0692 | 4000.8891 | 2169283.0946
Saturday | Saturday | 11 | 22 | 881671.5117 | 925346.1166 | 239673.4047 | 70976.765 | 1605.1678 | 3884.9213 | 2123157.8871
Saturday | Saturday | 11 | 23 | 853633.015 | 896450.1484 | 236886.8983 | 70716.1222 | 1902.4211 | 3806.6218 | 2063395.2268
Sunday | Sunday | 11 | 0 | 801607.4426 | 863261.3438 | 232804.1517 | 70700.3184 | 3507.589 | 3794.9122 | 1975675.7577
Sunday | Sunday | 11 | 1 | 750676.1187 | 833335.3666 | 230387.9086 | 70663.3189 | 3781.9766 | 3740.4553 | 1892585.1447
Sunday | Sunday | 11 | 2 | 708366.7929 | 815674.0508 | 229887.4485 | 70616.8671 | 3699.6603 | 3664.6953 | 1831909.5149
Sunday | Sunday | 11 | 3 | 749054.3055 | 795400.4128 | 228018.3541 | 70612.4822 | 3873.4392 | 3670.4796 | 1850629.4732
Sunday | Sunday | 11 | 4 | 742810.5493 | 795020.7245 | 228064.2081 | 70606.6964 | 3411.5533 | 3627.4502 | 1843541.1818
Sunday | Sunday | 11 | 5 | 727596.063 | 814639.005 | 229595.0341 | 70606.6707 | 5030.4405 | 3812.6883 | 1851279.9017
Sunday | Sunday | 11 | 6 | 725889.0056 | 814775.2682 | 231587.0684 | 260.1874 | 4710.3216 | 3985.6524 | 1781207.5036
Sunday | Sunday | 11 | 7 | 732066.9913 | 847892.2369 | 237113.9638 | 242.0885 | 3041.1299 | 3820.1655 | 1824176.5761
Sunday | Sunday | 11 | 8 | 724587.1105 | 941408.8177 | 244366.8226 | 210.0537 | 3178.3238 | 3791.2441 | 1917542.3724
Sunday | Sunday | 11 | 9 | 701734.6198 | 1034890.2771 | 245687.8147 | 224.3822 | 3548.7471 | 3737.6337 | 1989823.4746
Sunday | Sunday | 11 | 10 | 681088.598 | 1081466.9892 | 247786.0532 | 245.8473 | 3553.3202 | 3733.6835 | 2017874.4915
Sunday | Sunday | 11 | 11 | 686770.8926 | 1110082.8929 | 249029.2611 | 239.3701 | 3672.2216 | 3581.7403 | 2053376.3785
Sunday | Sunday | 11 | 12 | 686042.385 | 1105665.2357 | 249982.4071 | 239.9782 | 4115.815 | 3068.491 | 2049114.312
Sunday | Sunday | 11 | 13 | 687913.8762 | 1093599.8206 | 250003.1955 | 232.9544 | 5144.7687 | 3366.5932 | 2040261.2085
Sunday | Sunday | 11 | 14 | 696736.2475 | 1078960.4737 | 245984.0535 | 236.0243 | 5144.7687 | 3936.8387 | 2030998.4065
Sunday | Sunday | 11 | 15 | 719744.0901 | 1060328.6443 | 238695.9572 | 235.6895 | 6603.5964 | 4120.666 | 2029728.6436
Sunday | Sunday | 11 | 16 | 746812.336 | 1040832.1525 | 235978.1599 | 235.9358 | 6635.6083 | 4161.8614 | 2034656.0539
Sunday | Sunday | 11 | 17 | 792367.3281 | 1001468.4979 | 230810.8385 | 70782.95 | 4550.2621 | 4140.9816 | 2104120.8582
Sunday | Sunday | 11 | 18 | 930215.2475 | 1018622.8522 | 227012.9302 | 71266.9795 | 3100.5806 | 3993.5529 | 2254212.1429
Sunday | Sunday | 11 | 19 | 845611.6024 | 1001423.2684 | 224766.3872 | 71323.1889 | 2419.1846 | 3957.2953 | 2149500.9268
Sunday | Sunday | 11 | 20 | 853634.8869 | 977779.5368 | 225937.2824 | 71342.4321 | 1916.1405 | 3693.7578 | 2134304.0365
Sunday | Sunday | 11 | 21 | 871146.5758 | 948515.5661 | 225274.1793 | 71328.2216 | 1733.2154 | 3630.695 | 2121628.4533
Sunday | Sunday | 11 | 22 | 876691.675 | 915092.8242 | 222645.478 | 71316.9746 | 1792.6661 | 3530.9514 | 2091070.5693
Sunday | Sunday | 11 | 23 | 859354.6131 | 886068.0939 | 221314.3955 | 71315.8662 | 2158.5163 | 2325.8457 | 2042537.3307
WeekDay | Monday | 11 | 0 | 814987.0447 | 857078.134 | 219280.1155 | 71299.8751 | 3274.3595 | 3297.8872 | 1969217.4159
WeekDay | Monday | 11 | 1 | 764943.5768 | 822789.3279 | 218228.8761 | 71255.5696 | 4138.6806 | 3518.1132 | 1884874.1441
WeekDay | Monday | 11 | 2 | 725989.7852 | 791809.8066 | 218366.1048 | 71102.7131 | 3841.4273 | 3481.5734 | 1814591.4104
WeekDay | Monday | 11 | 3 | 694378.5434 | 790038.975 | 217745.7774 | 70602.8439 | 3471.0039 | 3447.432 | 1779684.5757
WeekDay | Monday | 11 | 4 | 669085.327 | 788375.9285 | 216395.0178 | 70593.8868 | 2826.1929 | 3446.8677 | 1750723.2208
WeekDay | Monday | 11 | 5 | 654216.1907 | 789484.2515 | 216425.8413 | 70592.6578 | 3818.5616 | 3495.3993 | 1738032.9023
WeekDay | Monday | 11 | 6 | 653266.7678 | 785321.852 | 217122.5758 | 234.8826 | 5528.9114 | 3546.4702 | 1665021.4598
WeekDay | Monday | 11 | 7 | 665634.9988 | 782418.5801 | 217516.004 | 201.6354 | 3878.0123 | 3302.4018 | 1672951.6324
WeekDay | Monday | 11 | 8 | 695719.8954 | 812836.6338 | 220084.5843 | 177.7931 | 3068.5687 | 2732.0151 | 1734619.4904
WeekDay | Monday | 11 | 9 | 702448.0087 | 854489.4476 | 221967.5488 | 175.6571 | 2661.5603 | 2328.244 | 1784070.4666
WeekDay | Monday | 11 | 10 | 697222.1231 | 892176.9555 | 225822.4714 | 175.8393 | 3146.3119 | 2048.4823 | 1820592.1834
WeekDay | Monday | 11 | 11 | 674225.0557 | 920297.5507 | 225987.1778 | 165.489 | 3544.174 | 2515.4573 | 1826734.9044
WeekDay | Monday | 11 | 12 | 671490.7384 | 951014.2956 | 226416.9193 | 165.2696 | 4554.8352 | 2399.3484 | 1856041.4065
WeekDay | Monday | 11 | 13 | 667343.0693 | 949948.4454 | 225584.0656 | 167.7135 | 5849.0304 | 2675.3009 | 1851567.6251
WeekDay | Monday | 11 | 14 | 659229.1568 | 950890.6283 | 224436.1047 | 168.7745 | 5579.2158 | 3602.0558 | 1843905.9359
WeekDay | Monday | 11 | 15 | 662399.9005 | 947412.4342 | 223289.3227 | 165.1734 | 5437.4489 | 4249.4721 | 1842953.7518
WeekDay | Monday | 11 | 16 | 676330.2609 | 936156.0436 | 221932.89 | 168.6474 | 5281.9625 | 4444.4447 | 1844314.2492
WeekDay | Monday | 11 | 17 | 723536.4693 | 933920.9846 | 219308.1184 | 70541.4863 | 4737.7603 | 4287.987 | 1956332.8059
WeekDay | Monday | 11 | 18 | 860703.6798 | 968880.6046 | 221869.113 | 70604.3192 | 3448.1383 | 4255.8207 | 2129761.6757
WeekDay | Monday | 11 | 19 | 921173.2664 | 953731.8395 | 223595.9167 | 70655.3791 | 1641.7529 | 4061.5535 | 2174859.7081
WeekDay | Monday | 11 | 20 | 952268.9582 | 926918.5757 | 224267.9253 | 70662.7634 | 1266.7564 | 3854.5891 | 2179239.5681
WeekDay | Monday | 11 | 21 | 986200.0966 | 893394.4339 | 223539.9489 | 70673.75 | 1303.3414 | 3754.9866 | 2178866.5573
WeekDay | Monday | 11 | 22 | 965186.1357 | 876398.3559 | 222047.9686 | 70663.1957 | 1463.4009 | 3685.4341 | 2139444.4909
WeekDay | Monday | 11 | 23 | 888388.4856 | 856527.7987 | 225606.8911 | 70650.1052 | 1893.2749 | 3618.1389 | 2046684.6944
WeekDay | Tuesday | 11 | 0 | 810136.4106 | 826842.7133 | 218800.5166 | 70608.5206 | 2949.6674 | 3625.0518 | 1932962.8803
WeekDay | Tuesday | 11 | 1 | 748256.4418 | 809581.3974 | 218681.648 | 70611.0248 | 3242.3476 | 3578.4954 | 1853951.355
WeekDay | Tuesday | 11 | 2 | 702151.454 | 790673.4163 | 220203.623 | 70613.6073 | 3100.5806 | 3579.3419 | 1790322.0231
WeekDay | Tuesday | 11 | 3 | 681406.6734 | 789172.0536 | 224611.1918 | 70601.1633 | 2460.3427 | 3608.8276 | 1771860.2524
WeekDay | Tuesday | 11 | 4 | 669722.0713 | 795452.4029 | 228531.6792 | 70597.7522 | 2533.5128 | 3794.2068 | 1770631.6252
WeekDay | Tuesday | 11 | 5 | 693066.7388 | 831457.2864 | 239583.3778 | 70598.7387 | 2647.841 | 4102.3256 | 1841456.3082
WeekDay | Tuesday | 11 | 6 | 715825.0375 | 899679.3126 | 257831.5662 | 268.7711 | 3503.0158 | 4475.3413 | 1881583.0445
WeekDay | Tuesday | 11 | 7 | 594255.2179 | 1044311.8861 | 274763.9702 | 251.1007 | 3530.4546 | 4623.1932 | 1921735.8227
WeekDay | Tuesday | 11 | 8 | 512070.5666 | 1249378.1062 | 294491.1279 | 234.2193 | 2734.7304 | 4529.6571 | 2063438.4074
WeekDay | Tuesday | 11 | 9 | 497921.0695 | 1368876.7459 | 303507.5308 | 267.6422 | 2021.3225 | 3903.1206 | 2176497.4315
WeekDay | Tuesday | 11 | 10 | 499791.5832 | 1425073.9192 | 309054.0697 | 286.3992 | 2135.6506 | 3854.1658 | 2240195.7878
WeekDay | Tuesday | 11 | 11 | 515121.377 | 1439894.3534 | 311542.5088 | 300.1645 | 3429.8458 | 3805.9164 | 2274094.1659
WeekDay | Tuesday | 11 | 12 | 528418.4575 | 1456009.0545 | 316317.0792 | 287.4127 | 4399.3489 | 3761.1941 | 2309192.5468
WeekDay | Tuesday | 11 | 13 | 524939.9574 | 1460460.2983 | 318901.5137 | 255.9975 | 5304.8282 | 4128.9898 | 2313991.5848
WeekDay | Tuesday | 11 | 14 | 533560.1955 | 1457303.366 | 317320.9931 | 248.5298 | 5149.3418 | 4305.4809 | 2317887.9072
WeekDay | Tuesday | 11 | 15 | 574607.9344 | 1399005.3026 | 313753.6076 | 218.2898 | 5528.9114 | 4950.9221 | 2298064.9679
WeekDay | Tuesday | 11 | 16 | 636717.8271 | 1305889.9725 | 306450.5321 | 208.7567 | 6475.5489 | 5137.7121 | 2260880.3493
WeekDay | Tuesday | 11 | 17 | 719589.2245 | 1182678.0935 | 297083.7012 | 70582.8746 | 4070.0837 | 5221.5136 | 2279225.4911
WeekDay | Tuesday | 11 | 18 | 880160.6845 | 1131755.0168 | 291484.2459 | 71272.1829 | 2131.0775 | 5075.3547 | 2381878.5622
WeekDay | Tuesday | 11 | 19 | 945816.57 | 1095122.8396 | 285597.3064 | 71831.7278 | 1783.5198 | 4747.6258 | 2404899.5893
WeekDay | Tuesday | 11 | 20 | 985852.7271 | 1040593.1753 | 279289.6782 | 71823.0607 | 1756.081 | 4392.2451 | 2383706.9674
WeekDay | Tuesday | 11 | 21 | 1015596.6918 | 988676.073 | 272895.1676 | 71342.9504 | 1381.0846 | 4203.9033 | 2354095.8706
WeekDay | Tuesday | 11 | 22 | 995136.9354 | 930182.7675 | 267404.7249 | 71277.2541 | 1381.0846 | 3987.3454 | 2269370.1119
WeekDay | Tuesday | 11 | 23 | 912385.1821 | 888556.9881 | 264298.0693 | 71255.4131 | 1934.433 | 3880.5478 | 2142310.6334
WeekDay | Wednesday | 11 | 0 | 827420.5759 | 870549.2228 | 259964.7478 | 70702.5648 | 3178.3238 | 3839.4935 | 2035654.9286
WeekDay | Wednesday | 11 | 1 | 760660.3646 | 844552.4827 | 258246.5182 | 70625.9165 | 3429.8458 | 3830.6055 | 1941345.7333
WeekDay | Wednesday | 11 | 2 | 716195.0612 | 826047.023 | 257909.0136 | 70624.413 | 3178.3238 | 3796.1819 | 1877750.0165
WeekDay | Wednesday | 11 | 3 | 709295.8602 | 809772.1251 | 256138.6046 | 70624.132 | 3685.9409 | 3822.705 | 1853339.3678
WeekDay | Wednesday | 11 | 4 | 695477.324 | 815717.111 | 256623.736 | 70624.7183 | 3699.6603 | 3992.5654 | 1846135.1149
WeekDay | Wednesday | 11 | 5 | 719112.6284 | 850850.9948 | 264444.3061 | 70624.2346 | 3530.4546 | 4331.8629 | 1912894.4815
WeekDay | Wednesday | 11 | 6 | 749447.484 | 921225.2284 | 275437.4095 | 298.1363 | 4632.5784 | 4678.0733 | 1955718.9098
WeekDay | Wednesday | 11 | 7 | 621506.8973 | 1036583.1045 | 289277.9576 | 266.5325 | 3681.3678 | 4793.9 | 1956109.7598
WeekDay | Wednesday | 11 | 8 | 532101.9697 | 1240472.705 | 301218.2983 | 244.8172 | 2524.3665 | 4780.6385 | 2081342.7951
WeekDay | Wednesday | 11 | 9 | 511448.7796 | 1361899.2398 | 310347.2234 | 288.3248 | 2451.1965 | 4574.3795 | 2191009.1435
WeekDay | Wednesday | 11 | 10 | 514704.0414 | 1421077.5516 | 316375.4651 | 271.1149 | 2716.4379 | 4549.2672 | 2259693.8781
WeekDay | Wednesday | 11 | 11 | 502535.8076 | 1438910.8962 | 318820.5523 | 293.6487 | 2999.9718 | 4833.2614 | 2268394.138
WeekDay | Wednesday | 11 | 12 | 510806.7527 | 1448087.6339 | 322548.6145 | 333.4796 | 3457.2846 | 5193.2976 | 2290427.0629
WeekDay | Wednesday | 11 | 13 | 516818.9608 | 1454899.0228 | 321577.5007 | 358.8871 | 4216.4238 | 3948.6895 | 2301819.4846
WeekDay | Wednesday | 11 | 14 | 522293.461 | 1450771.4518 | 318860.9064 | 365.2617 | 4056.3643 | 5079.0228 | 2301426.468
WeekDay | Wednesday | 11 | 15 | 566139.8183 | 1391189.184 | 313620.2917 | 389.1335 | 3974.048 | 4225.2063 | 2279537.6819
WeekDay | Wednesday | 11 | 16 | 627664.1184 | 1306803.6455 | 305609.396 | 396.0329 | 4006.0599 | 5140.8159 | 2249620.0685
WeekDay | Wednesday | 11 | 17 | 705767.423 | 1180591.2939 | 296812.1036 | 71356.1063 | 3393.2608 | 5106.9566 | 2263027.1443
WeekDay | Wednesday | 11 | 18 | 888249.3448 | 1141768.1631 | 288825.4639 | 71474.3443 | 1939.0062 | 4978.7149 | 2397235.0371
WeekDay | Wednesday | 11 | 19 | 958859.994 | 1095257.9768 | 281058.4288 | 72350.3335 | 2277.4176 | 4741.5593 | 2414545.71
WeekDay | Wednesday | 11 | 20 | 1009224.7971 | 1043716.319 | 277036.3229 | 72399.8552 | 1646.326 | 4383.0749 | 2408406.6951
WeekDay | Wednesday | 11 | 21 | 1041765.8591 | 982647.6284 | 272863.7559 | 72322.9055 | 1660.0454 | 4133.6454 | 2375393.8396
WeekDay | Wednesday | 11 | 22 | 1024052.0344 | 931064.2231 | 265667.2435 | 71668.7135 | 1609.741 | 3939.6603 | 2298001.6157
WeekDay | Wednesday | 11 | 23 | 942618.1596 | 890489.5763 | 261171.489 | 70847.2608 | 2089.9194 | 3745.6753 | 2170962.0803
WeekDay | Thursday | 11 | 0 | 857385.519 | 852979.6506 | 256969.6806 | 70721.994 | 3384.1145 | 3740.8785 | 2045181.8372
WeekDay | Thursday | 11 | 1 | 789675.1119 | 825890.995 | 253859.6716 | 70693.5589 | 3740.8185 | 3697.8491 | 1947558.0051
WeekDay | Thursday | 11 | 2 | 743596.218 | 804929.4123 | 253137.8229 | 70688.2645 | 3329.237 | 3664.5542 | 1879345.5089
WeekDay | Thursday | 11 | 3 | 695636.2403 | 795925.1825 | 253161.248 | 70685.6577 | 2368.8802 | 3684.5876 | 1821461.7963
WeekDay | Thursday | 11 | 4 | 682709.9131 | 804732.0152 | 254644.9022 | 70680.6211 | 2798.7542 | 3849.6513 | 1819415.8571
WeekDay | Thursday | 11 | 5 | 702336.9153 | 837578.705 | 262057.1088 | 70686.2324 | 3242.3476 | 4147.6123 | 1880048.9214
WeekDay | Thursday | 11 | 6 | 721683.8831 | 892486.7568 | 273992.2568 | 342.3456 | 3580.759 | 4512.4453 | 1896598.4467
WeekDay | Thursday | 11 | 7 | 596137.1379 | 1011192.2958 | 287414.0479 | 315.282 | 2528.9396 | 4763.1446 | 1902350.8478
WeekDay | Thursday | 11 | 8 | 512948.6897 | 1210808.3893 | 296846.3001 | 290.2555 | 2464.9158 | 4780.3563 | 2028138.9068
WeekDay | Thursday | 11 | 9 | 495376.1017 | 1339373.2941 | 306573.7943 | 328.4815 | 2830.7661 | 5056.8732 | 2149539.3109
WeekDay | Thursday | 11 | 10 | 494847.7771 | 1403472.5993 | 311872.6991 | 317.373 | 3251.4938 | 5018.4995 | 2218780.4417
WeekDay | Thursday | 11 | 11 | 511555.3472 | 1424796.5362 | 315036.8666 | 322.978 | 3521.3083 | 5039.9436 | 2260272.9799
WeekDay | Thursday | 11 | 12 | 518000.9297 | 1435765.3714 | 319597.8974 | 341.6939 | 5131.0493 | 5017.5119 | 2283854.4535
WeekDay | Thursday | 11 | 13 | 516555.539 | 1449975.2759 | 319451.3573 | 335.5104 | 5556.3502 | 5206.8413 | 2297080.8741
WeekDay | Thursday | 11 | 14 | 520951.3762 | 1432091.1249 | 316464.9152 | 349.4207 | 5501.4727 | 4974.2003 | 2280332.51
WeekDay | Thursday | 11 | 15 | 560710.5673 | 1379264.2638 | 311950.625 | 313.1742 | 5730.129 | 4931.8763 | 2262900.6356
WeekDay | Thursday | 11 | 16 | 620611.2141 | 1300837.2775 | 305160.594 | 257.8333 | 5185.9268 | 4563.2341 | 2236616.0798
WeekDay | Thursday | 11 | 17 | 693701.1749 | 1184150.0117 | 296850.2569 | 70603.647 | 4431.3608 | 4677.9322 | 2254414.3835
WeekDay | Thursday | 11 | 18 | 869899.7076 | 1138444.3014 | 293270.6374 | 71201.2781 | 2885.6436 | 4650.2805 | 2380351.8486
WeekDay | Thursday | 11 | 19 | 955110.535 | 1097018.4133 | 286522.4151 | 71417.895 | 2716.4379 | 4414.1125 | 2417199.8088
WeekDay | Thursday | 11 | 20 | 992372.3018 | 1047075.4004 | 280979.1971 | 71471.5758 | 2062.4806 | 4157.0647 | 2398118.0204
WeekDay | Thursday | 11 | 21 | 1016357.7302 | 992642.6583 | 273409.8374 | 71315.0593 | 2076.2 | 3999.1961 | 2359800.6812
WeekDay | Thursday | 11 | 22 | 986938.734 | 930302.2682 | 266425.6605 | 71294.6346 | 2117.3581 | 3825.5266 | 2260904.182
WeekDay | Thursday | 11 | 23 | 896729.5404 | 891752.5511 | 265895.9123 | 71238.547 | 2240.8326 | 3758.6546 | 2131616.0381
WeekDay | Friday | 12 | 0 | 728924.6103 | 771201.8299 | 267701.01 | 67890.3418 | 2990.7046 | 7369.8492 | 1846078.3459
WeekDay | Friday | 12 | 1 | 678373.0577 | 755943.0208 | 264441.2281 | 67780.4667 | 3617.1978 | 7390.1055 | 1777545.0767
WeekDay | Friday | 12 | 2 | 638436.2598 | 736226.0493 | 263550.8216 | 67778.8429 | 3713.2296 | 7285.4007 | 1716990.6039
WeekDay | Friday | 12 | 3 | 628799.983 | 722108.5061 | 263375.7046 | 67779.4616 | 3008.9964 | 7345.0282 | 1692417.6799
WeekDay | Friday | 12 | 4 | 618068.8245 | 724045.4426 | 265591.2726 | 67764.5642 | 3365.6859 | 7682.5372 | 1686518.3271
WeekDay | Friday | 12 | 5 | 637138.8632 | 753967.9454 | 271606.306 | 67758.1071 | 4037.9085 | 8265.4034 | 1742774.5336
WeekDay | Friday | 12 | 6 | 658880.987 | 807963.4841 | 279357.1584 | 231.3685 | 4252.8368 | 9048.5498 | 1759734.3846
WeekDay | Friday | 12 | 7 | 549507.992 | 933498.6436 | 288824.0001 | 232.227 | 2835.2245 | 9824.2783 | 1784722.3657
WeekDay | Friday | 12 | 8 | 470099.6986 | 1127390.596 | 300371.7834 | 231.401 | 2268.1796 | 10205.7234 | 1910567.3821
WeekDay | Friday | 12 | 9 | 448307.5906 | 1231032.2504 | 308251.3318 | 239.6774 | 2377.9303 | 9924.1331 | 2000132.9135
WeekDay | Friday | 12 | 10 | 450229.888 | 1288004.6942 | 312837.7925 | 248.1154 | 3365.6859 | 8016.0519 | 2062702.2279
WeekDay | Friday | 12 | 11 | 462325.5301 | 1313534.6119 | 318173.2395 | 253.3211 | 2556.275 | 7091.1119 | 2103934.0895
WeekDay | Friday | 12 | 12 | 468578.3184 | 1315589.552 | 321378.7459 | 258.8492 | 3091.3093 | 8354.7021 | 2117251.4769
WeekDay | Friday | 12 | 13 | 464426.8774 | 1308794.677 | 319208.5967 | 245.747 | 3891.5743 | 7577.5471 | 2104145.0195
WeekDay | Friday | 12 | 14 | 476608.1352 | 1305612.3201 | 314503.1247 | 229.5211 | 4229.9721 | 9223.1529 | 2110406.2261
WeekDay | Friday | 12 | 15 | 515113.1106 | 1247665.1401 | 311856.9214 | 251.9036 | 5263.4572 | 10058.509 | 2090209.0419
WeekDay | Friday | 12 | 16 | 565388.918 | 1174096.022 | 301918.8 | 248.4541 | 5011.9453 | 9932.1214 | 2056596.2608
WeekDay | Friday | 12 | 17 | 629820.6667 | 1068778.9453 | 293210.7771 | 67940.7075 | 4307.7121 | 9753.2388 | 2073812.0476
WeekDay | Friday | 12 | 18 | 786933.8083 | 1034608.9769 | 290540.6725 | 68296.1201 | 2725.4739 | 9530.9908 | 2192636.0425
WeekDay | Friday | 12 | 19 | 844970.3643 | 1007057.9901 | 285105.7882 | 68896.5753 | 1952.6466 | 8932.7183 | 2216916.0828
WeekDay | Friday | 12 | 20 | 886545.0761 | 958686.8688 | 279151.6038 | 68922.3422 | 1422.1852 | 8428.5946 | 2203156.6708
WeekDay | Friday | 12 | 21 | 915553.3056 | 917144.9018 | 276604.1867 | 68906.0999 | 1367.3099 | 8017.1931 | 2187592.997
WeekDay | Friday | 12 | 22 | 902517.3672 | 869146.9835 | 273729.4891 | 68670.6242 | 1353.5911 | 7631.7539 | 2123049.8091
WeekDay | Friday | 12 | 23 | 837982.6966 | 832741.8471 | 267306.4151 | 68230.1612 | 1609.6759 | 7410.647 | 2015281.4429
Saturday | Saturday | 12 | 0 | 760281.8937 | 802504.6071 | 264342.8312 | 67849.0947 | 1874.9066 | 7419.4913 | 1904272.8245
Saturday | Saturday | 12 | 1 | 703145.745 | 784411.9777 | 261609.0581 | 67774.6608 | 2304.7632 | 7279.6947 | 1826525.8995
Saturday | Saturday | 12 | 2 | 663528.7575 | 762586.558 | 260444.1621 | 67765.1341 | 2757.4845 | 7181.837 | 1764263.9332
Saturday | Saturday | 12 | 3 | 662759.2191 | 752242.7968 | 257823.9087 | 67777.6034 | 3059.2987 | 7222.3495 | 1750885.1762
Saturday | Saturday | 12 | 4 | 647867.784 | 751624.9086 | 259100.1107 | 67760.9335 | 3269.6541 | 7392.9585 | 1737016.3494
Saturday | Saturday | 12 | 5 | 668477.8588 | 779275.1146 | 266728.9601 | 67745.7582 | 4092.7838 | 8152.7103 | 1794473.1858
Saturday | Saturday | 12 | 6 | 695994.39 | 827354.0652 | 278262.9973 | 229.6394 | 4490.6299 | 8806.3308 | 1815138.0526
Saturday | Saturday | 12 | 7 | 588894.3283 | 952161.9143 | 286980.5251 | 213.0628 | 3672.0731 | 9281.6392 | 1841203.5429
Saturday | Saturday | 12 | 8 | 513334.0232 | 1144422.9036 | 300771.1182 | 240.2787 | 2757.4845 | 8970.0925 | 1970495.9007
Saturday | Saturday | 12 | 9 | 489503.392 | 1247626.7189 | 311780.7904 | 263.5284 | 2181.2937 | 9000.6195 | 2060356.343
Saturday | Saturday | 12 | 10 | 491075.3161 | 1299562.0078 | 314891.5809 | 297.4999 | 2460.2432 | 7837.4546 | 2116124.1027
Saturday | Saturday | 12 | 11 | 469445.7577 | 1315000.9389 | 313099.2577 | 318.899 | 2240.742 | 7281.4065 | 2107387.0018
Saturday | Saturday | 12 | 12 | 472171.6048 | 1317641.6595 | 313760.9048 | 325.5049 | 3818.4073 | 7406.9381 | 2115125.0193
Saturday | Saturday | 12 | 13 | 472756.6447 | 1319088.5096 | 314659.0346 | 332.5851 | 4755.8605 | 7796.0862 | 2119388.7209
Saturday | Saturday | 12 | 14 | 475562.7363 | 1308317.5354 | 308307.9503 | 334.1742 | 4769.5794 | 8617.4627 | 2105909.4381
Saturday | Saturday | 12 | 15 | 506743.5818 | 1263592.5096 | 305319.7404 | 325.0827 | 5514.969 | 9287.9158 | 2090783.7993
Saturday | Saturday | 12 | 16 | 554431.6332 | 1186169.3808 | 297119.277 | 499.2353 | 5560.6985 | 10016.2847 | 2053796.5095
Saturday | Saturday | 12 | 17 | 616947.9736 | 1087818.338 | 284543.4896 | 68349.9212 | 4097.3568 | 10048.8088 | 2071805.888
Saturday | Saturday | 12 | 18 | 753420.8095 | 1051213.2686 | 281976.2608 | 68710.2768 | 3265.0812 | 9942.9628 | 2168528.6598
Saturday | Saturday | 12 | 19 | 781552.6664 | 1027653.9038 | 279875.3128 | 68928.3 | 2382.5032 | 9584.0564 | 2169976.7426
Saturday | Saturday | 12 | 20 | 789128.5245 | 980376.1845 | 274556.1465 | 68725.095 | 2080.689 | 8880.5085 | 2123747.1481
Saturday | Saturday | 12 | 21 | 813303.3833 | 938035.4102 | 264538.8527 | 68446.0538 | 2158.429 | 8445.9979 | 2094928.1269
Saturday | Saturday | 12 | 22 | 812782.7828 | 887787.6358 | 254270.1662 | 67971.6084 | 1669.1241 | 7991.5162 | 2032472.8335
Saturday | Saturday | 12 | 23 | 792416.6364 | 858530.9094 | 249600.9362 | 67868.1058 | 1842.896 | 7801.7922 | 1978061.276
Sunday | Sunday | 12 | 0 | 741027.1245 | 822138.4708 | 246767.3575 | 67853.4852 | 2711.7551 | 7566.4204 | 1888064.6135
Sunday | Sunday | 12 | 1 | 695801.4066 | 791451.0238 | 245962.8132 | 67826.1467 | 3351.9671 | 7503.084 | 1811896.4413
Sunday | Sunday | 12 | 2 | 661238.7164 | 775665.3621 | 242765.0389 | 67836.8023 | 3018.1423 | 7367.2815 | 1757891.3435
Sunday | Sunday | 12 | 3 | 629258.3184 | 757105.8988 | 240782.4513 | 67834.6901 | 3420.5612 | 7384.9701 | 1705786.8898
Sunday | Sunday | 12 | 4 | 607324.8212 | 750085.9705 | 239316.4583 | 67789.8611 | 3800.1155 | 7299.9509 | 1675617.1775
Sunday | Sunday | 12 | 5 | 598576.7234 | 763187.5927 | 237802.0046 | 67792.6897 | 3983.0332 | 7732.7498 | 1679074.7934
Sunday | Sunday | 12 | 6 | 599710.2988 | 773776.8593 | 236760.6571 | 272.6167 | 4650.6829 | 7979.2483 | 1623150.3631
Sunday | Sunday | 12 | 7 | 615760.8135 | 799231.9728 | 236333.6286 | 220.4578 | 3050.1529 | 7738.4558 | 1662335.4814
Sunday | Sunday | 12 | 8 | 617189.1231 | 881999.4448 | 240258.1542 | 189.3637 | 2551.7021 | 7375.5552 | 1749563.3431
Sunday | Sunday | 12 | 9 | 600862.5022 | 966557.4298 | 244415.6838 | 182.5668 | 2634.0151 | 8003.4988 | 1822655.6964
Sunday | Sunday | 12 | 10 | 591603.2631 | 1011888.3054 | 249867.0459 | 163.5524 | 2377.9303 | 6792.9742 | 1862693.0713
Sunday | Sunday | 12 | 11 | 595219.0463 | 1036978.963 | 250646.8433 | 166.7978 | 2309.3361 | 5502.2806 | 1890823.2672
Sunday | Sunday | 12 | 12 | 597258.0738 | 1039905.524 | 244256.454 | 172.9891 | 2839.7975 | 6407.2497 | 1890840.0881
Sunday | Sunday | 12 | 13 | 597948.5963 | 1023709.3949 | 244638.5199 | 189.2085 | 4371.7333 | 6331.0748 | 1877188.5277
Sunday | Sunday | 12 | 14 | 595004.7139 | 1000201.5573 | 236751.8185 | 213.3212 | 4604.9534 | 7110.2269 | 1843886.5912
Sunday | Sunday | 12 | 15 | 603581.516 | 996546.6388 | 232491.4786 | 211.7549 | 4975.3618 | 8035.7376 | 1845842.4877
Sunday | Sunday | 12 | 16 | 618299.3001 | 980017.1468 | 235489.1376 | 218.6582 | 5729.8974 | 8721.5969 | 1848475.7369
Sunday | Sunday | 12 | 17 | 670063.8956 | 946069.6427 | 234197.1522 | 67835.4726 | 4641.537 | 9199.1878 | 1932006.8879
Sunday | Sunday | 12 | 18 | 790828.8833 | 965938.1878 | 230049.3808 | 68203.8799 | 3159.9035 | 9202.3261 | 2067382.5614
Sunday | Sunday | 12 | 19 | 803424.7436 | 959007.5377 | 225047.711 | 68606.5257 | 1554.8006 | 9016.5963 | 2066657.9149
Sunday | Sunday | 12 | 20 | 800309.8293 | 931778.1694 | 224320.6136 | 68843.2475 | 1614.2488 | 8298.2129 | 2035164.3216
Sunday | Sunday | 12 | 21 | 803462.8593 | 902577.2101 | 221690.798 | 68832.4855 | 1303.2887 | 8233.1646 | 2006099.8063
Sunday | Sunday | 12 | 22 | 795033.317 | 865993.9008 | 220282.6957 | 68828.8613 | 1536.5088 | 7801.5069 | 1959476.7906
Sunday | Sunday | 12 | 23 | 768194.0905 | 842916.8687 | 219621.976 | 68574.3028 | 1733.1453 | 7663.1368 | 1908703.5201
WeekDay | Monday | 12 | 0 | 727529.7899 | 814331.8174 | 219231.2699 | 68230.5878 | 2702.6092 | 7582.3971 | 1839608.4714
WeekDay | Monday | 12 | 1 | 682075.2596 | 781008.0952 | 217441.6608 | 67992.0436 | 3091.3093 | 7456.0096 | 1759064.3781
WeekDay | Monday | 12 | 2 | 647199.638 | 750831.9492 | 217101.8147 | 67848.7256 | 2844.3704 | 7440.6034 | 1693267.1015
WeekDay | Monday | 12 | 3 | 608330.1803 | 746600.7279 | 217059.7916 | 67816.7242 | 2739.1928 | 7469.4187 | 1650016.0353
WeekDay | Monday | 12 | 4 | 585026.7006 | 749053.9077 | 215871.3605 | 67816.6938 | 1815.4583 | 7464.2833 | 1627048.4041
WeekDay | Monday | 12 | 5 | 574239.5058 | 745646.8945 | 215661.0403 | 67816.5841 | 2688.8904 | 7823.1897 | 1613876.1048
WeekDay | Monday | 12 | 6 | 577388.1961 | 746116.1057 | 215766.8161 | 284.9492 | 3827.5531 | 8050.5731 | 1551434.1933
WeekDay | Monday | 12 | 7 | 598563.9271 | 738028.6125 | 216091.3303 | 243.9322 | 3041.007 | 7967.5511 | 1563936.3602
WeekDay | Monday | 12 | 8 | 637480.0259 | 770259.1485 | 222404.245 | 176.6339 | 2483.108 | 6705.1021 | 1639508.2633
WeekDay | Monday | 12 | 9 | 648515.5254 | 812822.9005 | 225152.018 | 174.5314 | 2071.5431 | 7564.138 | 1696300.6564
WeekDay | Monday | 12 | 10 | 640615.4755 | 848882.0381 | 226692.4964 | 188.3217 | 2236.169 | 6516.8046 | 1725131.3054
WeekDay | Monday | 12 | 11 | 623051.5885 | 887245.5274 | 227133.4075 | 211.4597 | 2794.0681 | 6263.4589 | 1746699.5101
WeekDay | Monday | 12 | 12 | 614170.9963 | 909437.8036 | 228190.6181 | 199.0717 | 3800.1155 | 6074.5908 | 1761873.1961
WeekDay | Monday | 12 | 13 | 606446.143 | 908194.7283 | 229261.4031 | 197.5022 | 4197.9615 | 6256.0411 | 1754553.7792
WeekDay | Monday | 12 | 14 | 594743.1533 | 916354.9962 | 228647.2405 | 198.7005 | 4627.8181 | 8007.7783 | 1752579.6869
WeekDay | Monday | 12 | 15 | 592213.8117 | 907582.9426 | 230249.7301 | 208.1404 | 5007.3724 | 8025.1815 | 1743287.1787
WeekDay | Monday | 12 | 16 | 598284.5968 | 890582.1488 | 229777.3058 | 220.8399 | 5025.6642 | 8805.7602 | 1732696.3157
WeekDay | Monday | 12 | 17 | 644843.2472 | 883278.2613 | 227737.0149 | 67892.8849 | 2949.5481 | 8687.0757 | 1835388.0321
WeekDay | Monday | 12 | 18 | 794267.5597 | 927179.7327 | 226927.8658 | 68399.6368 | 1723.9994 | 8855.9728 | 2027354.7673
WeekDay | Monday | 12 | 19 | 852152.1689 | 923289.5632 | 226535.1594 | 68841.373 | 1993.8031 | 8531.3023 | 2081343.3699
WeekDay | Monday | 12 | 20 | 890311.9658 | 893091.8627 | 226957.409 | 68807.2006 | 1742.2912 | 8001.2164 | 2088911.9456
WeekDay | Monday | 12 | 21 | 911587.105 | 864530.5984 | 225229.4257 | 68543.3455 | 1906.9172 | 7944.7271 | 2079742.1189
WeekDay | Monday | 12 | 22 | 884540.8627 | 846212.9271 | 221710.8966 | 68372.1615 | 2085.2619 | 7797.2274 | 2030719.3373
WeekDay | Monday | 12 | 23 | 813413.2437 | 826311.423 | 223195.2326 | 68368.165 | 2359.6385 | 7622.0537 | 1941269.7566
WeekDay | Tuesday | 12 | 0 | 737229.3384 | 805089.5788 | 223045.5786 | 67882.6494 | 2954.1211 | 7526.4785 | 1843727.7448
WeekDay | Tuesday | 12 | 1 | 682622.7359 | 787857.5278 | 223593.5449 | 67789.6733 | 3507.4471 | 7442.8858 | 1772813.8148
WeekDay | Tuesday | 12 | 2 | 642601.638 | 768089.5393 | 226558.9041 | 67785.6431 | 3082.1635 | 7308.2246 | 1715426.1126
WeekDay | Tuesday | 12 | 3 | 636725.2564 | 760807.6409 | 230864.2544 | 67775.3045 | 2501.3997 | 7544.4523 | 1706218.3082
WeekDay | Tuesday | 12 | 4 | 626460.926 | 762754.9375 | 233792.9944 | 67775.0342 | 3873.2826 | 7902.5029 | 1702559.6776
WeekDay | Tuesday | 12 | 5 | 653315.7748 | 797270.7077 | 242573.7907 | 67775.9362 | 4746.7146 | 8619.4598 | 1774302.3838
WeekDay | Tuesday | 12 | 6 | 684069.5453 | 865900.7698 | 258564.4895 | 277.0788 | 5327.4784 | 9165.8078 | 1823305.1695
WeekDay | Tuesday | 12 | 7 | 573319.1814 | 994296.1944 | 275534.0225 | 260.0724 | 3713.2296 | 9431.136 | 1856553.8364
WeekDay | Tuesday | 12 | 8 | 493507.8278 | 1192759.1779 | 290840.3298 | 221.2382 | 3054.7258 | 9025.7258 | 1989409.0254
WeekDay | Tuesday | 12 | 9 | 477860.9636 | 1296839.1274 | 304317.4522 | 228.3629 | 2931.2563 | 8911.8915 | 2091089.0539
WeekDay | Tuesday | 12 | 10 | 483516.0226 | 1361252.7909 | 305091.9774 | 235.7829 | 2638.588 | 8010.0607 | 2160745.2225
WeekDay | Tuesday | 12 | 11 | 472729.9277 | 1365909.8121 | 307602.9094 | 254.539 | 3283.3729 | 8123.895 | 2157904.4562
WeekDay | Tuesday | 12 | 12 | 475557.7955 | 1360555.5382 | 313669.5408 | 248.9566 | 3553.1766 | 8124.7509 | 2161709.7587
WeekDay | Tuesday | 12 | 13 | 471605.8838 | 1370027.7307 | 314055.0646 | 216.1205 | 4303.1392 | 8894.7735 | 2169102.7123
WeekDay | Tuesday | 12 | 14 | 479092.5294 | 1361475.5085 | 313799.0811 | 212.6753 | 5231.4466 | 8166.1193 | 2167977.3602
WeekDay | Tuesday | 12 | 15 | 519453.1075 | 1299498.7549 | 308479.2976 | 217.9483 | 5958.5445 | 8952.9745 | 2142560.6273
WeekDay | Tuesday | 12 | 16 | 573767.8309 | 1226815.1766 | 301322.1738 | 207.3025 | 5578.9902 | 9590.6183 | 2117282.0924
WeekDay | Tuesday | 12 | 17 | 646842.8791 | 1103251.2103 | 292222.1833 | 67721.9072 | 5332.0513 | 9887.9001 | 2125258.1313
WeekDay | Tuesday | 12 | 18 | 820583.4466 | 1061817.3368 | 283006.2684 | 68276.5207 | 3484.5824 | 9902.4503 | 2247070.6052
WeekDay | Tuesday | 12 | 19 | 883237.6152 | 1039661.0139 | 277014.4879 | 68587.2497 | 2423.6597 | 9384.0617 | 2280308.088
WeekDay | Tuesday | 12 | 20 | 920072.2981 | 986879.3564 | 273590.3161 | 68630.3301 | 1874.9066 | 8915.6004 | 2259962.8076
WeekDay | Tuesday | 12 | 21 | 933182.501 | 936328.5632 | 269848.9332 | 68374.048 | 2158.429 | 8428.8799 | 2218321.3543
WeekDay | Tuesday | 12 | 22 | 901590.4454 | 882896.9678 | 267423.2132 | 68368.6578 | 1865.7607 | 8051.429 | 2130196.4739
WeekDay | Tuesday | 12 | 23 | 815807.0153 | 850526.9389 | 266653.0881 | 68354.0274 | 1961.7925 | 7905.0705 | 2011207.9327
WeekDay | Wednesday | 12 | 0 | 735966.7936 | 834771.4424 | 263687.257 | 68322.3233 | 2780.3492 | 7736.4587 | 1913264.6242
WeekDay | Wednesday | 12 | 1 | 681387.7354 | 809463.6867 | 260274.6621 | 68208.5863 | 3205.6329 | 7605.7917 | 1830146.0951
WeekDay | Wednesday | 12 | 2 | 642591.7973 | 789321.5825 | 260158.0671 | 67791.0322 | 3123.3199 | 7541.0288 | 1770526.8279
WeekDay | Wednesday | 12 | 3 | 626858.421 | 772469.9381 | 258566.2009 | 67789.4388 | 4047.0544 | 7584.6795 | 1737315.7328
WeekDay | Wednesday | 12 | 4 | 620556.8583 | 776030.1861 | 261458.9912 | 67802.4552 | 4092.7838 | 7921.9032 | 1737863.1778
WeekDay | Wednesday | 12 | 5 | 646631.706 | 814288.8193 | 267605.9339 | 67799.6125 | 4390.0251 | 8590.3593 | 1809306.456
WeekDay | Wednesday | 12 | 6 | 676473.8867 | 886372.548 | 279768.2446 | 292.1043 | 3978.4603 | 9227.1471 | 1856112.391
WeekDay | Wednesday | 12 | 7 | 566164.8731 | 993857.2529 | 293050.3784 | 254.6247 | 3265.0812 | 9381.7793 | 1865973.9895
WeekDay | Wednesday | 12 | 8 | 485277.2458 | 1175924.4411 | 302892.412 | 197.4968 | 3457.1448 | 8961.5335 | 1976710.274
WeekDay | Wednesday | 12 | 9 | 468611.1046 | 1279234.8164 | 312041.276 | 203.9203 | 2954.1211 | 8180.099 | 2071225.3373
WeekDay | Wednesday | 12 | 10 | 471285.994 | 1335808.0678 | 317127.4294 | 212.9749 | 3146.1847 | 7303.9451 | 2134884.5959
WeekDay | Wednesday | 12 | 11 | 455734.3592 | 1357337.5606 | 317525.1644 | 224.8212 | 3228.4976 | 7095.962 | 2141146.365
WeekDay | Wednesday | 12 | 12 | 460767.5035 | 1366744.9219 | 323563.9548 | 245.9826 | 3196.487 | 7252.0207 | 2161770.8704
WeekDay | Wednesday | 12 | 13 | 461242.5133 | 1369550.1844 | 324798.3962 | 268.5789 | 3905.2932 | 7669.6987 | 2167434.6646
WeekDay | Wednesday | 12 | 14 | 465697.3437 | 1358781.2829 | 322139.8722 | 251.7245 | 3882.4285 | 8728.4441 | 2159481.0958
WeekDay | Wednesday | 12 | 15 | 504448.8095 | 1302352.6829 | 316609.0385 | 201.7267 | 4376.3063 | 9434.8449 | 2137423.4088
WeekDay | Wednesday | 12 | 16 | 553041.6054 | 1228789.7042 | 308962.3036 | 189.2574 | 4028.7626 | 10009.1522 | 2105020.7854
WeekDay | Wednesday | 12 | 17 | 621008.422 | 1121796.4901 | 299448.7336 | 67702.185 | 3169.0494 | 10262.2126 | 2123387.0927
WeekDay | Wednesday | 12 | 18 | 779605.6104 | 1095258.4464 | 290421.049 | 67712.4217 | 2501.3997 | 10146.6664 | 2245645.5936
WeekDay | Wednesday | 12 | 19 | 845536.2405 | 1046173.8624 | 285328.1058 | 68304.6711 | 2940.4022 | 9614.0128 | 2257897.2948
WeekDay | Wednesday | 12 | 20 | 881705.4856 | 993084.0426 | 284100.617 | 68366.2568 | 2533.4103 | 8873.3761 | 2238663.1883
WeekDay | Wednesday | 12 | 21 | 895438.1698 | 941195.005 | 280011.0133 | 67894.9516 | 2012.0948 | 8611.7567 | 2195162.9913
WeekDay | Wednesday | 12 | 22 | 867419.1128 | 888234.169 | 273799.0559 | 67821.8137 | 1810.8854 | 8148.1455 | 2107233.1822
WeekDay | Wednesday | 12 | 23 | 788550.8146 | 850867.0763 | 269987.3813 | 67821.4631 | 2286.4714 | 7828.6104 | 1987341.817
WeekDay | Thursday | 12 | 0 | 707283.0029 | 817964.8164 | 269011.2893 | 67806.2346 | 2876.381 | 7758.1415 | 1872699.8657
WeekDay | Thursday | 12 | 1 | 650793.5336 | 791497.944 | 268431.1395 | 67781.7595 | 3512.0201 | 7664.5633 | 1789680.96
WeekDay | Thursday | 12 | 2 | 611353.4606 | 767635.6721 | 268275.6662 | 67779.5995 | 3196.487 | 7691.0961 | 1725931.9816
WeekDay | Thursday | 12 | 3 | 621404.0644 | 766006.1675 | 267397.2706 | 67775.3262 | 3484.5824 | 7917.6237 | 1733985.0348
WeekDay | Thursday | 12 | 4 | 613453.4749 | 772056.975 | 268727.993 | 67782.3999 | 4111.0756 | 8164.1222 | 1734296.0406
WeekDay | Thursday | 12 | 5 | 645948.046 | 803527.7249 | 274526.6703 | 67783.1814 | 4170.5239 | 8761.8241 | 1804717.9705
WeekDay | Thursday | 12 | 6 | 683072.3494 | 853130.8408 | 276682.1007 | 278.6755 | 4760.4335 | 9487.6253 | 1827412.0251
WeekDay | Thursday | 12 | 7 | 576763.0941 | 963569.3562 | 286764.4739 | 235.1881 | 4234.5451 | 9715.294 | 1841281.9514
WeekDay | Thursday | 12 | 8 | 494474.5019 | 1158420.8101 | 296079.1516 | 188.2088 | 2931.2563 | 9299.8984 | 1961393.8272
WeekDay | Thursday | 12 | 9 | 477885.7651 | 1271154.4769 | 305159.5195 | 225.8795 | 2505.9727 | 9484.487 | 2066416.1006
WeekDay | Thursday | 12 | 10 | 480999.923 | 1325970.3255 | 309898.868 | 270.4588 | 2848.9434 | 10047.9529 | 2130036.4716
WeekDay | Thursday | 12 | 11 | 464337.6646 | 1347223.6904 | 311235.6756 | 275.2054 | 3319.9565 | 8478.2367 | 2134870.4292
WeekDay | Thursday | 12 | 12 | 467937.5973 | 1349323.1554 | 316266.5304 | 261.7179 | 4047.0544 | 9453.6747 | 2147289.7301
WeekDay | Thursday | 12 | 13 | 462896.9362 | 1365398.1426 | 316454.7362 | 271.6995 | 5194.863 | 10118.7071 | 2160335.0846
WeekDay | Thursday | 12 | 14 | 467159.1152 | 1352170.1996 | 319158.1146 | 284.3045 | 6219.2022 | 9582.0593 | 2154572.9953
WeekDay | Thursday | 12 | 15 | 508100.4737 | 1300718.0766 | 316348.7308 | 282.0739 | 7078.9155 | 9800.3132 | 2142328.5837
WeekDay | Thursday | 12 | 16 | 559066.0131 | 1224218.1355 | 309944.4727 | 352.8217 | 4906.7676 | 9651.6723 | 2108139.8831
WeekDay | Thursday | 12 | 17 | 628275.5823 | 1132579.2554 | 299686.6306 | 68311.4723 | 4966.2159 | 9916.1447 | 2143735.3012
WeekDay | Thursday | 12 | 18 | 798556.7217 | 1086189.0701 | 293701.2315 | 68841.0376 | 3585.1872 | 9698.1761 | 2260571.4241
WeekDay | Thursday | 12 | 19 | 860331.7361 | 1055848.1988 | 286832.2804 | 69373.9166 | 2716.328 | 9350.3964 | 2284452.8562
WeekDay | Thursday | 12 | 20 | 893470.3987 | 1006287.6208 | 285117.0348 | 69521.2973 | 2062.3972 | 8803.7631 | 2265262.5119
WeekDay | Thursday | 12 | 21 | 914558.1463 | 955319.6702 | 280268.8551 | 69345.4699 | 2076.116 | 8295.9305 | 2229864.1879
WeekDay | Thursday | 12 | 22 | 887567.0899 | 898780.5299 | 275905.9005 | 68504.1292 | 2117.2725 | 7970.9747 | 2140845.8967
WeekDay | Thursday | 12 | 23 | 806177.0505 | 863387.2515 | 270506.4695 | 68365.2322 | 2240.742 | 7663.1368 | 2018339.8824
WeekDay | Friday | 12 | 0 | 728924.6103 | 774167.0233 | 268043.7894 | 68352.8453 | 2990.7046 | 7474.8393 | 1849953.8122
WeekDay | Friday | 12 | 1 | 678373.0577 | 758460.7154 | 264228.5055 | 68151.2402 | 3617.1978 | 7300.5215 | 1780131.2381
WeekDay | Friday | 12 | 2 | 638436.2598 | 738501.283 | 264537.7519 | 67816.8522 | 3713.2296 | 7199.8109 | 1720205.1874
WeekDay | Friday | 12 | 3 | 607360.2832 | 732352.6789 | 265532.1176 | 67821.7942 | 3077.5905 | 7458.5773 | 1683603.0418
WeekDay | Friday | 12 | 4 | 600204.9333 | 743132.509 | 265750.1018 | 67806.9033 | 3854.9908 | 7654.5778 | 1688404.016
WeekDay | Friday | 12 | 5 | 626963.6597 | 760261.4117 | 269659.5452 | 67793.2411 | 4641.537 | 8250.8532 | 1737570.2479
WeekDay | Friday | 12 | 6 | 659006.1807 | 814187.2605 | 274545.0686 | 279.6741 | 4641.537 | 9115.3098 | 1761775.0306
WeekDay | Friday | 12 | 7 | 559586.4762 | 928443.2584 | 285375.4811 | 253.0454 | 4138.5133 | 9250.5416 | 1787047.3159
WeekDay | Friday | 12 | 8 | 476987.8048 | 1119393.198 | 299431.5814 | 232.7654 | 3539.4577 | 8981.7898 | 1908566.597
WeekDay | Friday | 12 | 9 | 460666.7577 | 1209059.1501 | 310878.3493 | 235.2727 | 2752.9116 | 8092.5121 | 1991684.9535
WeekDay | Friday | 12 | 10 | 459779.8175 | 1268870.4846 | 316607.1867 | 246.4699 | 3132.4658 | 7734.1763 | 2056370.6009
WeekDay | Friday | 12 | 11 | 469697.8373 | 1308664.8229 | 319671.5665 | 258.2131 | 2432.8056 | 8866.2436 | 2109591.4889
WeekDay | Friday | 12 | 12 | 471666.7442 | 1314197.1846 | 324287.5137 | 252.8446 | 2501.3997 | 8415.4708 | 2121321.1577
WeekDay | Friday | 12 | 13 | 467282.8766 | 1314995.0305 | 326421.8152 | 263.9257 | 3059.2987 | 8301.3512 | 2120324.2979
WeekDay | Friday | 12 | 14 | 473393.7542 | 1308168.3596 | 326590.8833 | 266.4851 | 3630.9166 | 9419.4388 | 2121469.8376
WeekDay | Friday | 12 | 15 | 511179.3186 | 1262760.533 | 323336.702 | 276.8075 | 5354.916 | 9914.7182 | 2112822.9953
WeekDay | Friday | 12 | 16 | 558381.2842 | 1190794.3445 | 314412.5449 | 589.8181 | 5464.6667 | 10204.2969 | 2079846.9553
WeekDay | Friday | 12 | 17 | 631257.8873 | 1084184.3646 | 304185.8553 | 68339.8018 | 4161.378 | 10318.9872 | 2102448.2742
WeekDay | Friday | 12 | 18 | 794471.0665 | 1049415.3411 | 295694.0805 | 68779.4703 | 2908.3916 | 10185.4671 | 2221453.8171
WeekDay | Friday | 12 | 19 | 854150.4922 | 1035548.6151 | 291849.5163 | 69094.6138 | 2972.4128 | 9643.3986 | 2263259.0488
WeekDay | Friday | 12 | 20 | 883756.3414 | 983643.2287 | 284403.048 | 69129.3852 | 2222.4502 | 8832.5783 | 2231987.0318
WeekDay | Friday | 12 | 21 | 905193.9916 | 931989.8724 | 280415.9324 | 68907.9115 | 2089.8349 | 8493.6428 | 2197091.1856
WeekDay | Friday | 12 | 22 | 885623.4063 | 877751.4312 | 277543.3563 | 68913.6631 | 1888.6254 | 7908.7794 | 2119629.2617
WeekDay | Friday | 12 | 23 | 811524.0985 | 835698.2416 | 273972.9339 | 68727.4634 | 2693.4633 | 7472.5569 | 2000088.7577
Saturday | Saturday | 12 | 0 | 734896.0159 | 809948.9941 | 266500.7387 | 67860.0433 | 3480.0095 | 7364.1432 | 1890049.9447
Saturday | Saturday | 12 | 1 | 679588.8985 | 792682.7427 | 267087.9635 | 67844.4013 | 4065.3462 | 7207.514 | 1818476.8662
Saturday | Saturday | 12 | 2 | 646218.3279 | 769240.487 | 266147.8853 | 67841.5412 | 3818.4073 | 7048.8876 | 1760315.5364
Saturday | Saturday | 12 | 3 | 626158.5494 | 758957.9947 | 266097.0097 | 67843.5341 | 3251.3623 | 7139.0422 | 1729447.4925
Saturday | Saturday | 12 | 4 | 616507.4799 | 757282.3357 | 269471.5089 | 67825.1991 | 2716.328 | 7327.3396 | 1721130.1914
Saturday | Saturday | 12 | 5 | 642107.3731 | 784685.7331 | 273779.0215 | 67824.8757 | 3658.3543 | 8116.7626 | 1780172.1202
Saturday | Saturday | 12 | 6 | 669646.8486 | 833234.6479 | 280491.4899 | 302.1998 | 6155.181 | 8826.8723 | 1798657.2396
Saturday | Saturday | 12 | 7 | 585289.2024 | 954498.5384 | 288809.0979 | 260.029 | 4979.9347 | 9336.702 | 1843173.5045
Saturday | Saturday | 12 | 8 | 512085.9446 | 1156322.567 | 301491.6534 | 215.3248 | 3905.2932 | 9086.7799 | 1983107.5629
Saturday | Saturday | 12 | 9 | 488572.8991 | 1251216.5591 | 311578.1546 | 233.2701 | 3274.2271 | 8712.7526 | 2063587.8626
Saturday | Saturday | 12 | 10 | 488408.3598 | 1309787.3422 | 315559.9653 | 237.3654 | 3713.2296 | 7668.8428 | 2125375.1051
Saturday | Saturday | 12 | 11 | 486906.1663 | 1337552.0045 | 315225.4617 | 230.5359 | 3246.7894 | 7143.0364 | 2150303.9942
Saturday | Saturday | 12 | 12 | 489804.2563 | 1338284.5815 | 322995.1209 | 246.1313 | 4408.3169 | 7299.6656 | 2163038.0724
Saturday | Saturday | 12 | 13 | 482274.8645 | 1341717.761 | 322234.9925 | 269.7294 | 4737.5688 | 8025.7521 | 2159260.6683
Saturday | Saturday | 12 | 14 | 490938.7534 | 1325373.7025 | 318626.1984 | 281.2425 | 5117.123 | 8417.7532 | 2148754.7731
Saturday | Saturday | 12 | 15 | 521856.6315 | 1281465.1872 | 315882.347 | 272.5504 | 6173.4728 | 8965.5277 | 2134615.7167
Saturday | Saturday | 12 | 16 | 567275.2202 | 1199794.8142 | 308627.4837 | 262.7892 | 5254.3113 | 9596.039 | 2090810.6577
Saturday | Saturday | 12 | 17 | 633729.1209 | 1101195.0619 | 298455.7517 | 67768.6715 | 4609.5264 | 9916.43 | 2115674.5623
Saturday | Saturday | 12 | 18 | 780914.3433 | 1065218.2312 | 286897.4637 | 68357.6994 | 3105.0282 | 9753.2388 | 2214246.0045
Saturday | Saturday | 12 | 19 | 808200.8749 | 1035592.4536 | 282335.0492 | 68869.4865 | 3347.3941 | 9271.0832 | 2207616.3415
Saturday | Saturday | 12 | 20 | 815928.1028 | 992296.7943 | 277437.4834 | 68907.715 | 2643.161 | 8716.1762 | 2165929.4326
Saturday | Saturday | 12 | 21 | 825895.5432 | 948383.2797 | 272068.4526 | 68865.237 | 2382.5032 | 8465.1129 | 2126060.1286
Saturday | Saturday | 12 | 22 | 832353.38 | 902383.9821 | 261201.4129 | 68852.326 | 2327.6279 | 7859.708 | 2074978.4367
Saturday | Saturday | 12 | 23 | 792815.3446 | 871071.162 | 257593.8623 | 68681.8605 | 2428.2326 | 7566.991 | 2000157.453
Sunday | Sunday | 12 | 0 | 736738.7633 | 833534.4483 | 253679.821 | 68380.0308 | 2666.0257 | 7225.4878 | 1902224.5769
Sunday | Sunday | 12 | 1 | 688946.9345 | 805113.0871 | 251077.0052 | 67947.8995 | 3274.2271 | 7151.5953 | 1823510.7488
Sunday | Sunday | 12 | 2 | 652769.8758 | 786195.1238 | 249346.9031 | 67841.4392 | 3489.1554 | 7045.7493 | 1766688.2466
Sunday | Sunday | 12 | 3 | 629258.3184 | 761008.3833 | 247438.205 | 67817.8009 | 3420.5612 | 7038.0462 | 1715981.315
Sunday | Sunday | 12 | 4 | 607324.8212 | 755665.5778 | 246360.9326 | 67807.9062 | 3800.1155 | 6960.7302 | 1687920.0834
Sunday | Sunday | 12 | 5 | 598576.7234 | 770970.1749 | 244594.9372 | 67799.1045 | 3983.0332 | 7390.3908 | 1693314.3639
Sunday | Sunday | 12 | 6 | 599710.2988 | 781330.6786 | 260148.2664 | 274.4499 | 4650.6829 | 7892.2321 | 1654006.6087
Sunday | Sunday | 12 | 7 | 615760.8135 | 804562.3427 | 263910.9024 | 238.9838 | 3050.1529 | 7695.9462 | 1695219.1415
Sunday | Sunday | 12 | 8 | 617189.1231 | 886095.6447 | 269197.8342 | 179.1195 | 2551.7021 | 7085.6912 | 1782299.1149
Sunday | Sunday | 12 | 9 | 600862.5022 | 972198.0818 | 269207.9172 | 191.5791 | 2634.0151 | 7084.2647 | 1852178.3601
Sunday | Sunday | 12 | 10 | 591603.2631 | 1018575.2543 | 269977.5911 | 213.6186 | 2377.9303 | 6814.0864 | 1889561.7437
Sunday | Sunday | 12 | 11 | 595219.0463 | 1045538.7273 | 266558.6101 | 215.1251 | 2309.3361 | 6096.5588 | 1915937.4038
Sunday | Sunday | 12 | 12 | 597258.0738 | 1048993.4989 | 269842.046 | 213.6023 | 2839.7975 | 5589.2968 | 1924736.3153
Sunday | Sunday | 12 | 13 | 597948.5963 | 1032027.6993 | 270363.0056 | 242.2704 | 4371.7333 | 7272.8475 | 1912226.1525
Sunday | Sunday | 12 | 14 | 595004.7139 | 1007748.9476 | 267911.0076 | 266.1682 | 4604.9534 | 6727.6407 | 1882263.4315
Sunday | Sunday | 12 | 15 | 603581.516 | 1004379.3634 | 256765.8703 | 279.2106 | 4975.3618 | 7723.6202 | 1877704.9424
Sunday | Sunday | 12 | 16 | 618299.3001 | 986165.7733 | 254184.3774 | 398.4235 | 5729.8974 | 9004.899 | 1873782.6707
Sunday | Sunday | 12 | 17 | 670063.8956 | 952743.0019 | 253196.1326 | 68311.4365 | 4641.537 | 9770.0715 | 1958726.0751
Sunday | Sunday | 12 | 18 | 790828.8833 | 973941.4881 | 250082.5172 | 68330.5649 | 3159.9035 | 9690.7583 | 2096034.1154
Sunday | Sunday | 12 | 19 | 803424.7436 | 966439.8631 | 252776.5671 | 68419.0278 | 1554.8006 | 9020.0199 | 2101635.0221
Sunday | Sunday | 12 | 20 | 800309.8293 | 937736.7328 | 247392.7152 | 68443.643 | 1614.2488 | 8297.0717 | 2063794.2408
Sunday | Sunday | 12 | 21 | 803462.8593 | 909077.4545 | 236001.8364 | 68438.6284 | 1303.2887 | 8002.0723 | 2026286.1395
Sunday | Sunday | 12 | 22 | 795033.317 | 872065.4944 | 230686.0936 | 68100.614 | 1536.5088 | 7513.9253 | 1974935.9532
Sunday | Sunday | 12 | 23 | 768194.0905 | 849791.6242 | 229061.6805 | 67873.9606 | 1733.1453 | 7246.8853 | 1923901.3864
WeekDay | Monday | 12 | 0 | 727529.7899 | 820926.3338 | 225863.4217 | 67866.7241 | 2702.6092 | 7051.17 | 1851940.0486
WeekDay | Monday | 12 | 1 | 682075.2596 | 786032.503 | 225681.7534 | 67846.9607 | 3091.3093 | 7070.8557 | 1771798.6417
WeekDay | Monday | 12 | 2 | 647199.638 | 755781.2956 | 225676.6658 | 67833.4245 | 2844.3704 | 7178.1282 | 1706513.5224
WeekDay | Monday | 12 | 3 | 608330.1803 | 751809.3426 | 224386.8015 | 67809.4909 | 2739.1928 | 7262.5767 | 1662337.5848
WeekDay | Monday | 12 | 4 | 585026.7006 | 753455.1863 | 222500.888 | 67805.0939 | 1815.4583 | 7221.4936 | 1637824.8208
WeekDay | Monday | 12 | 5 | 574239.5058 | 749496.5056 | 224356.422 | 67777.6772 | 2688.8904 | 7578.6882 | 1626137.6892
WeekDay | Monday | 12 | 6 | 577388.1961 | 749955.3895 | 224524.2227 | 264.5096 | 3827.5531 | 7641.4541 | 1563601.3252
WeekDay | Monday | 12 | 7 | 598563.9271 | 741398.3125 | 224262.4344 | 228.1567 | 3041.007 | 7623.1949 | 1575117.0326
WeekDay | Monday | 12 | 8 | 637480.0259 | 773287.0493 | 231348.1687 | 175.8774 | 2483.108 | 6903.0997 | 1651677.3289
WeekDay | Monday | 12 | 9 | 648515.5254 | 817338.5096 | 231853.9389 | 165.4291 | 2071.5431 | 7577.2618 | 1707522.2078
WeekDay | Monday | 12 | 10 | 640615.4755 | 852567.7686 | 234206.5336 | 177.3123 | 2236.169 | 6833.4867 | 1736636.7458
WeekDay | Monday | 12 | 11 | 623051.5885 | 891067.028 | 233086.3034 | 186.3495 | 2794.0681 | 6649.754 | 1756835.0915
WeekDay | Monday | 12 | 12 | 614170.9963 | 914011.2039 | 235520.5942 | 162.8914 | 3800.1155 | 7102.5239 | 1774768.3252
WeekDay | Monday | 12 | 13 | 606446.143 | 912359.6322 | 237189.6395 | 157.0203 | 4197.9615 | 7264.0032 | 1767614.3997
WeekDay | Monday | 12 | 14 | 594743.1533 | 920419.8439 | 235549.5922 | 159.7882 | 4627.8181 | 8038.02 | 1763538.2157
WeekDay | Monday | 12 | 15 | 592213.8117 | 913004.1506 | 234045.797 | 156.5059 | 5007.3724 | 7990.375 | 1752418.0126
WeekDay | Monday | 12 | 16 | 598284.5968 | 896112.5823 | 232443.5654 | 158.8113 | 5025.6642 | 9178.6462 | 1741203.8661
WeekDay | Monday | 12 | 17 | 644843.2472 | 888343.4317 | 230422.6776 | 67676.5257 | 2949.5481 | 8898.7677 | 1843134.1979
WeekDay | Monday | 12 | 18 | 794267.5597 | 933026.6744 | 226438.3871 | 67907.4209 | 1723.9994 | 8875.6585 | 2032239.7001
WeekDay | Monday | 12 | 19 | 802959.5856 | 917284.8937 | 228993.988 | 68340.7559 | 1710.2806 | 8573.8119 | 2027863.3157
WeekDay | Monday | 12 | 20 | 840861.8685 | 894933.0911 | 230111.4261 | 68370.5258 | 1371.8828 | 8151.8544 | 2043800.6486
WeekDay | Monday | 12 | 21 | 850349.1191 | 868885.7515 | 230836.6478 | 68353.2556 | 1129.5169 | 7989.2338 | 2027543.5247
WeekDay | Monday | 12 | 22 | 816730.826 | 955341.7893 | 232239.389 | 68345.6034 | 1326.1534 | 7914.4854 | 2081898.2465
WeekDay | Monday | 12 | 23 | 749536.8839 | 931646.8227 | 234443.5116 | 67912.1457 | 1678.27 | 7719.3408 | 1992936.9746
WeekDay | Tuesday | 12 | 0 | 675696.5236 | 805292.3818 | 234802.8746 | 67801.6021 | 2821.5057 | 7727.8997 | 1794142.7874
WeekDay | Tuesday | 12 | 1 | 619326.63 | 787401.8782 | 234034.6634 | 67794.1713 | 2908.3916 | 7533.3257 | 1718999.0602
WeekDay | Tuesday | 12 | 2 | 582820.8899 | 765831.9369 | 235004.2855 | 67783.1314 | 3205.6329 | 7468.8481 | 1662114.7248
WeekDay | Tuesday | 12 | 3 | 573816.9168 | 761778.751 | 238868.3473 | 67783.0761 | 3379.4047 | 7423.2002 | 1653049.6961
WeekDay | Tuesday | 12 | 4 | 566350.7485 | 765306.9304 | 238734.5499 | 67768.5314 | 3722.3755 | 7883.6731 | 1649766.8089
WeekDay | Tuesday | 12 | 5 | 595652.3888 | 800243.7208 | 243454.9002 | 67769.1382 | 4568.3699 | 8459.6922 | 1720148.2101
WeekDay | Tuesday | 12 | 6 | 636443.0697 | 867364.9574 | 256718.3323 | 262.0631 | 5130.8418 | 9163.5254 | 1775082.7897
WeekDay | Tuesday | 12 | 7 | 553121.0493 | 996112.0756 | 274438.0176 | 244.4283 | 4234.5451 | 9560.3766 | 1837710.4923
WeekDay | Tuesday | 12 | 8 | 485857.6236 | 1176779.8143 | 289182.7696 | 221.9882 | 3411.4153 | 9712.1558 | 1965165.7668
WeekDay | Tuesday | 12 | 9 | 467972.2929 | 1280344.7443 | 302674.1947 | 227.7095 | 2446.5244 | 8126.4627 | 2061791.9286
WeekDay | Tuesday | 12 | 10 | 469667.1137 | 1336447.1266 | 308619.0531 | 232.7459 | 2341.3467 | 8579.8032 | 2125887.1892
WeekDay | Tuesday | 12 | 11 | 481748.6025 | 1371267.9883 | 312823.5672 | 255.5343 | 2629.4421 | 8570.6736 | 2177295.808
WeekDay | Tuesday | 12 | 12 | 491323.4133 | 1373100.7307 | 317246.4343 | 260.829 | 3498.3013 | 8733.0089 | 2194162.7174
WeekDay | Tuesday | 12 | 13 | 484145.504 | 1378710.5599 | 318338.2927 | 235.6255 | 5194.863 | 9233.4237 | 2195858.2689
WeekDay | Tuesday | 12 | 14 | 489044.7276 | 1369683.8229 | 314552.518 | 231.0493 | 5286.3219 | 7708.4994 | 2186506.939
WeekDay | Tuesday | 12 | 15 | 518733.7949 | 1302988.6144 | 311150.2479 | 221.7212 | 5135.4148 | 9577.4945 | 2147807.2878
WeekDay | Tuesday | 12 | 16 | 563663.0445 | 1224440.3917 | 304542.3179 | 205.0861 | 5208.5819 | 9338.6991 | 2107398.1211
WeekDay | Tuesday | 12 | 17 | 629224.667 | 1111392.7967 | 296414.9765 | 67712.5269 | 4330.5769 | 9992.3196 | 2119067.8635
WeekDay | Tuesday | 12 | 18 | 812377.0446 | 1068793.1772 | 290249.7104 | 68123.8605 | 2666.0257 | 9839.3992 | 2252049.2175
WeekDay | Tuesday | 12 | 19 | 886699.2324 | 1047857.0621 | 280713.351 | 68687.8119 | 2816.9328 | 9269.6567 | 2296044.0469
WeekDay | Tuesday | 12 | 20 | 911229.0997 | 1000819.2472 | 275711.3129 | 68465.5772 | 1820.0312 | 8600.63 | 2266645.8983
WeekDay | Tuesday | 12 | 21 | 922525.0731 | 947949.912 | 273800.9523 | 68468.6349 | 1600.53 | 8134.7364 | 2222479.8386
WeekDay | Tuesday | 12 | 22 | 882770.691 | 896623.1423 | 266802.2368 | 67905.8829 | 1742.2912 | 7804.0746 | 2123648.3188
WeekDay | Tuesday | 12 | 23 | 797575.5459 | 865299.4659 | 260296.8107 | 67791.2395 | 2464.8162 | 7536.464 | 2000964.3422
WeekDay | Wednesday | 12 | 0 | 722969.5992 | 850316.8846 | 251416.6036 | 67795.3707 | 3201.06 | 7381.2612 | 1903080.7792
WeekDay | Wednesday | 12 | 1 | 670515.1871 | 827370.2082 | 249203.6359 | 67778.3165 | 3973.8873 | 7214.3612 | 1826055.5962
WeekDay | Wednesday | 12 | 2 | 633897.1629 | 800965.1664 | 250189.6041 | 67774.5696 | 3342.8212 | 7186.1165 | 1763355.4408
WeekDay | Wednesday | 12 | 3 | 605303.4759 | 778261.43 | 249412.2596 | 67767.9171 | 2281.8985 | 7248.0265 | 1710275.0075
WeekDay | Wednesday | 12 | 4 | 599376.0554 | 781292.0643 | 252174.2027 | 67773.0533 | 3219.3517 | 7487.3925 | 1711322.12
WeekDay | Wednesday | 12 | 5 | 621909.3077 | 821212.725 | 257435.2621 | 67769.885 | 4412.8898 | 8341.293 | 1781081.3626
WeekDay | Wednesday | 12 | 6 | 652433.4208 | 888843.2789 | 267539.1342 | 269.4646 | 5185.7172 | 8984.9281 | 1823255.9437
WeekDay | Wednesday | 12 | 7 | 569769.9152 | 996235.34 | 277691.1255 | 290.3014 | 4371.7333 | 9428.8536 | 1857787.2692
WeekDay | Wednesday | 12 | 8 | 493233.6639 | 1173298.8112 | 286866.4879 | 216.2637 | 3205.6329 | 9574.9268 | 1966395.7866
WeekDay | Wednesday | 12 | 9 | 472740.9837 | 1270440.276 | 298809.6225 | 253.8779 | 2400.795 | 9566.3679 | 2054211.923
WeekDay | Wednesday | 12 | 10 | 470001.6159 | 1329084.7791 | 306448.8786 | 291.9947 | 2624.8692 | 7451.1595 | 2115903.297
WeekDay | Wednesday | 12 | 11 | 467254.9852 | 1349325.4985 | 308360.7751 | 299.2746 | 3050.1529 | 7916.7678 | 2136207.454
WeekDay | Wednesday | 12 | 12 | 472197.6486 | 1348158.0898 | 314100.2349 | 305.7101 | 4033.3356 | 8038.8759 | 2146833.8948
WeekDay | Wednesday | 12 | 13 | 470378.0976 | 1347700.7894 | 313532.8057 | 298.1664 | 4787.8711 | 8055.7085 | 2144753.4388
WeekDay | Wednesday | 12 | 14 | 477771.8188 | 1340893.052 | 310414.4893 | 270.2493 | 5428.0831 | 8865.9583 | 2143643.6509
WeekDay | Wednesday | 12 | 15 | 512443.7519 | 1292948.5755 | 304577.2171 | 259.7425 | 6168.8999 | 9848.8141 | 2126247.0009
WeekDay | Wednesday | 12 | 16 | 556800.8812 | 1214981.7661 | 298420.403 | 252.9108 | 6132.3163 | 10124.1278 | 2086712.4052
WeekDay | Wednesday | 12 | 17 | 621748.0226 | 1112477.1135 | 288569.5046 | 67740.9161 | 5583.5632 | 10018.2818 | 2106137.4018
WeekDay | Wednesday | 12 | 18 | 788076.8874 | 1077321.662 | 283126.1462 | 68019.5482 | 3672.0731 | 9753.8094 | 2229970.1263
WeekDay | Wednesday | 12 | 19 | 860351.3665 | 1042645.5581 | 273150.1976 | 68810.6903 | 3159.9035 | 9334.1343 | 2257451.8503
WeekDay | Wednesday | 12 | 20 | 880860.9241 | 993158.0434 | 272288.1844 | 68837.5458 | 2300.1902 | 8528.4493 | 2225973.3373
WeekDay | Wednesday | 12 | 21 | 889040.7331 | 940921.2045 | 269885.1315 | 68839.2662 | 1911.4901 | 8069.6882 | 2178667.5136
WeekDay | Wednesday | 12 | 22 | 870038.5716 | 896253.5068 | 266239.1121 | 68383.3262 | 1609.6759 | 7524.4814 | 2110048.674
WeekDay | Wednesday | 12 | 23 | 795859.3512 | 856354.286 | 263676.988 | 68015.2706 | 2103.5537 | 7335.6133 | 1993345.0628
WeekDay | Thursday | 12 | 0 | 717009.8766 | 820926.0538 | 260347.5523 | 67827.9192 | 2455.6703 | 7217.7847 | 1875784.8569
WeekDay | Thursday | 12 | 1 | 658903.6861 | 795709.1797 | 261603.8004 | 67801.6368 | 3196.487 | 7086.8324 | 1794301.6224
WeekDay | Thursday | 12 | 2 | 620281.6626 | 773335.8777 | 260176.4836 | 67815.4423 | 3118.747 | 7069.7145 | 1731797.9276
WeekDay | Thursday | 12 | 3 | 580844.298 | 756906.5904 | 259390.7653 | 67817.9311 | 3214.7788 | 7193.8196 | 1675368.1834
WeekDay | Thursday | 12 | 4 | 576472.231 | 765219.4854 | 259894.1727 | 67814.8377 | 3649.2084 | 7483.6836 | 1680533.6188
WeekDay | Thursday | 12 | 5 | 588725.0666 | 794419.6274 | 266033.8406 | 67805.2806 | 4678.1205 | 8169.5429 | 1729831.4786
WeekDay | Thursday | 12 | 6 | 617312.9096 | 838559.1812 | 273827.9744 | 282.6666 | 4966.2159 | 9100.4742 | 1744049.422
WeekDay | Thursday | 12 | 7 | 552074.8638 | 948811.2332 | 285204.5803 | 249.8684 | 3854.9908 | 9735.8356 | 1799931.372
WeekDay | Thursday | 12 | 8 | 487053.5751 | 1131860.4657 | 296224.9599 | 194.3469 | 3457.1448 | 9700.4585 | 1928490.9509
WeekDay | Thursday | 12 | 9 | 464753.6936 | 1241046.5802 | 305437.1211 | 211.8027 | 2528.8374 | 8527.0228 | 2022505.0577
WeekDay | Thursday | 12 | 10 | 460903.3601 | 1293597.5822 | 309642.8311 | 233.7043 | 2560.848 | 7042.3257 | 2073980.6515
WeekDay | Thursday | 12 | 11 | 474430.0524 | 1333657.5009 | 312740.1209 | 249.101 | 4193.3886 | 8163.5516 | 2133433.7153
WeekDay | Thursday | 12 | 12 | 477614.7543 | 1322427.8423 | 316531.788 | 244.7702 | 5117.123 | 7404.3704 | 2129340.6482
WeekDay | Thursday | 12 | 13 | 471875.8336 | 1329706.4305 | 317156.17 | 245.4616 | 5350.3431 | 8449.992 | 2132784.2308
WeekDay | Thursday | 12 | 14 | 472284.2028 | 1311705.2344 | 314720.7744 | 237.0203 | 5231.4466 | 9285.9187 | 2113464.5972
WeekDay | Thursday | 12 | 15 | 501792.9405 | 1258578.8873 | 311071.7674 | 239.5135 | 5857.9398 | 8714.4644 | 2086255.5128
WeekDay | Thursday | 12 | 16 | 543374.8861 | 1181962.8904 | 302775.0179 | 224.3252 | 5835.075 | 9640.5456 | 2043812.7403
WeekDay | Thursday | 12 | 17 | 608065.3545 | 1095422.5344 | 293150.2163 | 67915.1513 | 4339.7227 | 9785.1923 | 2078678.1716
WeekDay | Thursday | 12 | 18 | 763448.1112 | 1065685.9402 | 288804.7359 | 68248.9933 | 3105.0282 | 9652.5282 | 2198945.3369
WeekDay | Thursday | 12 | 19 | 860331.7361 | 1049834.4788 | 278817.6183 | 68842.2598 | 2716.328 | 9308.7427 | 2269851.1637
WeekDay | Thursday | 12 | 20 | 893470.3987 | 1001079.289 | 274857.645 | 68853.5286 | 2062.3972 | 8812.8926 | 2249136.1512
WeekDay | Thursday | 12 | 21 | 914558.1463 | 949641.5515 | 272536.5697 | 68844.0181 | 2076.116 | 8304.2041 | 2215960.6058
WeekDay | Thursday | 12 | 22 | 887567.0899 | 893126.3157 | 270716.2663 | 68546.2165 | 2117.2725 | 7816.0572 | 2129889.2181
WeekDay | Thursday | 12 | 23 | 806177.0505 | 859040.7448 | 265266.4118 | 67998.1383 | 2240.742 | 7355.0137 | 2008078.1011
WeekDay | Friday | 12 | 0 | 728924.6103 | 770489.2944 | 261131.4888 | 67819.7319 | 2990.7046 | 7152.4512 | 1838508.2813
WeekDay | Friday | 12 | 1 | 678373.0577 | 756464.7962 | 258757.5355 | 67808.4218 | 3617.1978 | 7047.4611 | 1772068.4701
WeekDay | Friday | 12 | 2 | 638436.2598 | 734863.3305 | 256643.1135 | 67808.996 | 3713.2296 | 7050.0288 | 1708514.9582
WeekDay | Friday | 12 | 3 | 549997.3538 | 728117.2349 | 256602.3677 | 67789.0351 | 2926.6834 | 7299.9509 | 1612732.6258
WeekDay | Friday | 12 | 4 | 541469.0803 | 728931.0226 | 259282.4207 | 67776.2531 | 4220.8262 | 7616.9183 | 1609296.5212
WeekDay | Friday | 12 | 5 | 560050.7384 | 757518.5198 | 264970.991 | 67775.0255 | 4664.4017 | 8241.153 | 1663220.8295
WeekDay | Friday | 12 | 6 | 592036.3392 | 804928.9184 | 274097.6561 | 264.8917 | 5199.436 | 9026.867 | 1685554.1084
WeekDay | Friday | 12 | 7 | 549847.68 | 912946.9994 | 282751.8545 | 231.4499 | 3740.6672 | 9369.5114 | 1758888.1625
WeekDay | Friday | 12 | 8 | 499123.7093 | 1087233.2538 | 293997.6478 | 201.9275 | 3223.9247 | 8981.7898 | 1892762.2529
WeekDay | Friday | 12 | 9 | 476218.8325 | 1183331.1357 | 305976.4888 | 236.4602 | 2716.328 | 8463.6864 | 1976942.9316
WeekDay | Friday | 12 | 10 | 471239.0431 | 1249199.778 | 312983.4145 | 251.9535 | 2757.4845 | 8479.3779 | 2044911.0515
WeekDay | Friday | 12 | 11 | 488717.0161 | 1278716.733 | 315207.0415 | 256.8259 | 2473.9621 | 8171.2547 | 2093542.8334
WeekDay | Friday | 12 | 12 | 488935.0285 | 1274696.2488 | 317882.5841 | 259.5764 | 2547.1292 | 7554.7231 | 2091875.2901
WeekDay | Friday | 12 | 13 | 484864.7879 | 1278452.1338 | 319766.0936 | 287.3187 | 3484.5824 | 8469.963 | 2095324.8794
WeekDay | Friday | 12 | 14 | 489386.643 | 1271904.5866 | 320358.7108 | 291.2219 | 4330.5769 | 9405.4591 | 2095677.1982
WeekDay | Friday | 12 | 15 | 515969.3376 | 1225495.3701 | 320062.3235 | 316.2343 | 5857.9398 | 8916.7415 | 2076617.9468
WeekDay | Friday | 12 | 16 | 546532.3562 | 1165518.1739 | 311309.3544 | 579.0474 | 6292.3693 | 9302.4661 | 2039533.7674
WeekDay | Friday | 12 | 17 | 605037.998 | 1073099.0993 | 300180.2668 | 68287.7884 | 5185.7172 | 9293.9071 | 2061084.7768
WeekDay | Friday | 12 | 18 | 773379.2794 | 1037833.8157 | 294777.4584 | 68451.7587 | 2958.694 | 9427.7124 | 2186828.7187
WeekDay | Friday | 12 | 19 | 804888.4079 | 992570.8607 | 285535.041 | 68682.0559 | 1934.3548 | 8998.0518 | 2162608.7721
WeekDay | Friday | 12 | 20 | 820842.7111 | 948459.2105 | 280174.8798 | 68703.9499 | 1284.9969 | 8715.3203 | 2128181.0685
WeekDay | Friday | 12 | 21 | 821952.3006 | 909847.6605 | 276885.6859 | 68431.5319 | 996.9015 | 8213.479 | 2086327.5595
WeekDay | Friday | 12 | 22 | 801207.6825 | 861344.1175 | 272785.1875 | 68182.991 | 946.5992 | 7795.2303 | 2012261.808
WeekDay | Friday | 12 | 23 | 729459.2468 | 824109.2901 | 270278.438 | 67834.9799 | 1134.0898 | 7448.8771 | 1900264.9217
Saturday | Saturday | 12 | 0 | 648797.2734 | 799659.4972 | 266393.817 | 67791.2732 | 1509.0711 | 7415.2118 | 1791566.1438
Saturday | Saturday | 12 | 1 | 594225.6536 | 780766.825 | 264139.952 | 67789.9262 | 1513.6441 | 7227.1996 | 1715663.2005
Saturday | Saturday | 12 | 2 | 556789.4647 | 760426.757 | 262116.9072 | 67798.9254 | 1591.3841 | 7125.6331 | 1655849.0715
Saturday | Saturday | 12 | 3 | 546369.8633 | 749934.8341 | 260371.8641 | 67794.308 | 4220.8262 | 7218.9259 | 1635910.6217
Saturday | Saturday | 12 | 4 | 540925.2705 | 746786.0202 | 263437.537 | 67786.2716 | 4577.5158 | 7431.1886 | 1630943.8036
Saturday | Saturday | 12 | 5 | 558124.9951 | 773595.9344 | 269669.8177 | 67784.3363 | 4838.1735 | 7919.0502 | 1681932.3071
Saturday | Saturday | 12 | 6 | 594395.8984 | 813572.07 | 275102.62 | 266.4764 | 5153.7066 | 8849.1256 | 1697339.897
Saturday | Saturday | 12 | 7 | 569971.8407 | 922380.3959 | 285802.3073 | 234.1298 | 4005.8979 | 9192.6259 | 1791587.1974
Saturday | Saturday | 12 | 8 | 517296.0137 | 1095871.3267 | 295960.4911 | 197.1126 | 3306.2377 | 8704.7642 | 1921335.9459
Saturday | Saturday | 12 | 9 | 491503.7491 | 1200290.406 | 305015.672 | 212.4984 | 2931.2563 | 8107.9183 | 2008061.5002
Saturday | Saturday | 12 | 10 | 486788.7403 | 1246698.1839 | 312889.6197 | 221.4868 | 3146.1847 | 7479.6894 | 2057223.9048
Saturday | Saturday | 12 | 11 | 481940.1347 | 1259097.853 | 311743.1534 | 234.4652 | 3726.9484 | 8022.3285 | 2064764.8831
Saturday | Saturday | 12 | 12 | 483845.4284 | 1263869.5273 | 315062.5934 | 243.2669 | 4495.2028 | 7798.6539 | 2075314.6727
Saturday | Saturday | 12 | 13 | 476895.1909 | 1263910.8994 | 313252.8185 | 256.8379 | 4851.8923 | 6685.4164 | 2065853.0555
Saturday | Saturday | 12 | 14 | 487913.7988 | 1252353.922 | 308180.3829 | 263.9615 | 5487.5314 | 7262.2914 | 2061461.888
Saturday | Saturday | 12 | 15 | 505194.0336 | 1217732.0155 | 301421.0416 | 276.5947 | 6470.7141 | 8906.4708 | 2040000.8703
Saturday | Saturday | 12 | 16 | 540292.0263 | 1155001.3087 | 295198.6551 | 399.1725 | 6809.1119 | 8353.5609 | 2006053.8353
Saturday | Saturday | 12 | 17 | 607942.4516 | 1078818.751 | 289247.4932 | 68319.105 | 4765.0064 | 8950.6922 | 2058043.4994
Saturday | Saturday | 12 | 18 | 762894.978 | 1051339.0708 | 271653.5002 | 68338.7468 | 2734.6198 | 8479.9485 | 2165440.8641
Saturday | Saturday | 12 | 19 | 796456.4847 | 1017183.8807 | 269995.8967 | 68446.6073 | 2986.1317 | 8226.3175 | 2163295.3185
Saturday | Saturday | 12 | 20 | 796252.1124 | 972442.6838 | 266684.462 | 68463.2837 | 2268.1796 | 7972.1159 | 2114082.8375
Saturday | Saturday | 12 | 21 | 801472.7711 | 931561.3969 | 264159.8061 | 68452.7117 | 2382.5032 | 7756.715 | 2075785.9039
Saturday | Saturday | 12 | 22 | 787679.9886 | 890451.2096 | 261414.0121 | 68226.6423 | 2130.9914 | 7270.8504 | 2017173.6943
Saturday | Saturday | 12 | 23 | 746710.6507 | 853621.8417 | 256447.5372 | 67908.248 | 2670.5986 | 6987.8336 | 1934346.7098
Sunday | Sunday | 12 | 0 | 697897.3442 | 818755.8208 | 253370.394 | 67903.5492 | 3983.0332 | 6974.9951 | 1848885.1365
Sunday | Sunday | 12 | 1 | 654693.6684 | 790427.8104 | 251200.8561 | 67884.9603 | 4211.6803 | 6849.1782 | 1775268.1537
Sunday | Sunday | 12 | 2 | 620873.8675 | 774403.4086 | 248112.4853 | 67863.5948 | 3882.4285 | 6728.4966 | 1721864.2813
Sunday | Sunday | 12 | 3 | 530926.2187 | 755432.3228 | 245680.8383 | 67845.6865 | 3041.007 | 6702.8197 | 1609628.8929
Sunday | Sunday | 12 | 4 | 517477.6526 | 749976.8061 | 246089.3511 | 67838.4239 | 3617.1978 | 6700.5373 | 1591699.9688
Sunday | Sunday | 12 | 5 | 508939.9145 | 760871.0602 | 248710.2173 | 67841.2069 | 3932.7308 | 6827.2101 | 1597122.3399
Sunday | Sunday | 12 | 6 | 519159.5862 | 773984.1421 | 248984.8983 | 306.0759 | 4394.5981 | 7125.6331 | 1553954.9335
Sunday | Sunday | 12 | 7 | 542770.8797 | 798677.1129 | 249207.3764 | 251.4173 | 2835.2245 | 6953.3124 | 1600695.3232
Sunday | Sunday | 12 | 8 | 553914.5782 | 875155.3138 | 252982.1983 | 224.3197 | 3169.0494 | 5724.2434 | 1691169.7028
Sunday | Sunday | 12 | 9 | 546154.3911 | 953762.8065 | 252816.1971 | 209.4147 | 3059.2987 | 6282.8592 | 1762284.9675
Sunday | Sunday | 12 | 10 | 529571.9107 | 992070.8379 | 259993.5543 | 216.0922 | 3219.3517 | 4976.1888 | 1790047.9358
Sunday | Sunday | 12 | 11 | 511982.6314 | 1016920.8738 | 260214.0488 | 234.0712 | 3507.4471 | 6131.3653 | 1798990.4377
Sunday | Sunday | 12 | 12 | 514041.0844 | 1015640.6299 | 260869.7878 | 195.5951 | 3790.9696 | 5609.2678 | 1800147.3347
Sunday | Sunday | 12 | 13 | 512626.796 | 1002609.3363 | 258972.9405 | 187.7258 | 4513.4946 | 4481.48 | 1783391.7733
Sunday | Sunday | 12 | 14 | 502123.8823 | 981944.7949 | 254707.5094 | 184.7463 | 4609.5264 | 5420.1144 | 1748990.5738
Sunday | Sunday | 12 | 15 | 511916.9748 | 974924.6644 | 250445.0092 | 184.3795 | 5496.6773 | 6901.6732 | 1749869.3784
Sunday | Sunday | 12 | 16 | 523215.4871 | 960935.4988 | 248239.1543 | 184.882 | 5761.908 | 8316.1867 | 1746653.1169
Sunday | Sunday | 12 | 17 | 560661.8639 | 933574.2324 | 241209.9208 | 67861.8712 | 5469.2396 | 8522.1727 | 1817299.3006
Sunday | Sunday | 12 | 18 | 681251.3084 | 953542.2754 | 239439.8732 | 68310.0103 | 2894.6728 | 8555.838 | 1953993.9781
Sunday | Sunday | 12 | 19 | 803424.7436 | 959360.3681 | 235919.1667 | 68395.4644 | 1554.8006 | 8130.1716 | 2076784.715
Sunday | Sunday | 12 | 20 | 800309.8293 | 931930.3263 | 233291.8972 | 68646.5289 | 1614.2488 | 7885.3849 | 2043678.2155
Sunday | Sunday | 12 | 21 | 803462.8593 | 903089.1327 | 228249.0331 | 68653.4919 | 1303.2887 | 7724.1908 | 2012481.9966
Sunday | Sunday | 12 | 22 | 795033.317 | 866541.7925 | 226800.2531 | 68499.4988 | 1536.5088 | 7442.6005 | 1965853.9708
Sunday | Sunday | 12 | 23 | 768194.0905 | 843692.2401 | 225016.2453 | 68458.8031 | 1733.1453 | 7212.3641 | 1914306.8884
WeekDay | Monday | 12 | 0 | 727529.7899 | 814044.2875 | 224661.417 | 68353.4054 | 2702.6092 | 7163.8632 | 1844455.3722
WeekDay | Monday | 12 | 1 | 682075.2596 | 779926.7671 | 224552.8604 | 67976.3463 | 3091.3093 | 7056.3054 | 1764678.8482
WeekDay | Monday | 12 | 2 | 647199.638 | 749627.0276 | 224224.2557 | 67858.1156 | 2844.3704 | 7025.2078 | 1698778.6151
WeekDay | Monday | 12 | 3 | 608330.1803 | 746031.4666 | 223638.3892 | 67861.8864 | 2739.1928 | 6902.5291 | 1655503.6444
WeekDay | Monday | 12 | 4 | 585026.7006 | 748262.4415 | 222513.5526 | 67838.9634 | 1815.4583 | 6839.7633 | 1632296.8797
WeekDay | Monday | 12 | 5 | 574239.5058 | 746233.5503 | 222542.2883 | 67829.3368 | 2688.8904 | 6905.3821 | 1620438.9536
WeekDay | Monday | 12 | 6 | 577388.1961 | 746046.1281 | 222984.5171 | 308.987 | 3827.5531 | 7028.9167 | 1557584.2981
WeekDay | Monday | 12 | 7 | 598563.9271 | 737246.1037 | 223289.2284 | 257.5054 | 3041.007 | 6702.8197 | 1569100.5913
WeekDay | Monday | 12 | 8 | 637480.0259 | 768109.5167 | 225064.1318 | 173.5567 | 2483.108 | 5623.5328 | 1638933.8719
WeekDay | Monday | 12 | 9 | 648515.5254 | 811030.9974 | 227617.3331 | 179.6112 | 2071.5431 | 5297.7211 | 1694712.7312
WeekDay | Monday | 12 | 10 | 640615.4755 | 847129.6379 | 229524.7428 | 183.547 | 2236.169 | 4731.6874 | 1724421.2596
WeekDay | Monday | 12 | 11 | 623051.5885 | 885697.8804 | 230961.403 | 225.797 | 2794.0681 | 4131.4179 | 1746862.1548
WeekDay | Monday | 12 | 12 | 614170.9963 | 907826.0157 | 231793.5347 | 249.774 | 3800.1155 | 5911.3997 | 1763751.8358
WeekDay | Monday | 12 | 13 | 606446.143 | 907011.4687 | 230801.1168 | 266.9529 | 4197.9615 | 5923.3822 | 1754647.0252
WeekDay | Monday | 12 | 14 | 594743.1533 | 914047.7564 | 228150.4278 | 305.9717 | 4627.8181 | 5401.57 | 1747276.6972
WeekDay | Monday | 12 | 15 | 592213.8117 | 906922.0103 | 231341.1851 | 315.8566 | 5007.3724 | 6503.6808 | 1742303.917
WeekDay | Monday | 12 | 16 | 598284.5968 | 890065.1253 | 229713.941 | 526.3329 | 5025.6642 | 7386.9672 | 1731002.6274
WeekDay | Monday | 12 | 17 | 644843.2472 | 882250.1287 | 227184.9919 | 68371.3312 | 2949.5481 | 8078.8178 | 1833678.0648
WeekDay | Monday | 12 | 18 | 794267.5597 | 927644.6032 | 227082.7416 | 69086.2799 | 1723.9994 | 8345.8578 | 2028151.0417
WeekDay | Monday | 12 | 19 | 852152.1689 | 923581.4866 | 213959.1175 | 69473.4465 | 1993.8031 | 7967.8364 | 2069127.8589
WeekDay | Monday | 12 | 20 | 890311.9658 | 893882.2488 | 220815.9114 | 69094.4596 | 1742.2912 | 7702.2228 | 2083549.0996
WeekDay | Monday | 12 | 21 | 911587.105 | 865255.718 | 224830.9655 | 68205.4657 | 1906.9172 | 7634.8922 | 2079421.0636
WeekDay | Monday | 12 | 22 | 884540.8627 | 845659.2899 | 224853.945 | 67926.3344 | 2085.2619 | 7550.4436 | 2032616.1375
WeekDay | Monday | 12 | 23 | 813413.2437 | 825315.9188 | 223218.3516 | 67885.4368 | 2359.6385 | 7274.274 | 1939466.8633
WeekDay | Tuesday | 12 | 0 | 737229.3384 | 804921.5763 | 223102.9136 | 67873.5058 | 2954.1211 | 7292.8184 | 1843374.2736
WeekDay | Tuesday | 12 | 1 | 682622.7359 | 787230.6306 | 220105.3162 | 67872.3086 | 3507.4471 | 7172.1369 | 1768510.5752
WeekDay | Tuesday | 12 | 2 | 642601.638 | 766565.0212 | 219411.7309 | 67861.5249 | 3082.1635 | 7072.5674 | 1706594.646
WeekDay | Tuesday | 12 | 3 | 636725.2564 | 762098.5611 | 223173.2543 | 67857.7336 | 2501.3997 | 7109.9416 | 1699466.1467
WeekDay | Tuesday | 12 | 4 | 626460.926 | 763417.0207 | 226752.8678 | 67855.8818 | 3873.2826 | 7365.2844 | 1695725.2632
WeekDay | Tuesday | 12 | 5 | 653315.7748 | 798829.2247 | 235848.3181 | 67857.6891 | 4746.7146 | 7788.6685 | 1768386.3898
WeekDay | Tuesday | 12 | 6 | 684069.5453 | 865817.9898 | 250585.7709 | 320.8778 | 5327.4784 | 8346.7137 | 1814468.3758
WeekDay | Tuesday | 12 | 7 | 573319.1814 | 990574.2826 | 266793.7854 | 285.4073 | 3713.2296 | 8608.6184 | 1843294.5046
WeekDay | Tuesday | 12 | 8 | 493507.8278 | 1187713.8955 | 282629.1703 | 223.5306 | 3054.7258 | 8177.246 | 1975306.396
WeekDay | Tuesday | 12 | 9 | 477860.9636 | 1291494.5678 | 293236.7412 | 232.5548 | 2931.2563 | 6632.0655 | 2072388.1491
WeekDay | Tuesday | 12 | 10 | 483516.0226 | 1355504.5839 | 287709.5828 | 249.3854 | 2638.588 | 8699.3436 | 2138317.5062
WeekDay | Tuesday | 12 | 11 | 472729.9277 | 1360016.0853 | 286582.6406 | 262.0848 | 3283.3729 | 6118.8122 | 2128992.9236
WeekDay | Tuesday | 12 | 12 | 475557.7955 | 1357156.0108 | 294074.5104 | 273.3699 | 3553.1766 | 6178.725 | 2136793.5883
WeekDay | Tuesday | 12 | 13 | 471605.8838 | 1366426.4685 | 297642.6555 | 237.8973 | 4303.1392 | 6340.4897 | 2146556.5339
WeekDay | Tuesday | 12 | 14 | 479092.5294 | 1356260.9702 | 296142.1683 | 226.3842 | 5231.4466 | 6082.5792 | 2143036.0779
WeekDay | Tuesday | 12 | 15 | 519453.1075 | 1293411.8651 | 291635.6544 | 236.9182 | 5958.5445 | 8383.232 | 2119079.3218
WeekDay | Tuesday | 12 | 16 | 573767.8309 | 1219462.7118 | 285301.3445 | 279.5449 | 5578.9902 | 8465.1129 | 2092855.5353
WeekDay | Tuesday | 12 | 17 | 646842.8791 | 1097621.7524 | 275885.764 | 68339.7942 | 5332.0513 | 8716.7468 | 2102738.9879
WeekDay | Tuesday | 12 | 18 | 820583.4466 | 1056222.4024 | 266703.7031 | 68756.7123 | 3484.5824 | 8580.6591 | 2224331.5059
WeekDay | Tuesday | 12 | 19 | 883237.6152 | 1034592.6789 | 260147.5673 | 69002.9619 | 2423.6597 | 8068.2617 | 2257472.7445
WeekDay | Tuesday | 12 | 20 | 920072.2981 | 980934.1835 | 254546.4882 | 68606.9219 | 1874.9066 | 7898.794 | 2233933.5922
WeekDay | Tuesday | 12 | 21 | 933182.501 | 931940.2566 | 250634.752 | 68350.9415 | 2158.429 | 7608.3594 | 2193875.2395
WeekDay | Tuesday | 12 | 22 | 901590.4454 | 880860.5993 | 244481.1487 | 68329.5066 | 1865.7607 | 7367.2815 | 2104494.7422
WeekDay | Tuesday | 12 | 23 | 815807.0153 | 849369.0905 | 240988.9063 | 68320.1286 | 1961.7925 | 7166.7162 | 1983613.6493
WeekDay | Wednesday | 12 | 0 | 735966.7936 | 832782.4634 | 239456.8415 | 68301.5841 | 2780.3492 | 6970.145 | 1886258.1769
WeekDay | Wednesday | 12 | 1 | 681387.7354 | 806852.6629 | 245729.8244 | 68298.3279 | 3205.6329 | 6887.9789 | 1812362.1624
WeekDay | Wednesday | 12 | 2 | 642591.7973 | 787650.9398 | 244113.6501 | 67863.749 | 3123.3199 | 6825.4983 | 1752168.9544
WeekDay | Wednesday | 12 | 3 | 626858.421 | 771109.8314 | 242887.8256 | 67776.3552 | 4047.0544 | 6806.9539 | 1719486.4414
WeekDay | Wednesday | 12 | 4 | 620556.8583 | 773831.6696 | 246131.9384 | 67779.6375 | 4092.7838 | 7003.525 | 1719396.4126
WeekDay | Wednesday | 12 | 5 | 646631.706 | 811069.4419 | 254186.9596 | 67780.839 | 4390.0251 | 7291.9625 | 1791350.9342
WeekDay | Wednesday | 12 | 6 | 676473.8867 | 882966.2933 | 264327.7468 | 268.2446 | 3978.4603 | 7889.6644 | 1835904.296
WeekDay | Wednesday | 12 | 7 | 566164.8731 | 987153.2557 | 275812.9545 | 231.756 | 3265.0812 | 7935.8829 | 1840563.8034
WeekDay | Wednesday | 12 | 8 | 485277.2458 | 1165246.8 | 284704.0557 | 182.7264 | 3457.1448 | 7916.7678 | 1946784.7405
WeekDay | Wednesday | 12 | 9 | 468611.1046 | 1271943.4563 | 292724.2634 | 192.4387 | 2954.1211 | 8133.8805 | 2044559.2646
WeekDay | Wednesday | 12 | 10 | 471285.994 | 1327900.0099 | 296616.2574 | 214.857 | 3146.1847 | 8419.465 | 2107582.768
WeekDay | Wednesday | 12 | 11 | 455734.3592 | 1349102.7192 | 299249.2204 | 229.0272 | 3228.4976 | 7679.3989 | 2115223.2225
WeekDay | Wednesday | 12 | 12 | 460767.5035 | 1356224.5359 | 300389.0186 | 234.8331 | 3196.487 | 4244.967 | 2125057.3451
WeekDay | Wednesday | 12 | 13 | 461242.5133 | 1357524.2953 | 303229.314 | 235.2358 | 3905.2932 | 5799.8477 | 2131936.4992
WeekDay | Wednesday | 12 | 14 | 465697.3437 | 1349456.0824 | 302127.6781 | 236.6458 | 3882.4285 | 6908.2351 | 2128308.4136
WeekDay | Wednesday | 12 | 15 | 504448.8095 | 1293249.5051 | 296155.7336 | 235.9924 | 4376.3063 | 7564.9939 | 2106031.3406
WeekDay | Wednesday | 12 | 16 | 553041.6054 | 1220150.0565 | 288215.3524 | 327.6497 | 4028.7626 | 7745.303 | 2073508.7296
WeekDay | Wednesday | 12 | 17 | 621008.422 | 1111756.9657 | 278676.542 | 68356.0397 | 3169.0494 | 8165.2634 | 2091132.2822
WeekDay | Wednesday | 12 | 18 | 779605.6104 | 1086679.9942 | 271149.0513 | 68653.5874 | 2501.3997 | 8130.7422 | 2216720.3853
WeekDay | Wednesday | 12 | 19 | 845536.2405 | 1039292.7273 | 264870.6905 | 69271.0914 | 2940.4022 | 7722.7643 | 2229633.9163
WeekDay | Wednesday | 12 | 20 | 881705.4856 | 986414.0102 | 259837.0578 | 69380.5974 | 2533.4103 | 7248.8824 | 2207119.4436
WeekDay | Wednesday | 12 | 21 | 895438.1698 | 937397.3237 | 254638.7134 | 69108.6157 | 2012.0948 | 6972.7127 | 2165567.6302
WeekDay | Wednesday | 12 | 22 | 867419.1128 | 884924.8618 | 249743.17 | 68409.8788 | 1810.8854 | 6624.0771 | 2078931.9859
WeekDay | Wednesday | 12 | 23 | 788550.8146 | 846943.1661 | 239571.8517 | 67878.7896 | 2286.4714 | 6501.3984 | 1951732.4918
WeekDay | Thursday | 12 | 0 | 707283.0029 | 815746.3223 | 236819.8339 | 67795.0863 | 2876.381 | 6371.302 | 1836891.9284
WeekDay | Thursday | 12 | 1 | 650793.5336 | 789462.9817 | 236222.3402 | 67794.6825 | 3512.0201 | 6320.5187 | 1754106.0768
WeekDay | Thursday | 12 | 2 | 611353.4606 | 765030.8158 | 237937.6225 | 67780.2594 | 3196.487 | 6213.8168 | 1691512.4622
WeekDay | Thursday | 12 | 3 | 621404.0644 | 763375.0922 | 238150.5603 | 67767.5784 | 3484.5824 | 6163.0336 | 1700344.9113
WeekDay | Thursday | 12 | 4 | 613453.4749 | 771218.8258 | 239239.3273 | 67768.8614 | 4111.0756 | 6262.8883 | 1702054.4533
WeekDay | Thursday | 12 | 5 | 645948.046 | 800713.3326 | 244939.9069 | 67764.3005 | 4170.5239 | 6513.6663 | 1770049.7761
WeekDay | Thursday | 12 | 6 | 683072.3494 | 848556.702 | 253157.6648 | 271.6311 | 4760.4335 | 6873.1433 | 1796691.9241
WeekDay | Thursday | 12 | 7 | 576763.0941 | 956756.1703 | 260014.7546 | 252.3551 | 4234.5451 | 6113.9621 | 1804134.8812
WeekDay | Thursday | 12 | 8 | 494474.5019 | 1148152.8436 | 266771.3991 | 207.029 | 2931.2563 | 4951.9384 | 1917488.9683
WeekDay | Thursday | 12 | 9 | 477885.7651 | 1258574.0563 | 273305.6315 | 210.7129 | 2505.9727 | 4624.4149 | 2017106.5534
WeekDay | Thursday | 12 | 10 | 480999.923 | 1310848.3931 | 277210.9659 | 221.0635 | 2848.9434 | 3432.7201 | 2075562.009
WeekDay | Thursday | 12 | 11 | 464337.6646 | 1332639.6173 | 277398.3214 | 244.1471 | 3319.9565 | 3122.3146 | 2081062.0215
WeekDay | Thursday | 12 | 12 | 467937.5973 | 1334306.0815 | 278926.7225 | 250.5034 | 4047.0544 | 3464.6736 | 2088932.6328
WeekDay | Thursday | 12 | 13 | 462896.9362 | 1348860.2059 | 278165.551 | 257.6226 | 5194.863 | 3849.257 | 2099224.4357
WeekDay | Thursday | 12 | 14 | 467159.1152 | 1334618.9837 | 275122.6302 | 227.5923 | 6219.2022 | 5610.9796 | 2088958.5032
WeekDay | Thursday | 12 | 15 | 508100.4737 | 1283587.639 | 269579.5532 | 212.4203 | 7078.9155 | 6317.3804 | 2074876.3821
WeekDay | Thursday | 12 | 16 | 559066.0131 | 1207523.6262 | 261497.7333 | 213.8378 | 4906.7676 | 7794.0892 | 2041002.0672
WeekDay | Thursday | 12 | 17 | 628275.5823 | 1116556.7076 | 251824.9009 | 68028.6603 | 4966.2159 | 8093.0827 | 2077745.1497
WeekDay | Thursday | 12 | 18 | 798556.7217 | 1072044.5852 | 245708.7647 | 68207.1384 | 3585.1872 | 8071.4 | 2196173.797
WeekDay | Thursday | 12 | 19 | 860331.7361 | 1043840.1326 | 239766.6817 | 68328.4483 | 2716.328 | 7730.1821 | 2222713.5089
WeekDay | Thursday | 12 | 20 | 893470.3987 | 993695.1399 | 235354.7689 | 68338.5753 | 2062.3972 | 7341.8899 | 2200263.17
WeekDay | Thursday | 12 | 21 | 914558.1463 | 942612.1316 | 231481.1532 | 68328.8792 | 2076.116 | 7015.5076 | 2166071.934
WeekDay | Thursday | 12 | 22 | 887567.0899 | 887240.9458 | 227052.4677 | 67982.9988 | 2117.2725 | 6791.2624 | 2078752.0371
WeekDay | Thursday | 12 | 23 | 806177.0505 | 854379.1111 | 223705.0403 | 67867.6945 | 2240.742 | 6616.9446 | 1960986.5829
WeekDay | Friday | 12 | 0 | 728924.6103 | 767479.9636 | 220792.259 | 67857.9908 | 2990.7046 | 6472.0126 | 1794517.5409
WeekDay | Friday | 12 | 1 | 678373.0577 | 752797.3611 | 219475.6912 | 67806.011 | 3617.1978 | 6379.2904 | 1728448.6092
WeekDay | Friday | 12 | 2 | 638436.2598 | 733619.2499 | 220064.704 | 67770.1042 | 3713.2296 | 6319.6628 | 1669923.2103
WeekDay | Friday | 12 | 3 | 607360.2832 | 725002.8282 | 219245.0137 | 67766.594 | 3077.5905 | 6406.9644 | 1628859.274
WeekDay | Friday | 12 | 4 | 600204.9333 | 736083.4082 | 220751.1449 | 67766.861 | 3854.9908 | 6517.0899 | 1635178.428
WeekDay | Friday | 12 | 5 | 626963.6597 | 752756.8786 | 225601.4627 | 67771.2016 | 4641.537 | 7061.1555 | 1684795.8951
WeekDay | Friday | 12 | 6 | 659006.1807 | 802169.7661 | 233696.0133 | 255.3552 | 4641.537 | 7509.9311 | 1707278.7834
WeekDay | Friday | 12 | 7 | 559586.4762 | 912003.1428 | 240478.3941 | 226.9877 | 4138.5133 | 7396.6674 | 1723830.1814
WeekDay | Friday | 12 | 8 | 476987.8048 | 1099957.0398 | 244826.322 | 166.6773 | 3539.4577 | 6858.593 | 1832335.8947
WeekDay | Friday | 12 | 9 | 460666.7577 | 1186930.0973 | 247031.7687 | 156.3463 | 2752.9116 | 6425.5088 | 1903963.3904
WeekDay | Friday | 12 | 10 | 459779.8175 | 1245486.3254 | 252264.8462 | 158.2534 | 3132.4658 | 6409.5321 | 1967231.2404
WeekDay | Friday | 12 | 11 | 469697.8373 | 1284454.2047 | 254726.9637 | 164.9309 | 2432.8056 | 7081.1264 | 2018557.8686
WeekDay | Friday | 12 | 12 | 471666.7442 | 1291502.9138 | 259216.5004 | 169.8403 | 2501.3997 | 8000.9311 | 2033058.3295
WeekDay | Friday | 12 | 13 | 467282.8766 | 1292115.8728 | 265230.7472 | 198.8286 | 3059.2987 | 7669.4134 | 2035557.0374
WeekDay | Friday | 12 | 14 | 473393.7542 | 1282462.7756 | 267299.0624 | 172.7807 | 3630.9166 | 8657.6899 | 2035616.9792
WeekDay | Friday | 12 | 15 | 511179.3186 | 1238982.3685 | 262005.0412 | 167.2613 | 5354.916 | 9131.8572 | 2026820.7627
WeekDay | Friday | 12 | 16 | 558381.2842 | 1170110.767 | 255344.1695 | 167.1148 | 5464.6667 | 9414.5887 | 1998882.5908
WeekDay | Friday | 12 | 17 | 631257.8873 | 1065953.618 | 250779.247 | 67684.6077 | 4161.378 | 9210.5997 | 2029047.3378
WeekDay | Friday | 12 | 18 | 794471.0665 | 1030891.5048 | 250473.4953 | 67697.4613 | 2908.3916 | 9099.9036 | 2155541.8231
WeekDay | Friday | 12 | 19 | 854150.4922 | 1017590.6663 | 248024.8455 | 67801.7877 | 2972.4128 | 8690.214 | 2199230.4186
WeekDay | Friday | 12 | 20 | 883756.3414 | 968104.0402 | 245479.8872 | 67822.2468 | 2222.4502 | 8074.5383 | 2175459.5041
WeekDay | Friday | 12 | 21 | 905193.9916 | 919576.8912 | 242139.1671 | 67818.4836 | 2089.8349 | 7711.0671 | 2144529.4355
WeekDay | Friday | 12 | 22 | 885623.4063 | 868342.6045 | 237693.1409 | 67810.1422 | 1888.6254 | 7255.4442 | 2068613.3635
WeekDay | Friday | 12 | 23 | 811524.0985 | 827713.2854 | 235212.6918 | 67810.3354 | 2693.4633 | 6996.6779 | 1951950.5522
Saturday | Saturday | 12 | 0 | 734896.0159 | 801757.7863 | 232802.9971 | 67805.6203 | 3480.0095 | 6843.4722 | 1847585.9012
Saturday | Saturday | 12 | 1 | 679588.8985 | 784516.4792 | 230026.6355 | 67773.7252 | 4065.3462 | 6794.4007 | 1772765.4854
Saturday | Saturday | 12 | 2 | 646218.3279 | 762863.0782 | 229157.1792 | 67773.9857 | 3818.4073 | 6716.2287 | 1716547.207
Saturday | Saturday | 12 | 3 | 626158.5494 | 752571.6626 | 229279.7402 | 67770.2507 | 3251.3623 | 6709.9521 | 1685741.5175
Saturday | Saturday | 12 | 4 | 616507.4799 | 750973.1957 | 231169.1161 | 67769.8339 | 2716.328 | 6891.4024 | 1676027.3562
Saturday | Saturday | 12 | 5 | 642107.3731 | 777091.2992 | 234819.521 | 67772.3576 | 3658.3543 | 7450.3036 | 1732899.2087
Saturday | Saturday | 12 | 6 | 669646.8486 | 822864.4068 | 240161.0652 | 260.4285 | 6155.181 | 7941.3035 | 1747029.2337
Saturday | Saturday | 12 | 7 | 585289.2024 | 940344.5407 | 248340.5088 | 231.0721 | 4979.9347 | 8072.5412 | 1787257.7999
Saturday | Saturday | 12 | 8 | 512085.9446 | 1136814.936 | 257497.8101 | 161.5324 | 3905.2932 | 7682.5372 | 1918148.0534
Saturday | Saturday | 12 | 9 | 488572.8991 | 1230300.611 | 264756.7669 | 152.5126 | 3274.2271 | 7063.4379 | 1994120.4544
Saturday | Saturday | 12 | 10 | 488408.3598 | 1287386.3871 | 267162.8833 | 147.3123 | 3713.2296 | 6939.9033 | 2053758.0754
Saturday | Saturday | 12 | 11 | 486906.1663 | 1313903.8042 | 269978.6943 | 152.3617 | 3246.7894 | 5895.1376 | 2080082.9535
Saturday | Saturday | 12 | 12 | 489804.2563 | 1314209.5922 | 272487.8008 | 156.7664 | 4408.3169 | 6444.9092 | 2087511.6417
Saturday | Saturday | 12 | 13 | 482274.8645 | 1318536.9789 | 273608.3188 | 158.9969 | 4737.5688 | 6909.9469 | 2086226.6748
Saturday | Saturday | 12 | 14 | 490938.7534 | 1301792.2241 | 271716.1585 | 160.6576 | 5117.123 | 8568.9618 | 2078293.8784
Saturday | Saturday | 12 | 15 | 521856.6315 | 1256813.7227 | 266577.9672 | 161.9047 | 6173.4728 | 9287.0599 | 2060870.7589
Saturday | Saturday | 12 | 16 | 567275.2202 | 1178566.2776 | 259709.1485 | 162.0328 | 5254.3113 | 9664.2255 | 2020631.216
Saturday | Saturday | 12 | 17 | 633729.1209 | 1083455.0562 | 253706.1763 | 67678.7215 | 4609.5264 | 9323.0076 | 2052501.6089
Saturday | Saturday | 12 | 18 | 780914.3433 | 1050157.9972 | 248196.6951 | 67704.4742 | 3105.0282 | 9162.0989 | 2159240.6368
Saturday | Saturday | 12 | 19 | 808200.8749 | 1022274.1428 | 234421.6359 | 67791.8626 | 3347.3941 | 8826.3017 | 2144862.212
Saturday | Saturday | 12 | 20 | 815928.1028 | 979985.2612 | 226087.8315 | 67808.0788 | 2643.161 | 8432.3035 | 2100884.7386
Saturday | Saturday | 12 | 21 | 825895.5432 | 936914.9612 | 220429.587 | 67807.5024 | 2382.5032 | 8121.3273 | 2061551.4243
Saturday | Saturday | 12 | 22 | 832353.38 | 894027.9121 | 214187.1494 | 67805.5812 | 2327.6279 | 7677.4018 | 2018379.0523
Saturday | Saturday | 12 | 23 | 792815.3446 | 863372.5755 | 210679.6055 | 67807.0205 | 2428.2326 | 7250.0236 | 1944352.8023
Sunday | Sunday | 12 | 0 | 741027.1245 | 821646.0079 | 207342.0466 | 67796.3074 | 2711.7551 | 7076.5616 | 1847599.8031
Sunday | Sunday | 12 | 1 | 695801.4066 | 790604.7155 | 205043.2672 | 67766.1012 | 3351.9671 | 6906.238 | 1769473.6955
Sunday | Sunday | 12 | 2 | 661238.7164 | 774496.7632 | 204900.6952 | 67767.459 | 3018.1423 | 6784.9858 | 1718206.7619
Sunday | Sunday | 12 | 3 | 629258.3184 | 755920.6426 | 202797.5746 | 67761.3123 | 3420.5612 | 6786.127 | 1665944.5362
Sunday | Sunday | 12 | 4 | 607324.8212 | 749886.6727 | 201918.3908 | 67761.8398 | 3800.1155 | 6744.7587 | 1637436.5987
Sunday | Sunday | 12 | 5 | 598576.7234 | 764928.5856 | 202001.9943 | 67760.0391 | 3983.0332 | 7169.8545 | 1644420.2301
Sunday | Sunday | 12 | 6 | 599710.2988 | 776475.6778 | 204268.0624 | 244.9048 | 4650.6829 | 7447.1653 | 1592796.7919
Sunday | Sunday | 12 | 7 | 615760.8135 | 797601.274 | 210135.0628 | 211.6018 | 3050.1529 | 7037.7609 | 1633796.666
Sunday | Sunday | 12 | 8 | 617189.1231 | 875824.9617 | 211514.0654 | 149.0751 | 2551.7021 | 6709.0963 | 1713938.0236
Sunday | Sunday | 12 | 9 | 600862.5022 | 959550.509 | 211977.3458 | 145.6864 | 2634.0151 | 5439.8001 | 1780609.8586
Sunday | Sunday | 12 | 10 | 591603.2631 | 1006263.2934 | 215643.1536 | 144.8441 | 2377.9303 | 6245.485 | 1822277.9694
Sunday | Sunday | 12 | 11 | 595219.0463 | 1033518.5549 | 217685.394 | 156.1368 | 2309.3361 | 5157.9244 | 1854046.3926
Sunday | Sunday | 12 | 12 | 597258.0738 | 1034969.2513 | 222254.999 | 148.414 | 2839.7975 | 5182.1749 | 1862652.7105
Sunday | Sunday | 12 | 13 | 597948.5963 | 1017690.6175 | 219494.8506 | 150.6283 | 4371.7333 | 5224.1139 | 1844880.5399
Sunday | Sunday | 12 | 14 | 595004.7139 | 993852.6401 | 221323.9649 | 149.57 | 4604.9534 | 5808.1213 | 1820743.9637
Sunday | Sunday | 12 | 15 | 603581.516 | 991126.7968 | 219201.4912 | 149.2704 | 4975.3618 | 6810.0922 | 1825844.5284
Sunday | Sunday | 12 | 16 | 618299.3001 | 975001.8981 | 217847.9967 | 153.522 | 5729.8974 | 8181.2402 | 1825213.8544
Sunday | Sunday | 12 | 17 | 670063.8956 | 941581.2929 | 210809.0627 | 67707.9367 | 4641.537 | 8836.5725 | 1903640.2974
Sunday | Sunday | 12 | 18 | 790828.8833 | 962064.0668 | 214033.4869 | 68200.3447 | 3159.9035 | 9005.4696 | 2047292.1548
Sunday | Sunday | 12 | 19 | 803424.7436 | 954922.1372 | 212758.0854 | 68703.3616 | 1554.8006 | 8698.4877 | 2050061.6161
Sunday | Sunday | 12 | 20 | 800309.8293 | 928667.8186 | 211250.5962 | 68522.6411 | 1614.2488 | 8219.7556 | 2018584.8896
Sunday | Sunday | 12 | 21 | 803462.8593 | 900936.2362 | 209384.0376 | 68323.8223 | 1303.2887 | 7946.1536 | 1991356.3977
Sunday | Sunday | 12 | 22 | 795033.317 | 864878.737 | 207755.4541 | 68328.5167 | 1536.5088 | 7502.7987 | 1945035.3322
Sunday | Sunday | 12 | 23 | 768194.0905 | 841272.53 | 206434.2118 | 68324.416 | 1733.1453 | 7312.7894 | 1893271.183
WeekDay | Monday | 12 | 0 | 727529.7899 | 811852.736 | 203879.4457 | 68322.7694 | 2702.6092 | 7134.4774 | 1821421.8275
WeekDay | Monday | 12 | 1 | 682075.2596 | 777146.8466 | 203171.6586 | 68299.4144 | 3091.3093 | 7031.1991 | 1740815.6876
WeekDay | Monday | 12 | 2 | 647199.638 | 749005.3962 | 202725.2518 | 67952.0415 | 2844.3704 | 6904.2409 | 1676630.9388
WeekDay | Monday | 12 | 3 | 608330.1803 | 746382.0159 | 200886.6962 | 67807.9681 | 2739.1928 | 6947.3211 | 1633093.3742
WeekDay | Monday | 12 | 4 | 585026.7006 | 746690.12 | 200814.058 | 67796.7079 | 1815.4583 | 6933.912 | 1609076.9569
WeekDay | Monday | 12 | 5 | 574239.5058 | 742355.2949 | 201584.0112 | 67776.2097 | 2688.8904 | 7149.3129 | 1595793.2249
WeekDay | Monday | 12 | 6 | 577388.1961 | 741324.8818 | 200607.0613 | 259.2258 | 3827.5531 | 7258.8678 | 1530665.786
WeekDay | Monday | 12 | 7 | 598563.9271 | 733413.8218 | 198209.4076 | 236.1237 | 3041.007 | 6965.0096 | 1540429.2968
WeekDay | Monday | 12 | 8 | 637480.0259 | 764984.1737 | 198799.1987 | 185.8991 | 2483.108 | 6429.7883 | 1610362.1935
WeekDay | Monday | 12 | 9 | 648515.5254 | 807844.036 | 200194.1331 | 198.6007 | 2071.5431 | 5883.7256 | 1664707.564
WeekDay | Monday | 12 | 10 | 640615.4755 | 843293.0585 | 202892.6313 | 191.4022 | 2236.169 | 5012.9924 | 1694241.729
WeekDay | Monday | 12 | 11 | 623051.5885 | 882202.3991 | 202649.1257 | 191.5367 | 2794.0681 | 4163.0861 | 1715051.8043
WeekDay | Monday | 12 | 12 | 614170.9963 | 904685.8638 | 202301.8859 | 177.2645 | 3800.1155 | 4190.1895 | 1729326.3156
WeekDay | Monday | 12 | 13 | 606446.143 | 904510.4878 | 201365.5961 | 177.639 | 4197.9615 | 4236.408 | 1720934.2354
WeekDay | Monday | 12 | 14 | 594743.1533 | 912083.1812 | 201427.6878 | 178.8438 | 4627.8181 | 5905.979 | 1718966.6633
WeekDay | Monday | 12 | 15 | 592213.8117 | 904782.8035 | 201126.7557 | 178.8048 | 5007.3724 | 6692.2636 | 1710001.8116
WeekDay | Monday | 12 | 16 | 598284.5968 | 887366.0977 | 201868.1094 | 179.9705 | 5025.6642 | 7957.2803 | 1700681.7188
WeekDay | Monday | 12 | 17 | 644843.2472 | 879702.9861 | 201151.1406 | 67680.075 | 2949.5481 | 8523.5992 | 1804850.5963
WeekDay | Monday | 12 | 18 | 794267.5597 | 923380.527 | 203553.5883 | 68066.1964 | 1723.9994 | 8535.8671 | 1999527.7379
WeekDay | Monday | 12 | 19 | 852152.1689 | 919803.345 | 204071.3715 | 68311.5092 | 1993.8031 | 8213.7643 | 2054545.962
WeekDay | Monday | 12 | 20 | 890311.9658 | 890951.4408 | 204864.5886 | 68333.4358 | 1742.2912 | 7626.9038 | 2063830.6259
WeekDay | Monday | 12 | 21 | 911587.105 | 863307.1795 | 204175.2386 | 68326.1874 | 1906.9172 | 7529.6168 | 2056832.2443
WeekDay | Monday | 12 | 22 | 884540.8627 | 843917.4822 | 203693.9207 | 68333.3425 | 2085.2619 | 7339.3222 | 2009910.1923
WeekDay | Monday | 12 | 23 | 813413.2437 | 824088.7701 | 204172.49 | 67992.8023 | 2359.6385 | 7134.4774 | 1919161.4221
WeekDay | Tuesday | 12 | 0 | 675696.5236 | 800293.9635 | 204381.7288 | 67838.0787 | 2821.5057 | 7068.288 | 1758100.0884
WeekDay | Tuesday | 12 | 1 | 619326.63 | 782237.7356 | 203712.9013 | 67807.535 | 2908.3916 | 6931.3443 | 1682924.5379
WeekDay | Tuesday | 12 | 2 | 582820.8899 | 759981.7931 | 203740.8629 | 67783.9173 | 3205.6329 | 6778.424 | 1624311.5202
WeekDay | Tuesday | 12 | 3 | 573816.9168 | 757275.1665 | 206199.3215 | 67776.8935 | 3379.4047 | 6822.0747 | 1615269.7779
WeekDay | Tuesday | 12 | 4 | 566350.7485 | 760664.3746 | 209582.6896 | 67808.4044 | 3722.3755 | 7019.5018 | 1615148.0944
WeekDay | Tuesday | 12 | 5 | 595652.3888 | 794046.3332 | 217745.8006 | 67810.3299 | 4568.3699 | 7559.2879 | 1687382.5103
WeekDay | Tuesday | 12 | 6 | 636443.0697 | 860231.3923 | 232747.3897 | 302.9553 | 5130.8418 | 7916.4825 | 1742772.1313
WeekDay | Tuesday | 12 | 7 | 553121.0493 | 985091.743 | 245177.7041 | 273.9745 | 4234.5451 | 7885.6702 | 1795784.6861
WeekDay | Tuesday | 12 | 8 | 485857.6236 | 1161157.714 | 256672.3191 | 253.2668 | 3411.4153 | 7513.0694 | 1914865.4083
WeekDay | Tuesday | 12 | 9 | 467972.2929 | 1262791.5723 | 264971.5957 | 274.1645 | 2446.5244 | 7727.6144 | 2006183.7642
WeekDay | Tuesday | 12 | 10 | 469667.1137 | 1319440.517 | 269408.9068 | 281.5225 | 2341.3467 | 6877.9934 | 2068017.4001
WeekDay | Tuesday | 12 | 11 | 481748.6025 | 1353536.9707 | 273439.0332 | 296.7499 | 2629.4421 | 6223.517 | 2117874.3155
WeekDay | Tuesday | 12 | 12 | 491323.4133 | 1354817.2034 | 279325.1814 | 302.8022 | 3498.3013 | 8509.049 | 2137775.9505
WeekDay | Tuesday | 12 | 13 | 484145.504 | 1359351.9591 | 281086.2571 | 285.493 | 5194.863 | 8018.9049 | 2138082.9812
WeekDay | Tuesday | 12 | 14 | 489044.7276 | 1350137.7229 | 277032.5984 | 271.6864 | 5286.3219 | 7029.202 | 2128802.2592
WeekDay | Tuesday | 12 | 15 | 518733.7949 | 1283187.9716 | 272490.331 | 288.4595 | 5135.4148 | 8309.3395 | 2088145.3113
WeekDay | Tuesday | 12 | 16 | 563663.0445 | 1207244.7544 | 266905.6411 | 313.0649 | 5208.5819 | 8521.3168 | 2051856.4036
WeekDay | Tuesday | 12 | 17 | 629224.667 | 1096197.5319 | 259750.4043 | 68482.4414 | 4330.5769 | 9326.7165 | 2067312.338
WeekDay | Tuesday | 12 | 18 | 812377.0446 | 1054966.1771 | 255276.6788 | 68793.6112 | 2666.0257 | 8954.1157 | 2203033.653
WeekDay | Tuesday | 12 | 19 | 886699.2324 | 1035497.2753 | 249727.9987 | 68858.9948 | 2816.9328 | 8671.0989 | 2252271.5329
WeekDay | Tuesday | 12 | 20 | 911229.0997 | 989483.6676 | 244893.9904 | 68894.1245 | 1820.0312 | 8277.9566 | 2224598.8701
WeekDay | Tuesday | 12 | 21 | 922525.0731 | 940138.9538 | 241301.123 | 68875.8243 | 1600.53 | 8024.6109 | 2182466.1151
WeekDay | Tuesday | 12 | 22 | 882770.691 | 891026.7976 | 237101.0386 | 68523.6918 | 1742.2912 | 7740.1676 | 2088904.6778
WeekDay | Tuesday | 12 | 23 | 797575.5459 | 860500.4708 | 232221.2246 | 68114.1177 | 2464.8162 | 7479.4041 | 1968355.5794
WeekDay | Wednesday | 12 | 0 | 722969.5992 | 844767.1526 | 229670.4963 | 67856.875 | 3201.06 | 7349.593 | 1875814.776
WeekDay | Wednesday | 12 | 1 | 670515.1871 | 822758.5593 | 227314.1028 | 67836.3985 | 3973.8873 | 7171.5663 | 1799569.7013
WeekDay | Wednesday | 12 | 2 | 633897.1629 | 797208.2221 | 226907.6111 | 67839.5267 | 3342.8212 | 7130.4832 | 1736325.8272
WeekDay | Wednesday | 12 | 3 | 605303.4759 | 775406.2716 | 225602.6918 | 67836.3432 | 2281.8985 | 7090.8266 | 1683521.5075
WeekDay | Wednesday | 12 | 4 | 599376.0554 | 778566.511 | 228162.8365 | 67835.3196 | 3219.3517 | 7158.7278 | 1684318.8021
WeekDay | Wednesday | 12 | 5 | 621909.3077 | 816713.625 | 234785.0522 | 67826.8153 | 4412.8898 | 7550.7289 | 1753198.4189
WeekDay | Wednesday | 12 | 6 | 652433.4208 | 881130.6453 | 243753.6022 | 301.4324 | 5185.7172 | 8008.6342 | 1790813.452
WeekDay | Wednesday | 12 | 7 | 569769.9152 | 984783.7563 | 251667.7565 | 286.7358 | 4371.7333 | 7852.0049 | 1818731.9021
WeekDay | Wednesday | 12 | 8 | 493233.6639 | 1159490.0162 | 258110.4831 | 244.5607 | 3205.6329 | 7341.3193 | 1921625.6761
WeekDay | Wednesday | 12 | 9 | 472740.9837 | 1259301.988 | 259763.5454 | 270.9277 | 2400.795 | 7271.421 | 2001749.6609
WeekDay | Wednesday | 12 | 10 | 470001.6159 | 1315234.07 | 263176.686 | 270.5967 | 2624.8692 | 6067.7436 | 2057375.5815
WeekDay | Wednesday | 12 | 11 | 467254.9852 | 1334224.3419 | 266364.6787 | 275.111 | 3050.1529 | 5829.5188 | 2076998.7884
WeekDay | Wednesday | 12 | 12 | 472197.6486 | 1333962.3114 | 271344.0642 | 280.1994 | 4033.3356 | 5601.85 | 2087419.4092
WeekDay | Wednesday | 12 | 13 | 470378.0976 | 1332328.3203 | 267716.0988 | 258.733 | 4787.8711 | 6034.3636 | 2081503.4846
WeekDay | Wednesday | 12 | 14 | 477771.8188 | 1324037.734 | 264502.441 | 238.8666 | 5428.0831 | 6712.5198 | 2078691.4633
WeekDay | Wednesday | 12 | 15 | 512443.7519 | 1276090.6502 | 260092.6945 | 221.9134 | 6168.8999 | 7639.457 | 2062657.3668
WeekDay | Wednesday | 12 | 16 | 556800.8812 | 1201909.937 | 253119.1564 | 209.6828 | 6132.3163 | 8880.2233 | 2027052.197
WeekDay | Wednesday | 12 | 17 | 621748.0226 | 1101538.166 | 246713.9893 | 67884.3025 | 5583.5632 | 8970.3778 | 2052438.4214
WeekDay | Wednesday | 12 | 18 | 788076.8874 | 1069000.1013 | 240120.0191 | 68181.0047 | 3672.0731 | 9060.2471 | 2178110.3325
WeekDay | Wednesday | 12 | 19 | 860351.3665 | 1034744.2464 | 234031.7106 | 68278.2921 | 3159.9035 | 8651.128 | 2209216.6471
WeekDay | Wednesday | 12 | 20 | 880860.9241 | 983745.8643 | 229167.2895 | 68310.8808 | 2300.1902 | 8083.6679 | 2172468.8168
WeekDay | Wednesday | 12 | 21 | 889040.7331 | 932000.5499 | 225526.2316 | 68298.7349 | 1911.4901 | 7717.629 | 2124495.3686
WeekDay | Wednesday | 12 | 22 | 870038.5716 | 888799.2779 | 219815.7904 | 68289.4774 | 1609.6759 | 7386.9672 | 2055939.7604
WeekDay | Wednesday | 12 | 23 | 795859.3512 | 851363.4512 | 216952.1843 | 68163.486 | 2103.5537 | 7180.6958 | 1941622.7223
WeekDay | Thursday | 12 | 0 | 707283.0029 | 812132.986 | 221665.0937 | 67840.5361 | 2876.381 | 7151.0247 | 1818949.0245
WeekDay | Thursday | 12 | 1 | 650793.5336 | 784956.0874 | 220679.882 | 67810.3115 | 3512.0201 | 7166.1456 | 1734917.9801
WeekDay | Thursday | 12 | 2 | 611353.4606 | 760295.8502 | 220935.3127 | 67816.8772 | 3196.487 | 7069.9998 | 1670667.9875
WeekDay | Thursday | 12 | 3 | 621404.0644 | 759573.4939 | 219378.7338 | 67800.9964 | 3484.5824 | 6953.883 | 1678595.7539
WeekDay | Thursday | 12 | 4 | 613453.4749 | 766648.7298 | 220499.0431 | 67793.456 | 4111.0756 | 7116.7888 | 1679622.5682
WeekDay | Thursday | 12 | 5 | 645948.046 | 796290.5257 | 226501.3728 | 67794.4654 | 4170.5239 | 7434.0415 | 1748138.9753
WeekDay | Thursday | 12 | 6 | 683072.3494 | 842534.9934 | 233127.7293 | 287.3643 | 4760.4335 | 7714.4907 | 1771497.3606
WeekDay | Thursday | 12 | 7 | 576763.0941 | 949152.2164 | 239790.9462 | 287.3871 | 4234.5451 | 7165.575 | 1777393.7639
WeekDay | Thursday | 12 | 8 | 494474.5019 | 1140587.3024 | 247537.4384 | 256.0021 | 2931.2563 | 5955.621 | 1891742.1222
WeekDay | Thursday | 12 | 9 | 477885.7651 | 1252426.4231 | 256712.1274 | 251.0428 | 2505.9727 | 5454.3503 | 1995235.6814
WeekDay | Thursday | 12 | 10 | 480999.923 | 1306038.9709 | 260307.6246 | 255.1349 | 2848.9434 | 4957.6444 | 2055408.2412
WeekDay | Thursday | 12 | 11 | 464337.6646 | 1327277.839 | 262039.1971 | 264.0918 | 3319.9565 | 4136.8386 | 2061375.5875
WeekDay | Thursday | 12 | 12 | 467937.5973 | 1329230.5777 | 263039.6526 | 281.4835 | 4047.0544 | 4142.2592 | 2068678.6247
WeekDay | Thursday | 12 | 13 | 462896.9362 | 1342479.4644 | 264151.4924 | 284.5487 | 5194.863 | 4912.8524 | 2079920.1572
WeekDay | Thursday | 12 | 14 | 467159.1152 | 1329825.4485 | 261279.5748 | 293.625 | 6219.2022 | 5452.0679 | 2070229.0336
WeekDay | Thursday | 12 | 15 | 508100.4737 | 1279040.272 | 256397.8494 | 288.5723 | 7078.9155 | 6962.442 | 2057868.5249
WeekDay | Thursday | 12 | 16 | 559066.0131 | 1204520.9619 | 249511.5527 | 581.9357 | 4906.7676 | 6939.0474 | 2025526.2786
WeekDay | Thursday | 12 | 17 | 628275.5823 | 1112501.7338 | 241948.8161 | 67893.9562 | 4966.2159 | 7831.7486 | 2063418.0529
WeekDay | Thursday | 12 | 18 | 798556.7217 | 1068151.3374 | 234783.6585 | 68149.9149 | 3585.1872 | 8113.6243 | 2181340.4439
WeekDay | Thursday | 12 | 19 | 860331.7361 | 1038184.4161 | 229546.1401 | 68220.7713 | 2716.328 | 8081.6708 | 2207081.0624
WeekDay | Thursday | 12 | 20 | 893470.3987 | 989385.4206 | 225735.9375 | 68396.209 | 2062.3972 | 7663.1368 | 2186713.4998
WeekDay | Thursday | 12 | 21 | 914558.1463 | 938787.4761 | 221691.0212 | 68421.0001 | 2076.116 | 7482.5424 | 2153016.3021
WeekDay | Thursday | 12 | 22 | 887567.0899 | 887063.604 | 217999.9237 | 68319.3514 | 2117.2725 | 7201.5227 | 2070268.7642
WeekDay | Thursday | 12 | 23 | 806177.0505 | 851852.777 | 214657.1639 | 68121.3705 | 2240.742 | 7006.0927 | 1950055.1967
WeekDay | Friday | 12 | 0 | 728924.6103 | 759357.6001 | 209309.4429 | 67905.529 | 2990.7046 | 6885.9818 | 1775373.8687
WeekDay | Friday | 12 | 1 | 678373.0577 | 745594.5843 | 207259.8232 | 67821.817 | 3617.1978 | 6875.9963 | 1709542.4763
WeekDay | Friday | 12 | 2 | 638436.2598 | 725440.8409 | 206768.2489 | 67804.1843 | 3713.2296 | 6790.1212 | 1648952.8847
WeekDay | Friday | 12 | 3 | 607360.2832 | 717393.1713 | 206531.6934 | 67790.369 | 3077.5905 | 6883.4141 | 1609036.5216
WeekDay | Friday | 12 | 4 | 600204.9333 | 728177.4886 | 207292.6387 | 67783.8565 | 3854.9908 | 7006.6633 | 1614320.5712
WeekDay | Friday | 12 | 5 | 626963.6597 | 743340.2332 | 208092.7596 | 67778.9786 | 4641.537 | 7707.9288 | 1658525.0969
WeekDay | Friday | 12 | 6 | 659006.1807 | 794084.0525 | 210870.0738 | 270.6846 | 4641.537 | 8406.9119 | 1677279.4404
WeekDay | Friday | 12 | 7 | 559586.4762 | 900791.6214 | 215738.8574 | 253.1095 | 4138.5133 | 8115.0508 | 1688623.6284
WeekDay | Friday | 12 | 8 | 476987.8048 | 1086167.1058 | 223399.855 | 197.5554 | 3539.4577 | 7465.7098 | 1797757.4885
WeekDay | Friday | 12 | 9 | 460666.7577 | 1172464.7921 | 230241.8539 | 163.5242 | 2752.9116 | 6565.3054 | 1872855.1449
WeekDay | Friday | 12 | 10 | 459779.8175 | 1231796.9548 | 233751.9739 | 152.187 | 3132.4658 | 5737.3671 | 1934350.7661
WeekDay | Friday | 12 | 11 | 469697.8373 | 1269261.3903 | 235409.8876 | 151.7311 | 2432.8056 | 6342.7721 | 1983296.424
WeekDay | Friday | 12 | 12 | 471666.7442 | 1276265.67 | 237765.2893 | 157.397 | 2501.3997 | 6093.4206 | 1994449.9208
WeekDay | Friday | 12 | 13 | 467282.8766 | 1277943.1505 | 238843.0225 | 164.589 | 3059.2987 | 5943.0679 | 1993236.0051
WeekDay | Friday | 12 | 14 | 473393.7542 | 1269469.2378 | 239099.1087 | 160.1854 | 3630.9166 | 6277.7238 | 1992030.9264
WeekDay | Friday | 12 | 15 | 511179.3186 | 1225015.5953 | 235459.6679 | 152.785 | 5354.916 | 8528.7346 | 1985691.0174
WeekDay | Friday | 12 | 16 | 558381.2842 | 1157529.1086 | 230344.228 | 156.088 | 5464.6667 | 8693.3523 | 1960568.7277
WeekDay | Friday | 12 | 17 | 631257.8873 | 1053717.0954 | 225347.4261 | 67669.3456 | 4161.378 | 9439.1244 | 1991592.2568
WeekDay | Friday | 12 | 18 | 794471.0665 | 1020763.6779 | 222081.0632 | 67682.3099 | 2908.3916 | 9316.731 | 2117223.2401
WeekDay | Friday | 12 | 19 | 854150.4922 | 1008738.4226 | 222387.4753 | 67775.8114 | 2972.4128 | 9037.7084 | 2165062.3227
WeekDay | Friday | 12 | 20 | 883756.3414 | 958685.7272 | 222680.8272 | 67794.384 | 2222.4502 | 8347.2843 | 2143487.0143
WeekDay | Friday | 12 | 21 | 905193.9916 | 909994.4532 | 218823.2321 | 67793.2975 | 2089.8349 | 8014.6254 | 2111909.4347
WeekDay | Friday | 12 | 22 | 885623.4063 | 858533.8888 | 215880.9066 | 67796.9608 | 1888.6254 | 7537.0346 | 2037260.8224
WeekDay | Friday | 12 | 23 | 811524.0985 | 819271.1805 | 213961.3519 | 67799.7123 | 2693.4633 | 7129.9126 | 1922379.7191
Saturday | Saturday | 12 | 0 | 553117.5726 | 787701.9978 | 210710.1886 | 67760.4581 | 2730.0469 | 7000.672 | 1629020.936
Saturday | Saturday | 12 | 1 | 514129.5951 | 768184.1589 | 209520.1319 | 67759.9859 | 2396.222 | 6845.7546 | 1568835.8484
Saturday | Saturday | 12 | 2 | 487077.9833 | 746783.5441 | 209138.4821 | 67759.644 | 2089.8349 | 6753.6029 | 1519603.0913
Saturday | Saturday | 12 | 3 | 487306.768 | 730034.0581 | 208163.5038 | 67758.2861 | 3489.1554 | 6847.7517 | 1503599.5231
Saturday | Saturday | 12 | 4 | 482899.7291 | 728995.2707 | 208831.0829 | 67754.1735 | 4495.2028 | 7075.991 | 1500051.4501
Saturday | Saturday | 12 | 5 | 495484.4728 | 762804.9191 | 211068.8725 | 67755.3783 | 5364.0619 | 7700.511 | 1550178.2157
Saturday | Saturday | 12 | 6 | 525520.5936 | 808115.8554 | 214869.6672 | 239.0131 | 5313.7596 | 8107.633 | 1562166.5219
Saturday | Saturday | 12 | 7 | 531496.9927 | 916642.4223 | 222316.0539 | 211.8276 | 4261.9827 | 8051.7143 | 1682980.9936
Saturday | Saturday | 12 | 8 | 519828.8338 | 1082494.8152 | 228763.2589 | 152.8078 | 2885.5269 | 7436.8945 | 1841562.1372
Saturday | Saturday | 12 | 9 | 516271.1241 | 1181592.6332 | 231510.8602 | 148.617 | 2345.9197 | 6677.9986 | 1938547.1528
Saturday | Saturday | 12 | 10 | 522416.4062 | 1236363.5002 | 236117.2534 | 147.8681 | 2807.7869 | 6027.2311 | 2003880.0459
Saturday | Saturday | 12 | 11 | 514874.8867 | 1254030.9591 | 238700.5038 | 147.4122 | 2885.5269 | 6538.4873 | 2017177.776
Saturday | Saturday | 12 | 12 | 510970.1213 | 1254092.8176 | 242766.4343 | 148.9513 | 2954.1211 | 8915.3151 | 2019847.7606
Saturday | Saturday | 12 | 13 | 496263.7647 | 1254942.2205 | 248784.6515 | 147.4719 | 3777.2508 | 8970.3778 | 2012885.7371
Saturday | Saturday | 12 | 14 | 488854.2604 | 1248276.0886 | 247303.7969 | 151.0896 | 3859.5637 | 8390.3645 | 1996835.1638
Saturday | Saturday | 12 | 15 | 502270.9332 | 1214361.5313 | 243732.2085 | 148.9795 | 4646.1099 | 8797.4865 | 1973957.2488
Saturday | Saturday | 12 | 16 | 531510.4263 | 1149565.5314 | 236459.9763 | 172.6135 | 4938.7782 | 9395.7589 | 1932043.0847
Saturday | Saturday | 12 | 17 | 574194.5866 | 1062228.6324 | 228454.2928 | 67692.2665 | 4595.8075 | 9164.096 | 1946329.6818
Saturday | Saturday | 12 | 18 | 659956.893 | 1017841.8005 | 226479.2298 | 67697.3864 | 3594.3331 | 9081.3592 | 1984651.002
Saturday | Saturday | 12 | 19 | 664288.6387 | 992855.0877 | 221486.2708 | 67778.3697 | 2236.169 | 8706.7613 | 1957351.2973
Saturday | Saturday | 12 | 20 | 648488.7349 | 952504.2136 | 222246.7765 | 67791.144 | 1833.7501 | 8250.5679 | 1901115.187
Saturday | Saturday | 12 | 21 | 650268.9247 | 912969.6671 | 221542.0715 | 67794.2049 | 1385.6017 | 7862.8463 | 1861823.3161
Saturday | Saturday | 12 | 22 | 652067.7295 | 867347.6421 | 219910.387 | 67790.5883 | 1952.6466 | 7545.5935 | 1816614.5871
Saturday | Saturday | 12 | 23 | 618254.7328 | 837997.0829 | 218538.0658 | 67771.3666 | 2217.8773 | 7234.3321 | 1752013.4575
Sunday | Sunday | 12 | 0 | 572351.4814 | 802715.1604 | 218266.5379 | 67759.6006 | 3415.9883 | 7026.6343 | 1671535.4028
Sunday | Sunday | 12 | 1 | 525943.8167 | 774693.0225 | 216724.1299 | 67765.5965 | 4143.0862 | 6899.9614 | 1596169.6132
Sunday | Sunday | 12 | 2 | 491648.6706 | 759270.255 | 216450.5267 | 67765.6431 | 3818.4073 | 6809.8069 | 1545763.3096
Sunday | Sunday | 12 | 3 | 476244.3512 | 745945.3451 | 215013.8325 | 67768.3002 | 3022.7152 | 6868.0079 | 1514862.5521
Sunday | Sunday | 12 | 4 | 458594.5169 | 743449.6058 | 216357.7542 | 67761.512 | 3260.5082 | 6866.2961 | 1496290.1933
Sunday | Sunday | 12 | 5 | 447043.0086 | 755707.6259 | 218122.321 | 67755.1525 | 3077.5905 | 7172.4222 | 1498878.1207
Sunday | Sunday | 12 | 6 | 452230.4545 | 773715.7667 | 219476.3629 | 240.6955 | 3237.6435 | 7299.095 | 1456200.0182
Sunday | Sunday | 12 | 7 | 485443.4443 | 788891.8591 | 220304.3787 | 206.2572 | 3310.8106 | 6885.4112 | 1505042.1611
Sunday | Sunday | 12 | 8 | 524634.1831 | 850689.7321 | 226259.4025 | 149.7708 | 2533.4103 | 6078.0144 | 1610344.5133
Sunday | Sunday | 12 | 9 | 546494.6985 | 928917.6896 | 226825.7091 | 146.6426 | 1989.2301 | 5042.6636 | 1709416.6335
Sunday | Sunday | 12 | 10 | 559361.4318 | 972080.531 | 230409.1335 | 143.1324 | 2227.0232 | 4560.5079 | 1768781.7597
Sunday | Sunday | 12 | 11 | 560915.3275 | 999058.7796 | 230546.6703 | 155.7808 | 3036.434 | 5296.2946 | 1799009.2867
Sunday | Sunday | 12 | 12 | 563526.3334 | 1001030.4618 | 228928.5536 | 166.47 | 3850.4179 | 4217.0076 | 1801719.2443
Sunday | Sunday | 12 | 13 | 559031.8684 | 983433.0289 | 227735.9943 | 196.1205 | 3941.8767 | 5415.2643 | 1779754.1531
Sunday | Sunday | 12 | 14 | 555692.8422 | 961553.8651 | 228608.6528 | 202.2423 | 3983.0332 | 5515.975 | 1755556.6106
Sunday | Sunday | 12 | 15 | 553450.7153 | 953987.2018 | 226754.2231 | 200.5262 | 5775.6268 | 7622.0537 | 1747790.347
Sunday | Sunday | 12 | 16 | 560031.4719 | 944411.2039 | 222992.4292 | 193.421 | 5908.2421 | 8223.7498 | 1741760.5179
Sunday | Sunday | 12 | 17 | 579185.5188 | 917507.134 | 222887.371 | 67864.9983 | 4915.9135 | 8320.1809 | 1800681.1166
Sunday | Sunday | 12 | 18 | 657466.5823 | 931431.8647 | 223659.1473 | 68437.3378 | 3790.9696 | 8516.7521 | 1893302.6537
Sunday | Sunday | 12 | 19 | 683448.9539 | 925290.0805 | 222906.683 | 68796.6438 | 1829.1771 | 8423.4592 | 1910694.9976
Sunday | Sunday | 12 | 20 | 672300.5963 | 893199.6562 | 221060.1486 | 68831.2015 | 1550.2276 | 7912.4883 | 1864854.3185
Sunday | Sunday | 12 | 21 | 665280.5777 | 878147.9999 | 218294.9144 | 68307.936 | 1339.8722 | 7755.2885 | 1839126.5888
Sunday | Sunday | 12 | 22 | 661260.5736 | 845430.5183 | 218529.8307 | 68310.4965 | 1280.424 | 7432.9004 | 1802244.7434
Sunday | Sunday | 12 | 23 | 632463.1062 | 822945.3429 | 217518.4856 | 68019.8684 | 1632.5406 | 6931.3443 | 1749510.688

## Forecast__Net Gross Demand-8760
| SELECT YEAR: |  | FY 2027 | Note: The "2016-2017 PV Generation Simulation" data comes from a PVWatts simulation based on the installed capacity of 147.10 MW. The chosen location is San Juan, Puerto Rico. Other assumption in PVWatts are: Module Type (Default - Standard), Array Type (1-Axis Tracking), System Losses (Default - 14.08%), Tilt (Default - 0 degrees), Azimuth (Default - 180 degrees). All other assumptions were kept at the defaults. | [5 empty] | Baseline | Forecast
[10 empty] | 2016-2017 Data | FY 2027 | Scaling Factor
| SELECT FORECAST: |  | BAU - Medium Demand | [5 empty] | Solar PV Installed Capacity (MW) | 147.1 | 3901.9811 | 26.526
[9 empty] | Wind Installed Capacity (MW) | 121 | 121 | 1
|  |  |  | NOTE: The "2016-2017 Wind Generation Simulation" data comes from a System Advisor Model (SAM) simulation based on the installed capacity of 121 MW. Based on the selected default turbines, the size of the system modeled in same is 120 MW. Due to a lack of available wind resource file data for Puerto Rico, the file for "Easern GA - Offshore" was used, as wind speeds for this geographic location are similar to the offshore wind speeds in Puerto Rico. The hub height was set to 100m. A map of the Puerto Rico wind resource can be found here: https://windexchange.energy.gov/maps-data/328 and a map of the Georgia resource can be found here: https://windexchange.energy.gov/maps-data/157 |  |  |  |  | Batteries Installed Capacity (MW) | 0 | 1530 | N/A
| SELECT MONTH: |  | August
[9 empty] | Annual Solar Generation (kWh) | 7938154816.7003
[9 empty] | Annual Wind Generation (kWh) | 353312554.7974
| Gross Hourly Solar PV Generation and Net Demand Forecasts (8760) | [7 empty] | Gross Generation incl. EE (kWh) | 17406114665.5714
[9 empty] | Percent of VRE Generation: | 47.64% | [10 empty] | Still need to do battery part
| *Ignoring the impact of leap years |  | FY 2027 Forecasts | [20 empty] | Peak in Month (MW) | Peak Hour of the day | Spreadsheet Row
| Month | Hour of Day (0-23) | 2016-2017 PV Generation Simulation (PV Watts) - kW | FY 2027 PV Generation Forecast (kW) | 2016-2017 Wind Generation Simulation (SAM) - kW | FY 2027 Wind Generation Forecast (kW) | FY 2027 Total Gross Generation Forecast (kW) | FY 2027 Net Gross Demand Forecast (kW) | 8 | August FY 2027: Average Hourly Forecasts | [6 empty] | 8 | August FY 2027: Peak Day Hourly Forecasts | [5 empty] | 2379.4544 | 7 | 5636
1667.9259 | 1 | 0 | 0 | 0 | 33455.6 | 33455.6 | 1701381.4598 | 1667925.8598 | Hour of Day | PV Generation (MW) | Wind Generation (MW) | Net Demand (MW) | Battery Supply (MW) | Net Demand - with Batteries (MW) | Net Demand - with DR (MW) |  | Hour of Day | PV Generation (MW) | Wind Generation (MW) | Net Demand (MW) | Battery Supply (MW) | Net Demand - with Batteries (MW) | Net Demand - with DR (MW)
1605.2342 | 1 | 1 | 0 | 0 | 13301.1 | 13301.1 | 1618535.2778 | 1605234.1778 | 0 | 0 | 23.8954 | 2041.9128 | 0 | 2041.9128 | 1999.1656 |  | 0 | 0 | 30.8688 | 2067.605 | 0 | 2041.9128 | 2024.8579
1552.3772 | 1 | 2 | 0 | 0 | 3013.71 | 3013.71 | 1555390.8875 | 1552377.1775 | 1 | 0 | 19.5498 | 1966.0956 | 0 | 1966.0956 | 1923.3485 |  | 1 | 0 | 21.9704 | 1987.5396 | 0 | 1966.0956 | 1944.7925
1523.4946 | 1 | 3 | 0 | 0 | 0 | 0 | 1523494.6305 | 1523494.6305 | 2 | 0 | 21.0982 | 1901.7611 | 0 | 1901.7611 | 1859.052 |  | 2 | 0 | 15.2272 | 1930.3864 | 0 | 1901.7611 | 1887.6774
1496.0251 | 1 | 4 | 0 | 0 | 1971.91 | 1971.91 | 1497996.9959 | 1496025.0859 | 3 | 0 | 0 | 1850.6711 | 0 | 1850.6711 | 1807.9996 |  | 3 | 0 | 8.7471 | 1880.4078 | 0 | 1850.6711 | 1837.7363
1410.1525 | 1 | 5 | 0 | 0 | 78088.7 | 78088.7 | 1488241.1886 | 1410152.4886 | 4 | 0 | 22.2688 | 1825.1457 | 0 | 1825.1457 | 1782.4981 |  | 4 | 0 | 7.1662 | 1851.3814 | 0 | 1825.1457 | 1808.7338
1354.3985 | 1 | 6 | 0 | 0 | 65149.2 | 65149.2 | 1419547.6578 | 1354398.4578 | 5 | 0 | 18.5555 | 1783.493 | 0 | 1783.493 | 1740.8358 |  | 5 | 0 | 5.4234 | 1851.3971 | 0 | 1783.493 | 1808.7398
464.4789 | 1 | 7 | 34432.48 | 913357.4782 | 60518.6 | 60518.6 | 1438354.9614 | 464478.8832 | 6 | 0 | 17.8266 | 1692.0106 | 0 | 1692.0106 | 1649.2924 |  | 6 | 270.3824 | 5.12 | 1666.5522 | 0 | 1692.0106 | 1623.8339
-696.6113 | 1 | 8 | 81289.32 | 2156284.0759 | 56029 | 56029 | 1515701.7626 | -696611.3134 | 7 | 1020.9271 | 16.5874 | 863.9214 | -54.1891 | 918.1105 | 821.0927 |  | 7 | 1536.2395 | 6.5971 | 434.6919 | -54.1891 | 918.1105 | 391.8633
-1034.1629 | 1 | 9 | 97355.976 | 2582468.8993 | 34797.3 | 34797.3 | 1583103.348 | -1034162.8513 | 8 | 1975.6639 | 16.7346 | 31.0296 | -143.0105 | 174.0401 | 0 |  | 8 | 2438.6852 | 8.361 | -337.9526 | -143.0105 | 174.0401 | 0
940.7318 | 1 | 10 | 25043.006 | 664291.8781 | 32096 | 32096 | 1637119.7104 | 940731.8323 | 9 | 2267.4724 | 14.4513 | -173.2827 | -227.7463 | 54.4636 | 0 |  | 9 | 2687.3588 | 7.6481 | -488.6587 | -227.7463 | 54.4636 | 0
-1184.3961 | 1 | 11 | 105283.392 | 2792751.8846 | 37260.1 | 37260.1 | 1645615.9112 | -1184396.0734 | 10 | 2377.184 | 15.4444 | -229.6418 | -329.1299 | 99.488 | 0 |  | 10 | 2725.0196 | 4.0812 | -453.6067 | -329.1299 | 99.488 | 0
-1141.6333 | 1 | 12 | 104817.384 | 2780390.5359 | 37546 | 37546 | 1676303.2357 | -1141633.3002 | 11 | 2330.8528 | 19.8727 | -158.7417 | -473.0715 | 314.3298 | 0 |  | 11 | 2745.652 | 7.9085 | -432.89 | -473.0715 | 314.3298 | 0
-1118.0613 | 1 | 13 | 103913.56 | 2756415.6608 | 42380.5 | 42380.5 | 1680734.8792 | -1118061.2816 | 12 | 2129.6235 | 27.32 | 43.3381 | -492.5631 | 535.9012 | 0 |  | 12 | 2753.6852 | 10.1419 | -437.6684 | -492.5631 | 535.9012 | 0
-1076.4686 | 1 | 14 | 102005.696 | 2705807.5764 | 36742.8 | 36742.8 | 1666081.7292 | -1076468.6472 | 13 | 2275.0066 | 40.5122 | -120.7222 | -462.3421 | 341.6199 | 0 |  | 13 | 2738.3323 | 27.2227 | -438.7825 | -462.3421 | 341.6199 | 0
-929.2874 | 1 | 15 | 95593.272 | 2535711.3355 | 49014.5 | 49014.5 | 1655438.462 | -929287.3735 | 14 | 2191.9746 | 49.4464 | -58.5831 | -435.404 | 376.8208 | 0 |  | 14 | 2697.6322 | 23.4013 | -394.4827 | -435.404 | 376.8208 | 0
-488.1426 | 1 | 16 | 78715.136 | 2088001.158 | 48497 | 48497 | 1648355.5875 | -488142.5704 | 15 | 2040.815 | 54.5498 | 67.1035 | -271.3767 | 338.4801 | 23.4207 |  | 15 | 2615.3911 | 45.7575 | -358.6628 | -271.3767 | 338.4801 | 0
864.8118 | 1 | 17 | 31773.79 | 842832.9504 | 40084.6 | 40084.6 | 1747729.3377 | 864811.7873 | 16 | 1677.2073 | 47.6435 | 410.4036 | -313.9722 | 724.3759 | 366.6869 |  | 16 | 2315.7635 | 21.4212 | -68.7307 | -313.9722 | 724.3759 | 0
1790.4525 | 1 | 18 | 0 | 0 | 71586.3 | 71586.3 | 1862038.7697 | 1790452.4697 | 17 | 898.2368 | 46.8151 | 1157.1036 | -782.2481 | 1939.3517 | 1113.4116 |  | 17 | 1300.4072 | 17.1142 | 881.3346 | -782.2481 | 1939.3517 | 837.6426
1825.2629 | 1 | 19 | 0 | 0 | 65628 | 65628 | 1890890.8633 | 1825262.8633 | 18 | 0 | 42.8986 | 2123.5313 | -464.2675 | 2587.7988 | 2079.9492 |  | 18 | 165.9442 | 11.9738 | 2150.943 | -464.2675 | 2587.7988 | 2107.361
1822.4534 | 1 | 20 | 0 | 0 | 58341.1 | 58341.1 | 1880794.4547 | 1822453.3547 | 19 | 0 | 31.5402 | 2270.0517 | 1375.3372 | 894.7144 | 2226.6378 |  | 19 | 0 | 3.7119 | 2379.4544 | 1375.3372 | 894.7144 | 2336.0405
1805.6608 | 1 | 21 | 0 | 0 | 53917.7 | 53917.7 | 1859578.5281 | 1805660.8281 | 20 | 0 | 23.5607 | 2275.108 | 1332.5806 | 942.5274 | 2231.8742 |  | 20 | 0 | 0 | 2376.0075 | 1332.5806 | 942.5274 | 2332.7737
1787.3545 | 1 | 22 | 0 | 0 | 41236.2 | 41236.2 | 1828590.7284 | 1787354.5284 | 21 | 0 | 23.1744 | 2267.1254 | 1092.5506 | 1174.5748 | 2224.0485 |  | 21 | 0 | 0 | 2359.0701 | 1092.5506 | 1174.5748 | 2315.9932
1680.977 | 1 | 23 | 0 | 0 | 88829.8 | 88829.8 | 1769806.8447 | 1680977.0447 | 22 | 0 | 24.3638 | 2224.6051 | 181.7107 | 2042.8944 | 2181.644 |  | 22 | 0 | 0 | 2311.5756 | 181.7107 | 2042.8944 | 2268.6145
1610.2279 | 1 | 0 | 0 | 0 | 80651.4 | 80651.4 | 1690879.2859 | 1610227.8859 | 23 | 0 | 22.9429 | 2141.1273 | 0 | 2141.1273 | 2098.241 |  | 23 | 0 | 7.8683 | 2206.9156 | 0 | 2141.1273 | 2164.0293
1516.6735 | 1 | 1 | 0 | 0 | 92122.8 | 92122.8 | 1608796.3057 | 1516673.5057
1458.1551 | 1 | 2 | 0 | 0 | 93372.4 | 93372.4 | 1551527.529 | 1458155.129
1430.1621 | 1 | 3 | 0 | 0 | 93655 | 93655 | 1523817.0836 | 1430162.0836 | FY 2027 | FY 2027 Monthly Peak Demand Forecast
1438.1056 | 1 | 4 | 0 | 0 | 76432.1 | 76432.1 | 1514537.6664 | 1438105.5664 | Month of Year | Peak Net Gross Demand (MW) | Solar Coincident with Peak (MW) | Wind Coincident with Peak (MW) | Peak Hour | Residential DR (MW) | Commercial DR (MW) | Total Industrial DR (MW) | Readily Available Industrial DR (MW) | Emergency Only Industrial DR (MW) | Total DR Resource Available to Reduce Gross Generation - Accounting for System Losses etc. (MW) | Total Readily Available DR Resource Available to Reduce Gross Generation - Accounting for System Losses etc. (MW) | Total Emergency Only DR Resource Available to Reduce Gross Generation - Accounting for System Losses etc. (MW) | Peak Net Gross Demand after Total DR (MW)
1477.3609 | 1 | 5 | 0 | 0 | 69891.6 | 69891.6 | 1547252.4587 | 1477360.8587 | 1 | 2195.9234 | 0 | 30.4623 | 19 | 0.73342 | 0.68042 | 42 | 10.5 | 31.5 | 51.8516 | 14.2294 | 37.6222 | 2144.0718
1474.6013 | 1 | 6 | 0 | 0 | 62325.8 | 62325.8 | 1536927.0595 | 1474601.2595 | 2 | 2064.9762 | 0 | 15.3057 | 21 | 0.5448 | 0.53207 | 42 | 10.5 | 31.5 | 51.4491 | 13.8269 | 37.6222 | 2013.527
610.5635 | 1 | 7 | 36261.312 | 961869.1562 | 57035.1 | 57035.1 | 1629467.7121 | 610563.4559 | 3 | 2291.2249 | 0 | 0 | 20 | 0.64063 | 0.59319 | 42 | 10.5 | 31.5 | 51.6366 | 14.0144 | 37.6222 | 2239.5884
-459.9077 | 1 | 8 | 81989.68 | 2174861.8561 | 51365.5 | 51365.5 | 1766319.6936 | -459907.6625 | 4 | 2283.7239 | 0 | 0 | 21 | 0.5448 | 0.53207 | 42 | 10.5 | 31.5 | 51.4491 | 13.8269 | 37.6222 | 2232.2748
-797.7512 | 1 | 9 | 98231.912 | 2605704.0161 | 48288.5 | 48288.5 | 1856241.3223 | -797751.1938 | 5 | 2183.6067 | 0 | 5.2589 | 21 | 0.5448 | 0.53207 | 42 | 10.5 | 31.5 | 51.4491 | 13.8269 | 37.6222 | 2132.1576
-878.8623 | 1 | 10 | 104184.68 | 2763607.4018 | 51930.4 | 51930.4 | 1936675.5292 | -878862.2726 | 6 | 2482.8206 | 0 | 0 | 20 | 0.64063 | 0.59319 | 42 | 10.5 | 31.5 | 51.6366 | 14.0144 | 37.6222 | 2431.184
-844.7661 | 1 | 11 | 105955.408 | 2810577.8106 | 33755.8 | 33755.8 | 1999567.5382 | -844766.0724 | 7 | 2480.4993 | 0 | 3.3065 | 20 | 0.64063 | 0.59319 | 42 | 10.5 | 31.5 | 51.6366 | 14.0144 | 37.6222 | 2428.8627
-846.3436 | 1 | 12 | 106706.392 | 2830498.4452 | 36448.2 | 36448.2 | 2020603.038 | -846343.6072 | 8 | 2379.4544 | 0 | 3.7119 | 19 | 0.73342 | 0.68042 | 42 | 10.5 | 31.5 | 51.8516 | 14.2294 | 37.6222 | 2327.6028
-808.2751 | 1 | 13 | 104828.824 | 2780693.9939 | 43152.9 | 43152.9 | 2015571.7916 | -808275.1023 | 9 | 2434.463 | 0 | 0 | 19 | 0.73342 | 0.68042 | 42 | 10.5 | 31.5 | 51.8516 | 14.2294 | 37.6222 | 2382.6115
-748.829 | 1 | 14 | 103373.528 | 2742090.7482 | 21025.7 | 21025.7 | 2014287.4568 | -748828.9914 | 10 | 2260.5272 | 0 | 16.9397 | 21 | 0.5448 | 0.53207 | 42 | 10.5 | 31.5 | 51.4491 | 13.8269 | 37.6222 | 2209.078
-563.6823 | 1 | 15 | 96477.264 | 2559160.1462 | 16623.8 | 16623.8 | 2012101.6439 | -563682.3023 | 11 | 2375.0979 | 0 | 0 | 18 | 0.80869 | 0.77333 | 42 | 10.5 | 31.5 | 52.0524 | 14.4302 | 37.6222 | 2323.0455
-166.8694 | 1 | 16 | 80618.928 | 2138501.2283 | 15415.6 | 15415.6 | 1987047.4486 | -166869.3797 | 12 | 2264.5835 | 0 | 15.7246 | 19 | 0.73342 | 0.68042 | 42 | 10.5 | 31.5 | 51.8516 | 14.2294 | 37.6222 | 2212.7319
1110.2276 | 1 | 17 | 33606.36 | 891443.7827 | 10662 | 10662 | 2012333.3858 | 1110227.603 | Average Month | 2308.0751 | 0 | 7.5591 | 20 | 0.64063 | 0.59319 | 42 | 10.5 | 31.5 | 51.6804 | 14.0582 | 37.6222 | 2256.3947
2062.4013 | 1 | 18 | 0 | 0 | 27790.3 | 27790.3 | 2090191.6259 | 2062401.3259
2058.9646 | 1 | 19 | 0 | 0 | 46614 | 46614 | 2105578.6254 | 2058964.6254
2003.5082 | 1 | 20 | 0 | 0 | 66335.5 | 66335.5 | 2069843.6617 | 2003508.1617
1995.2081 | 1 | 21 | 0 | 0 | 43535.7 | 43535.7 | 2038743.7518 | 1995208.0518
1928.4995 | 1 | 22 | 0 | 0 | 50746.8 | 50746.8 | 1979246.2622 | 1928499.4622
1812.974 | 1 | 23 | 0 | 0 | 60385.9 | 60385.9 | 1873359.8746 | 1812973.9746
1719.9233 | 1 | 0 | 0 | 0 | 66436.8 | 66436.8 | 1786360.1299 | 1719923.3299
1641.8981 | 1 | 1 | 0 | 0 | 56666.9 | 56666.9 | 1698565.011 | 1641898.111
1579.652 | 1 | 2 | 0 | 0 | 56730.3 | 56730.3 | 1636382.2809 | 1579651.9809
1566.3188 | 1 | 3 | 0 | 0 | 40641.8 | 40641.8 | 1606960.5804 | 1566318.7804
1574.5995 | 1 | 4 | 0 | 0 | 27937.9 | 27937.9 | 1602537.4267 | 1574599.5267
1702.4253 | 1 | 5 | 0 | 0 | 21403.7 | 21403.7 | 1723828.992 | 1702425.292
1716.8189 | 1 | 6 | 0 | 0 | 25047.6 | 25047.6 | 1741866.4721 | 1716818.8721
1764.9817 | 1 | 7 | 0 | 0 | 18132.8 | 18132.8 | 1783114.4532 | 1764981.6532
1767.619 | 1 | 8 | 4569.619 | 121213.9145 | 12750.9 | 12750.9 | 1901583.7762 | 1767618.9618
1853.9735 | 1 | 9 | 5245.097 | 139131.6736 | 3380.92 | 3380.92 | 1996486.0842 | 1853973.4906
1481.7561 | 1 | 10 | 19742.85 | 523699.707 | 0 | 0 | 2005455.825 | 1481756.118
1203.3861 | 1 | 11 | 31375.4 | 832265.2397 | 1523.44 | 1523.44 | 2037174.7886 | 1203386.1089
1551.1187 | 1 | 12 | 17711.57 | 469817.8844 | 22294.2 | 22294.2 | 2043230.7837 | 1551118.6992
233.1162 | 1 | 13 | 63561.248 | 1686028.4587 | 89666.4 | 89666.4 | 2008811.0622 | 233116.2035
1320.1779 | 1 | 14 | 22510.22 | 597107.0853 | 93438.9 | 93438.9 | 2010723.8765 | 1320177.8912
-552.9641 | 1 | 15 | 93928.048 | 2491539.5305 | 67772 | 67772 | 2006347.4636 | -552964.0668
-83.3587 | 1 | 16 | 76010.968 | 2016270.2787 | 37867.5 | 37867.5 | 1970779.0459 | -83358.7328
1188.1241 | 1 | 17 | 29764.196 | 789526.3716 | 18805.6 | 18805.6 | 1996456.0698 | 1188124.0982
2105.874 | 1 | 18 | 0 | 0 | 31442.3 | 31442.3 | 2137316.3478 | 2105874.0478
2130.1973 | 1 | 19 | 0 | 0 | 47894.1 | 47894.1 | 2178091.3924 | 2130197.2924
2063.303 | 1 | 20 | 0 | 0 | 66253.9 | 66253.9 | 2129556.8821 | 2063302.9821
2026.2265 | 1 | 21 | 0 | 0 | 62877.7 | 62877.7 | 2089104.1671 | 2026226.4671
1973.8642 | 1 | 22 | 0 | 0 | 67474.3 | 67474.3 | 2041338.5308 | 1973864.2308
1907.4481 | 1 | 23 | 0 | 0 | 64293.9 | 64293.9 | 1971742.0044 | 1907448.1044
1813.7058 | 1 | 0 | 0 | 0 | 69067.7 | 69067.7 | 1882773.5487 | 1813705.8487
1743.6636 | 1 | 1 | 0 | 0 | 66150.1 | 66150.1 | 1809813.6786 | 1743663.5786
1649.8461 | 1 | 2 | 0 | 0 | 80366.8 | 80366.8 | 1730212.9129 | 1649846.1129
1616.7275 | 1 | 3 | 0 | 0 | 72682.6 | 72682.6 | 1689410.1014 | 1616727.5014
1597.7183 | 1 | 4 | 0 | 0 | 75410.2 | 75410.2 | 1673128.4623 | 1597718.2623
1615.0883 | 1 | 5 | 0 | 0 | 69047.3 | 69047.3 | 1684135.5813 | 1615088.2813
1549.1484 | 1 | 6 | 0 | 0 | 89476.4 | 89476.4 | 1638624.7531 | 1549148.3531
560.0012 | 1 | 7 | 39252.932 | 1041224.9999 | 93098.3 | 93098.3 | 1694324.4827 | 560001.1828
-521.9649 | 1 | 8 | 84212.432 | 2233822.6733 | 95540.2 | 95540.2 | 1807397.9932 | -521964.8802
-843.474 | 1 | 9 | 100012.696 | 2652941.1708 | 85635.6 | 85635.6 | 1895102.7379 | -843474.0329
-866.1005 | 1 | 10 | 104339.736 | 2767720.4241 | 54759.2 | 54759.2 | 1956379.0805 | -866100.5436
-863.8825 | 1 | 11 | 106711.432 | 2830632.1364 | 37273 | 37273 | 2004022.6165 | -863882.5199
-850.7238 | 1 | 12 | 106641.888 | 2828787.4092 | 30447.7 | 30447.7 | 2008511.3319 | -850723.7774
-815.5974 | 1 | 13 | 105501.296 | 2798532.0157 | 7858.09 | 7858.09 | 1990792.6956 | -815597.4101
-804.4768 | 1 | 14 | 103214 | 2737859.1014 | 4440.41 | 4440.41 | 1937822.6788 | -804476.8327
-699.7701 | 1 | 15 | 97323.664 | 2581611.7898 | 12627.8 | 12627.8 | 1894469.5128 | -699770.0769
-312.5119 | 1 | 16 | 80518.2 | 2135829.3129 | 26020.6 | 26020.6 | 1849338.0337 | -312511.8792
981.0612 | 1 | 17 | 33829.644 | 897366.6239 | 36288.2 | 36288.2 | 1914716.0082 | 981061.1842
1950.1313 | 1 | 18 | 0 | 0 | 48594.2 | 48594.2 | 1998725.4836 | 1950131.2836
1960.0741 | 1 | 19 | 0 | 0 | 52820.3 | 52820.3 | 2012894.3816 | 1960074.0816
1960.9281 | 1 | 20 | 0 | 0 | 57242.2 | 57242.2 | 2018170.2891 | 1960928.0891
1983.5894 | 1 | 21 | 0 | 0 | 31707 | 31707 | 2015296.435 | 1983589.435
1951.4711 | 1 | 22 | 0 | 0 | 32040.7 | 32040.7 | 1983511.8391 | 1951471.1391
1916.5162 | 1 | 23 | 0 | 0 | 14039.4 | 14039.4 | 1930555.6246 | 1916516.2246
1782.2546 | 1 | 0 | 0 | 0 | 10595.5 | 10595.5 | 1792850.0672 | 1782254.5672
1705.4641 | 1 | 1 | 0 | 0 | 14438.4 | 14438.4 | 1719902.4689 | 1705464.0689
1648.3365 | 1 | 2 | 0 | 0 | 13775.4 | 13775.4 | 1662111.8959 | 1648336.4959
1600.8187 | 1 | 3 | 0 | 0 | 18812.8 | 18812.8 | 1619631.4856 | 1600818.6856
1570.3272 | 1 | 4 | 0 | 0 | 35950.6 | 35950.6 | 1606277.8122 | 1570327.2122
1583.8513 | 1 | 5 | 0 | 0 | 50093.7 | 50093.7 | 1633945.0492 | 1583851.3492
1575.2681 | 1 | 6 | 0 | 0 | 45865.8 | 45865.8 | 1621133.8856 | 1575268.0856
763.8156 | 1 | 7 | 34187.776 | 906866.4491 | 37406.5 | 37406.5 | 1708088.523 | 763815.5739
-341.2038 | 1 | 8 | 80915.84 | 2146377.129 | 29713.6 | 29713.6 | 1834886.9458 | -341203.7832
-710.1285 | 1 | 9 | 97276.528 | 2580361.4582 | 30272.1 | 30272.1 | 1900505.1074 | -710128.4507
-822.7763 | 1 | 10 | 103657.328 | 2749618.8395 | 23998.2 | 23998.2 | 1950840.6936 | -822776.3459
-883.0268 | 1 | 11 | 106383.472 | 2821932.6551 | 57739.6 | 57739.6 | 1996645.4452 | -883026.8098
-921.2538 | 1 | 12 | 106966.912 | 2837409.0101 | 75740 | 75740 | 1991895.1762 | -921253.834
-937.3469 | 1 | 13 | 106450.624 | 2823713.932 | 78113.7 | 78113.7 | 1964480.6873 | -937346.9446
-839.0718 | 1 | 14 | 102450.928 | 2717617.82 | 88261.5 | 88261.5 | 1966807.4738 | -839071.8462
-671.45 | 1 | 15 | 95667.48 | 2537679.7802 | 94084.9 | 94084.9 | 1960314.7009 | -671449.9792
1785.4969 | 1 | 16 | 2358.3243 | 62557.0127 | 98579.7 | 98579.7 | 1946633.6487 | 1785496.936
1103.6444 | 1 | 17 | 30099.702 | 798426.0185 | 100134 | 100134 | 2002204.3896 | 1103644.3711
1968.6755 | 1 | 18 | 0 | 0 | 100134 | 100134 | 2068809.5089 | 1968675.5089
1943.8603 | 1 | 19 | 0 | 0 | 100134 | 100134 | 2043994.3087 | 1943860.3087
1883.9841 | 1 | 20 | 0 | 0 | 100017 | 100017 | 1984001.1119 | 1883984.1119
1838.7519 | 1 | 21 | 0 | 0 | 99184.3 | 99184.3 | 1937936.2338 | 1838751.9338
1771.1919 | 1 | 22 | 0 | 0 | 99348.9 | 99348.9 | 1870540.8299 | 1771191.9299
1679.6618 | 1 | 23 | 0 | 0 | 98975 | 98975 | 1778636.8199 | 1679661.8199
1596.0722 | 1 | 0 | 0 | 0 | 98559 | 98559 | 1694631.155 | 1596072.155
1534.2142 | 1 | 1 | 0 | 0 | 98700.7 | 98700.7 | 1632914.9109 | 1534214.2109
1478.2258 | 1 | 2 | 0 | 0 | 99223.8 | 99223.8 | 1577449.6493 | 1478225.8493
1473.7882 | 1 | 3 | 0 | 0 | 99629.2 | 99629.2 | 1573417.433 | 1473788.233
1470.2864 | 1 | 4 | 0 | 0 | 100134 | 100134 | 1570420.388 | 1470286.388
1513.9153 | 1 | 5 | 0 | 0 | 100007 | 100007 | 1613922.2827 | 1513915.2827
1531.7881 | 1 | 6 | 0 | 0 | 98964.4 | 98964.4 | 1630752.4614 | 1531788.0614
1626.1434 | 1 | 7 | 0 | 0 | 98008.2 | 98008.2 | 1724151.5721 | 1626143.3721
-190.4943 | 1 | 8 | 74213.456 | 1968589.3964 | 95623.6 | 95623.6 | 1873718.6903 | -190494.3061
-593.7284 | 1 | 9 | 93899.472 | 2490781.5222 | 82005.9 | 82005.9 | 1979059.0454 | -593728.3768
-721.5029 | 1 | 10 | 101474.944 | 2691728.8255 | 69345.6 | 69345.6 | 2039571.5031 | -721502.9225
-825.9874 | 1 | 11 | 106156.912 | 2815922.9145 | 43713.6 | 43713.6 | 2033649.095 | -825987.4196
-794.8775 | 1 | 12 | 105780.944 | 2805949.9708 | 16301.6 | 16301.6 | 2027374.0445 | -794877.5263
339.3101 | 1 | 13 | 62979.208 | 1670589.2401 | 0 | 0 | 2009899.3425 | 339310.1025
921.3845 | 1 | 14 | 40185.88 | 1065972.4195 | 0 | 0 | 1987356.89 | 921384.4705
-586.2705 | 1 | 15 | 96303.512 | 2554551.193 | 2402.06 | 2402.06 | 1970682.7119 | -586270.5411
-137.6595 | 1 | 16 | 77542.976 | 2056908.3903 | 28109 | 28109 | 1947357.8969 | -137659.4934
1154.8865 | 1 | 17 | 30459.862 | 807979.6385 | 28995.9 | 28995.9 | 1991861.9985 | 1154886.46
2014.1105 | 1 | 18 | 0 | 0 | 48379.8 | 48379.8 | 2062490.3122 | 2014110.5122
2007.8968 | 1 | 19 | 0 | 0 | 33826.5 | 33826.5 | 2041723.2896 | 2007896.7896
1965.6255 | 1 | 20 | 0 | 0 | 21641.3 | 21641.3 | 1987266.8426 | 1965625.5426
1919.8633 | 1 | 21 | 0 | 0 | 18309.2 | 18309.2 | 1938172.5411 | 1919863.3411
1877.5156 | 1 | 22 | 0 | 0 | 14708.5 | 14708.5 | 1892224.084 | 1877515.584
1808.9636 | 1 | 23 | 0 | 0 | 14840 | 14840 | 1823803.603 | 1808963.603
1729.8698 | 1 | 0 | 0 | 0 | 5851.22 | 5851.22 | 1735720.9753 | 1729869.7553
1643.2666 | 1 | 1 | 0 | 0 | 11422.5 | 11422.5 | 1654689.0573 | 1643266.5573
1585.8932 | 1 | 2 | 0 | 0 | 7411.31 | 7411.31 | 1593304.4797 | 1585893.1697
1552.1953 | 1 | 3 | 0 | 0 | 9300.41 | 9300.41 | 1561495.72 | 1552195.31
1533.0425 | 1 | 4 | 0 | 0 | 13276.8 | 13276.8 | 1546319.3494 | 1533042.5494
1534.9845 | 1 | 5 | 0 | 0 | 6011.98 | 6011.98 | 1540996.4919 | 1534984.5119
1488.0191 | 1 | 6 | 0 | 0 | 0 | 0 | 1488019.1064 | 1488019.1064
688.869 | 1 | 7 | 32054.296 | 850273.6649 | 0 | 0 | 1539142.6226 | 688868.9578
-448.4253 | 1 | 8 | 79021.544 | 2096128.9501 | 0 | 0 | 1647703.605 | -448425.345
-768.3287 | 1 | 9 | 95180.856 | 2524771.5706 | 0 | 0 | 1756442.8997 | -768328.6708
-874.8707 | 1 | 10 | 101269.576 | 2686281.2249 | 0 | 0 | 1811410.5209 | -874870.704
-987.7806 | 1 | 11 | 106631.224 | 2828504.5355 | 0 | 0 | 1840723.8946 | -987780.6409
-982.7513 | 1 | 12 | 107342.128 | 2847362.0063 | 0 | 0 | 1864610.7549 | -982751.2513
-978.1344 | 1 | 13 | 106091.96 | 2814199.9949 | 0 | 0 | 1836065.6358 | -978134.3591
-966.5784 | 1 | 14 | 104349.328 | 2767974.8619 | 2916.77 | 2916.77 | 1804313.2614 | -966578.3705
-802.2161 | 1 | 15 | 97615.968 | 2589365.4585 | 5814.24 | 5814.24 | 1792963.5811 | -802216.1174
-379.9923 | 1 | 16 | 81138.736 | 2152289.6781 | 8037.82 | 8037.82 | 1780335.2307 | -379992.2674
953.0562 | 1 | 17 | 33025.496 | 876035.7587 | 6003.43 | 6003.43 | 1835095.4038 | 953056.215
1930.8609 | 1 | 18 | 0 | 0 | 5525.55 | 5525.55 | 1936386.4707 | 1930860.9207
1961.5219 | 1 | 19 | 0 | 0 | 3819.06 | 3819.06 | 1965340.9696 | 1961521.9096
1923.8254 | 1 | 20 | 0 | 0 | 2231.97 | 2231.97 | 1926057.3911 | 1923825.4211
1888.0905 | 1 | 21 | 0 | 0 | 4113.55 | 4113.55 | 1892204.0221 | 1888090.4721
1847.439 | 1 | 22 | 0 | 0 | 9883.92 | 9883.92 | 1857322.9411 | 1847439.0211
1766.9818 | 1 | 23 | 0 | 0 | 30555.2 | 30555.2 | 1797537.0337 | 1766981.8337
1689.0991 | 1 | 0 | 0 | 0 | 32880.5 | 32880.5 | 1721979.6119 | 1689099.1119
1626.4085 | 1 | 1 | 0 | 0 | 13969.8 | 13969.8 | 1640378.2638 | 1626408.4638
1575.6601 | 1 | 2 | 0 | 0 | 1502.08 | 1502.08 | 1577162.182 | 1575660.102
1522.0469 | 1 | 3 | 0 | 0 | 25515.2 | 25515.2 | 1547562.0919 | 1522046.8919
1483.8865 | 1 | 4 | 0 | 0 | 39476 | 39476 | 1523362.5477 | 1483886.5477
1436.1803 | 1 | 5 | 0 | 0 | 74022.5 | 74022.5 | 1510202.809 | 1436180.309
1343.6055 | 1 | 6 | 0 | 0 | 97518.8 | 97518.8 | 1441124.2952 | 1343605.4952
778.496 | 1 | 7 | 21802.532 | 578334.9223 | 100134 | 100134 | 1456964.8856 | 778495.9633
-475.9594 | 1 | 8 | 72105.48 | 1912673.1323 | 100134 | 100134 | 1536847.6921 | -475959.4402
1373.0576 | 1 | 9 | 5101.887 | 135332.8788 | 100134 | 100134 | 1608524.5032 | 1373057.6244
-1152.0123 | 1 | 10 | 102520.112 | 2719452.9979 | 99000.8 | 99000.8 | 1666441.4878 | -1152012.3101
-1263.2792 | 1 | 11 | 106967.456 | 2837423.4403 | 98216.7 | 98216.7 | 1672360.9239 | -1263279.2164
-1230.0753 | 1 | 12 | 107174.304 | 2842910.2995 | 92582 | 92582 | 1705416.9554 | -1230075.344
-1184.4467 | 1 | 13 | 105557.04 | 2800010.6835 | 94585.2 | 94585.2 | 1710149.178 | -1184446.7055
-1120.7128 | 1 | 14 | 102605.616 | 2721721.0807 | 95847.7 | 95847.7 | 1696855.9926 | -1120712.7881
-910.3377 | 1 | 15 | 94323.432 | 2502027.5038 | 91137 | 91137 | 1682826.8311 | -910337.6727
-384.5916 | 1 | 16 | 74367.52 | 1972676.1048 | 89801.4 | 89801.4 | 1677885.9381 | -384591.5667
959.6649 | 1 | 17 | 27332.412 | 725020.7623 | 89737.6 | 89737.6 | 1774423.2876 | 959664.9253
1797.7982 | 1 | 18 | 0 | 0 | 92002.2 | 92002.2 | 1889800.3766 | 1797798.1766
1828.724 | 1 | 19 | 0 | 0 | 91561.4 | 91561.4 | 1920285.352 | 1828723.952
1817.3141 | 1 | 20 | 0 | 0 | 90882.9 | 90882.9 | 1908196.9629 | 1817314.0629
1790.854 | 1 | 21 | 0 | 0 | 95954.3 | 95954.3 | 1886808.334 | 1790854.034
1758.9026 | 1 | 22 | 0 | 0 | 95769.4 | 95769.4 | 1854672.0284 | 1758902.6284
1708.4861 | 1 | 23 | 0 | 0 | 86595.8 | 86595.8 | 1795081.8547 | 1708486.0547
1618.0047 | 1 | 0 | 0 | 0 | 98769.7 | 98769.7 | 1716774.3733 | 1618004.6733
1538.3034 | 1 | 1 | 0 | 0 | 98555.1 | 98555.1 | 1636858.514 | 1538303.414
1481.7104 | 1 | 2 | 0 | 0 | 96072 | 96072 | 1577782.4467 | 1481710.4467
1458.1935 | 1 | 3 | 0 | 0 | 93028.5 | 93028.5 | 1551221.9638 | 1458193.4638
1447.7652 | 1 | 4 | 0 | 0 | 95675.2 | 95675.2 | 1543440.357 | 1447765.157
1488.5493 | 1 | 5 | 0 | 0 | 93034.3 | 93034.3 | 1581583.5843 | 1488549.2843
1485.8941 | 1 | 6 | 0 | 0 | 95844.3 | 95844.3 | 1581738.3952 | 1485894.0952
1051.2775 | 1 | 7 | 20331.98 | 539326.9953 | 85742.4 | 85742.4 | 1676346.9261 | 1051277.5307
1368.9998 | 1 | 8 | 14308.801 | 379555.8844 | 64365.6 | 64365.6 | 1812921.3246 | 1368999.8403
239.4432 | 1 | 9 | 60510.284 | 1605098.4535 | 59955.4 | 59955.4 | 1904497.04 | 239443.1865
-730.0759 | 1 | 10 | 99636.688 | 2642967.1661 | 75393 | 75393 | 1988284.2835 | -730075.8826
-859.7349 | 1 | 11 | 106261.464 | 2818696.2655 | 92953.6 | 92953.6 | 2051914.9214 | -859734.9441
-27.7107 | 1 | 12 | 75441.808 | 2001172.7155 | 98483 | 98483 | 2071944.991 | -27710.7246
-872.4802 | 1 | 13 | 107134.224 | 2841847.1356 | 98404.9 | 98404.9 | 2067771.8275 | -872480.2081
-779.5357 | 1 | 14 | 103585.08 | 2747702.3858 | 94207.9 | 94207.9 | 2062374.5849 | -779535.7009
-605.188 | 1 | 15 | 96579.448 | 2561870.6834 | 98042.8 | 98042.8 | 2054725.4967 | -605187.9867
-154.4945 | 1 | 16 | 78555.136 | 2083756.9909 | 98836.3 | 98836.3 | 2028098.8106 | -154494.4803
1135.5086 | 1 | 17 | 30790.436 | 816748.4589 | 98674.6 | 98674.6 | 2050931.6599 | 1135508.6009
2029.0725 | 1 | 18 | 0 | 0 | 98708.5 | 98708.5 | 2127781.0162 | 2029072.5162
2047.3249 | 1 | 19 | 0 | 0 | 98682.6 | 98682.6 | 2146007.5456 | 2047324.9456
2013.5001 | 1 | 20 | 0 | 0 | 98592.9 | 98592.9 | 2112093.0278 | 2013500.1278
1979.6529 | 1 | 21 | 0 | 0 | 97594.5 | 97594.5 | 2077247.3643 | 1979652.8643
1917.3973 | 1 | 22 | 0 | 0 | 96680.6 | 96680.6 | 2014077.925 | 1917397.325
1813.2964 | 1 | 23 | 0 | 0 | 90899.6 | 90899.6 | 1904195.9662 | 1813296.3662
1737.3436 | 1 | 0 | 0 | 0 | 77569.5 | 77569.5 | 1814913.0632 | 1737343.5632
1647.1941 | 1 | 1 | 0 | 0 | 79791.2 | 79791.2 | 1726985.273 | 1647194.073
1586.9685 | 1 | 2 | 0 | 0 | 81513.2 | 81513.2 | 1668481.6875 | 1586968.4875
1566.9221 | 1 | 3 | 0 | 0 | 72844.8 | 72844.8 | 1639766.8645 | 1566922.0645
1574.4689 | 1 | 4 | 0 | 0 | 62493.1 | 62493.1 | 1636961.9638 | 1574468.8638
1696.5119 | 1 | 5 | 0 | 0 | 62423.7 | 62423.7 | 1758935.5887 | 1696511.8887
1714.922 | 1 | 6 | 0 | 0 | 69672.1 | 69672.1 | 1784594.1292 | 1714922.0292
1785.6202 | 1 | 7 | 0 | 0 | 49055.5 | 49055.5 | 1834675.667 | 1785620.167
1748.9537 | 1 | 8 | 6902.5525 | 183097.4111 | 31117.4 | 31117.4 | 1963168.5249 | 1748953.7138
-355.1924 | 1 | 9 | 90661.328 | 2404886.3721 | 14028.2 | 14028.2 | 2063722.1466 | -355192.4256
-570.8094 | 1 | 10 | 99281.856 | 2633554.8768 | 10963.1 | 10963.1 | 2073708.549 | -570809.4278
380.3777 | 1 | 11 | 65725.96 | 1743449.7044 | 0 | 0 | 2123827.4022 | 380377.6978
322.8189 | 1 | 12 | 68421.648 | 1814955.6428 | 0 | 0 | 2137774.573 | 322818.9303
403.3691 | 1 | 13 | 65473.236 | 1736745.9364 | 0 | 0 | 2140115.0807 | 403369.1442
1665.0061 | 1 | 14 | 17391.422 | 461325.6245 | 0 | 0 | 2126331.7106 | 1665006.0861
1605.2801 | 1 | 15 | 18712.066 | 496357.0853 | 0 | 0 | 2101637.1981 | 1605280.1127
12.2702 | 1 | 16 | 77891.984 | 2066166.1918 | 0 | 0 | 2078436.3582 | 12270.1664
1290.6517 | 1 | 17 | 30438.974 | 807425.5625 | 0 | 0 | 2098077.2484 | 1290651.6859
2155.4598 | 1 | 18 | 0 | 0 | 24531.1 | 24531.1 | 2179990.9298 | 2155459.8298
2168.5511 | 1 | 19 | 0 | 0 | 38736.2 | 38736.2 | 2207287.2643 | 2168551.0643
2116.6437 | 1 | 20 | 0 | 0 | 56587.5 | 56587.5 | 2173231.202 | 2116643.702
2096.5524 | 1 | 21 | 0 | 0 | 34179.3 | 34179.3 | 2130731.6808 | 2096552.3808
2029.042 | 1 | 22 | 0 | 0 | 36689.8 | 36689.8 | 2065731.8258 | 2029042.0258
1931.0651 | 1 | 23 | 0 | 0 | 15551.8 | 15551.8 | 1946616.8571 | 1931065.0571
1816.6781 | 1 | 0 | 0 | 0 | 10814.6 | 10814.6 | 1827492.6664 | 1816678.0664
1738.3577 | 1 | 1 | 0 | 0 | 4510.36 | 4510.36 | 1742868.0989 | 1738357.7389
1673.7482 | 1 | 2 | 0 | 0 | 0 | 0 | 1673748.2412 | 1673748.2412
1634.476 | 1 | 3 | 0 | 0 | 0 | 0 | 1634475.9747 | 1634475.9747
1634.0518 | 1 | 4 | 0 | 0 | 0 | 0 | 1634051.82 | 1634051.82
1711.2906 | 1 | 5 | 0 | 0 | 0 | 0 | 1711290.6163 | 1711290.6163
1745.4456 | 1 | 6 | 0 | 0 | 0 | 0 | 1745445.5533 | 1745445.5533
956.7388 | 1 | 7 | 30200.372 | 801096.3953 | 3329.02 | 3329.02 | 1761164.2473 | 956738.832
1681.4883 | 1 | 8 | 6518.537 | 172910.999 | 21187 | 21187 | 1875586.2899 | 1681488.2909
1429.2408 | 1 | 9 | 18791.952 | 498476.1449 | 64451.2 | 64451.2 | 1992168.1676 | 1429240.8227
872.1966 | 1 | 10 | 43577.148 | 1155929.3436 | 25439.1 | 25439.1 | 2053565.0188 | 872196.5752
-747.719 | 1 | 11 | 106967.416 | 2837422.3793 | 16015 | 16015 | 2105718.3641 | -747719.0152
-733.029 | 1 | 12 | 107531.944 | 2852397.0738 | 3567.45 | 3567.45 | 2122935.4902 | -733029.0336
-689.1828 | 1 | 13 | 106747.568 | 2831590.6816 | 0 | 0 | 2142407.9261 | -689182.7555
-661.4916 | 1 | 14 | 104906.392 | 2782751.566 | 0 | 0 | 2121259.9399 | -661491.6261
690.2405 | 1 | 15 | 49770.112 | 1320204.1789 | 1173.01 | 1173.01 | 2011617.7276 | 690240.5387
-220.9773 | 1 | 16 | 83290.912 | 2209378.3933 | 0 | 0 | 1988401.044 | -220977.3493
1006.8697 | 1 | 17 | 37331.66 | 990261.2543 | 0 | 0 | 1997130.9509 | 1006869.6966
2045.4417 | 1 | 18 | 0 | 0 | 0 | 0 | 2045441.6749 | 2045441.6749
1939.2617 | 1 | 19 | 0 | 0 | 0 | 0 | 1939261.7129 | 1939261.7129
1912.094 | 1 | 20 | 0 | 0 | 0 | 0 | 1912093.9685 | 1912093.9685
1882.2094 | 1 | 21 | 0 | 0 | 2446.93 | 2446.93 | 1884656.2997 | 1882209.3697
1824.9898 | 1 | 22 | 0 | 0 | 3712.06 | 3712.06 | 1828701.9053 | 1824989.8453
1719.1282 | 1 | 23 | 0 | 0 | 8369.81 | 8369.81 | 1727497.9753 | 1719128.1653
1628.5829 | 1 | 0 | 0 | 0 | 17111.8 | 17111.8 | 1645694.6876 | 1628582.8876
1572.9499 | 1 | 1 | 0 | 0 | 0 | 0 | 1572949.8791 | 1572949.8791
1204.5191 | 1 | 2 | 0 | 0 | 0 | 0 | 1204519.1105 | 1204519.1105
1631.7772 | 1 | 3 | 0 | 0 | 0 | 0 | 1631777.1856 | 1631777.1856
1628.6307 | 1 | 4 | 0 | 0 | 0 | 0 | 1628630.7362 | 1628630.7362
1686.127 | 1 | 5 | 0 | 0 | 8376.9 | 8376.9 | 1694503.9087 | 1686127.0087
1698.4657 | 1 | 6 | 0 | 0 | 31011 | 31011 | 1729476.6746 | 1698465.6746
1707.7814 | 1 | 7 | 0 | 0 | 54080 | 54080 | 1761861.3794 | 1707781.3794
-396.9574 | 1 | 8 | 82037.36 | 2176126.6178 | 81362.4 | 81362.4 | 1860531.6608 | -396957.3571
-725.6572 | 1 | 9 | 96713.2 | 2565418.5949 | 91312.3 | 91312.3 | 1931073.6518 | -725657.2431
-763.7715 | 1 | 10 | 101365.8 | 2688833.667 | 58828.7 | 58828.7 | 1983890.8724 | -763771.4946
-812.0213 | 1 | 11 | 104519.664 | 2772493.2021 | 60647.6 | 60647.6 | 2021119.4949 | -812021.3072
-840.8542 | 1 | 12 | 106170.888 | 2816293.6425 | 49216.5 | 49216.5 | 2024655.9197 | -840854.2228
-835.858 | 1 | 13 | 105038.064 | 2786244.3033 | 65276.5 | 65276.5 | 2015662.8338 | -835857.9695
28.8155 | 1 | 14 | 71427.496 | 1894688.899 | 84287.6 | 84287.6 | 2007791.9638 | 28815.4648
-644.2141 | 1 | 15 | 96247.096 | 2553054.6997 | 87719.4 | 87719.4 | 1996559.9607 | -644214.139
-171.7994 | 1 | 16 | 78142.72 | 2072817.226 | 92240.5 | 92240.5 | 1993258.3269 | -171799.399
1156.2399 | 1 | 17 | 30013.19 | 796131.1974 | 96108.5 | 96108.5 | 2048479.5657 | 1156239.8683
2035.1401 | 1 | 18 | 0 | 0 | 98416 | 98416 | 2133556.0547 | 2035140.0547
2072.8634 | 1 | 19 | 0 | 0 | 98298.4 | 98298.4 | 2171161.8388 | 2072863.4388
2037.1206 | 1 | 20 | 0 | 0 | 98167.4 | 98167.4 | 2135287.9984 | 2037120.5984
2011.5196 | 1 | 21 | 0 | 0 | 98637.1 | 98637.1 | 2110156.6732 | 2011519.5732
1945.8076 | 1 | 22 | 0 | 0 | 98652.5 | 98652.5 | 2044460.0818 | 1945807.5818
1828.7906 | 1 | 23 | 0 | 0 | 99518.8 | 99518.8 | 1928309.4389 | 1828790.6389
1724.6354 | 1 | 0 | 0 | 0 | 98913.1 | 98913.1 | 1823548.4899 | 1724635.3899
1646.2788 | 1 | 1 | 0 | 0 | 97593.6 | 97593.6 | 1743872.3792 | 1646278.7792
1240.4315 | 1 | 2 | 0 | 0 | 92437.5 | 92437.5 | 1332868.97 | 1240431.47
1441.5848 | 1 | 3 | 0 | 0 | 91725.5 | 91725.5 | 1533310.3448 | 1441584.8448
1446.8874 | 1 | 4 | 0 | 0 | 93262.3 | 93262.3 | 1540149.6949 | 1446887.3949
1524.2731 | 1 | 5 | 0 | 0 | 94177.8 | 94177.8 | 1618450.9335 | 1524273.1335
1582.961 | 1 | 6 | 0 | 0 | 90644.9 | 90644.9 | 1673605.9132 | 1582961.0132
853.7464 | 1 | 7 | 29832.656 | 791342.3445 | 88863.4 | 88863.4 | 1733952.1139 | 853746.3694
-383.7467 | 1 | 8 | 80472.28 | 2134611.237 | 86373 | 86373 | 1837237.5378 | -383746.6991
-738.8086 | 1 | 9 | 97052.824 | 2574427.476 | 79830.9 | 79830.9 | 1915449.8252 | -738808.5508
-859.9332 | 1 | 10 | 104053.536 | 2760128.6703 | 75177.1 | 75177.1 | 1975372.6132 | -859933.157
-847.1352 | 1 | 11 | 105484.096 | 2798075.7677 | 52000.8 | 52000.8 | 2002941.4118 | -847135.156
-860.8248 | 1 | 12 | 106303.944 | 2819823.0918 | 46494.5 | 46494.5 | 2005492.7951 | -860824.7967
-849.1615 | 1 | 13 | 105584.928 | 2800750.4418 | 45489 | 45489 | 1997077.9881 | -849161.4537
-841.267 | 1 | 14 | 104396.96 | 2769238.3504 | 50575 | 50575 | 1978546.3616 | -841266.9888
-719.9241 | 1 | 15 | 99174.856 | 2630716.5901 | 50640.2 | 50640.2 | 1961432.7371 | -719924.053
-341.8353 | 1 | 16 | 84132.816 | 2231710.7758 | 44709.3 | 44709.3 | 1934584.8116 | -341835.2642
881.4833 | 1 | 17 | 38991.568 | 1034292.0469 | 56328.3 | 56328.3 | 1972103.6321 | 881483.2852
1956.679 | 1 | 18 | 0 | 0 | 72098.8 | 72098.8 | 2028777.8281 | 1956679.0281
1936.5629 | 1 | 19 | 0 | 0 | 81508.9 | 81508.9 | 2018071.8436 | 1936562.9436
1861.3846 | 1 | 20 | 0 | 0 | 90040.5 | 90040.5 | 1951425.0627 | 1861384.5627
1819.5319 | 1 | 21 | 0 | 0 | 79341.1 | 79341.1 | 1898873.0318 | 1819531.9318
1764.7232 | 1 | 22 | 0 | 0 | 74815.9 | 74815.9 | 1839539.0815 | 1764723.1815
1681.4435 | 1 | 23 | 0 | 0 | 78121.4 | 78121.4 | 1759564.9377 | 1681443.5377
1595.4527 | 1 | 0 | 0 | 0 | 78014.5 | 78014.5 | 1673467.1796 | 1595452.6796
1525.7122 | 1 | 1 | 0 | 0 | 71662.1 | 71662.1 | 1597374.328 | 1525712.228
1505.9617 | 1 | 2 | 0 | 0 | 46560.3 | 46560.3 | 1552522.0393 | 1505961.7393
1500.8244 | 1 | 3 | 0 | 0 | 28462.9 | 28462.9 | 1529287.2916 | 1500824.3916
1485.2477 | 1 | 4 | 0 | 0 | 32270.1 | 32270.1 | 1517517.8342 | 1485247.7342
1486.8894 | 1 | 5 | 0 | 0 | 45691 | 45691 | 1532580.4194 | 1486889.4194
1446.0904 | 1 | 6 | 0 | 0 | 54800.5 | 54800.5 | 1500890.8534 | 1446090.3534
579.1884 | 1 | 7 | 35597.544 | 944262.0171 | 42370.9 | 42370.9 | 1565821.2995 | 579188.3824
-582.0609 | 1 | 8 | 83833.36 | 2223767.3928 | 31593.3 | 31593.3 | 1673299.8288 | -582060.864
-871.8486 | 1 | 9 | 99324.96 | 2634698.2554 | 13254.7 | 13254.7 | 1776104.3776 | -871848.5778
247.7641 | 1 | 10 | 59463.412 | 1577329.0808 | 7992.32 | 7992.32 | 1833085.4899 | 247764.0891
-416.9733 | 1 | 11 | 85211.592 | 2260326.4354 | 2302.54 | 2302.54 | 1845655.6629 | -416973.3126
-1015.7818 | 1 | 12 | 108302.528 | 2872837.6189 | 1457.08 | 1457.08 | 1858512.898 | -1015781.8008
-1020.9426 | 1 | 13 | 107661.112 | 2855823.3899 | 0 | 0 | 1834880.7527 | -1020942.6372
-958.6983 | 1 | 14 | 104155.4 | 2762830.7192 | 0 | 0 | 1804132.4342 | -958698.2851
-858.3666 | 1 | 15 | 100096.272 | 2655158.1115 | 0 | 0 | 1796791.5286 | -858366.5829
-460.4063 | 1 | 16 | 84913.584 | 2252421.4621 | 0 | 0 | 1792015.2034 | -460406.2588
718.1928 | 1 | 17 | 43127.1 | 1143991.3505 | 0 | 0 | 1862184.1175 | 718192.7669
1937.3551 | 1 | 18 | 0 | 0 | 0 | 0 | 1937355.054 | 1937355.054
1951.2243 | 1 | 19 | 0 | 0 | 0 | 0 | 1951224.3398 | 1951224.3398
1869.6029 | 1 | 20 | 0 | 0 | 0 | 0 | 1869602.8644 | 1869602.8644
1868.3334 | 1 | 21 | 0 | 0 | 0 | 0 | 1868333.4436 | 1868333.4436
1824.7277 | 1 | 22 | 0 | 0 | 0 | 0 | 1824727.7237 | 1824727.7237
1767.8185 | 1 | 23 | 0 | 0 | 0 | 0 | 1767818.4812 | 1767818.4812
1687.6719 | 1 | 0 | 0 | 0 | 0 | 0 | 1687671.8883 | 1687671.8883
1614.4242 | 1 | 1 | 0 | 0 | 0 | 0 | 1614424.2089 | 1614424.2089
1556.6974 | 1 | 2 | 0 | 0 | 0 | 0 | 1556697.3718 | 1556697.3718
1548.9707 | 1 | 3 | 0 | 0 | 0 | 0 | 1548970.7136 | 1548970.7136
1525.5582 | 1 | 4 | 0 | 0 | 0 | 0 | 1525558.2167 | 1525558.2167
1515.8799 | 1 | 5 | 0 | 0 | 0 | 0 | 1515879.8639 | 1515879.8639
1445.0915 | 1 | 6 | 0 | 0 | 3154.7 | 3154.7 | 1448246.2326 | 1445091.5326
530.0973 | 1 | 7 | 35340.976 | 937456.283 | 52.7015 | 52.7015 | 1467606.2939 | 530097.3094
-685.0749 | 1 | 8 | 84122.216 | 2231429.5998 | 0 | 0 | 1546354.7411 | -685074.8587
-1035.1831 | 1 | 9 | 100014.272 | 2652982.9759 | 0 | 0 | 1617799.9193 | -1035183.0565
-1105.8141 | 1 | 10 | 104625.184 | 2775292.2303 | 0 | 0 | 1669478.0918 | -1105814.1385
-1156.6138 | 1 | 11 | 106874.72 | 2834963.5211 | 0 | 0 | 1678349.7501 | -1156613.771
-1137.326 | 1 | 12 | 107401.704 | 2848942.3218 | 0 | 0 | 1711616.369 | -1137325.9528
-1109.7593 | 1 | 13 | 106519.848 | 2825550.1708 | 0 | 0 | 1715790.8311 | -1109759.3397
-1069.0142 | 1 | 14 | 104413.48 | 2769676.5607 | 0 | 0 | 1700662.397 | -1069014.1637
-953.9749 | 1 | 15 | 99600.768 | 2642014.3506 | 0 | 0 | 1688039.4524 | -953974.8981
-549.4879 | 1 | 16 | 84233.28 | 2234375.6883 | 737.766 | 737.766 | 1685625.5408 | -549487.9136
707.3599 | 1 | 17 | 40399.284 | 1071633.1834 | 4032.81 | 4032.81 | 1783025.8886 | 707359.8952
1884.599 | 1 | 18 | 0 | 0 | 9691.11 | 9691.11 | 1894290.1026 | 1884598.9926
1918.55 | 1 | 19 | 0 | 0 | 7310.44 | 7310.44 | 1925860.4357 | 1918549.9957
1910.2326 | 1 | 20 | 0 | 0 | 5060.84 | 5060.84 | 1915293.4112 | 1910232.5712
1887.5228 | 1 | 21 | 0 | 0 | 7417.01 | 7417.01 | 1894939.8206 | 1887522.8106
1830.1354 | 1 | 22 | 0 | 0 | 33725 | 33725 | 1863860.4271 | 1830135.4271
1710.5422 | 1 | 23 | 0 | 0 | 94874.8 | 94874.8 | 1805416.9819 | 1710542.1819
1677.6113 | 1 | 0 | 0 | 0 | 47274 | 47274 | 1724885.2501 | 1677611.2501
1632.8935 | 1 | 1 | 0 | 0 | 7938.38 | 7938.38 | 1640831.8656 | 1632893.4856
1581.527 | 1 | 2 | 0 | 0 | 2129.95 | 2129.95 | 1583656.9909 | 1581527.0409
1486.7609 | 1 | 3 | 0 | 0 | 4120.68 | 4120.68 | 1490881.6137 | 1486760.9337
1485.3528 | 1 | 4 | 0 | 0 | 5088.4 | 5088.4 | 1490441.2173 | 1485352.8173
1518.7627 | 1 | 5 | 0 | 0 | 8784.7 | 8784.7 | 1527547.3946 | 1518762.6946
1512.1063 | 1 | 6 | 0 | 0 | 17821.4 | 17821.4 | 1529927.7162 | 1512106.3162
703.6609 | 1 | 7 | 34403.396 | 912585.9947 | 11332.1 | 11332.1 | 1627579.0222 | 703660.9275
-424.6585 | 1 | 8 | 82233.184 | 2181321.0539 | 5987.95 | 5987.95 | 1762650.4686 | -424658.5353
1538.3361 | 1 | 9 | 11451.159 | 303753.947 | 18598.6 | 18598.6 | 1860688.6085 | 1538336.0615
1211.6483 | 1 | 10 | 26725.702 | 708927.1462 | 8894.89 | 8894.89 | 1929470.2914 | 1211648.2552
-929.8433 | 1 | 11 | 108693.936 | 2883220.1247 | 4134.21 | 4134.21 | 1957511.0132 | -929843.3215
-905.802 | 1 | 12 | 108606.536 | 2880901.7484 | 0 | 0 | 1975099.7683 | -905801.9802
639.282 | 1 | 13 | 50202.24 | 1331666.8252 | 0 | 0 | 1970948.788 | 639281.9628
684.7178 | 1 | 14 | 48178.828 | 1277993.7095 | 0 | 0 | 1962711.5423 | 684717.8328
909.7425 | 1 | 15 | 39490.872 | 1047536.6068 | 0 | 0 | 1957279.103 | 909742.4963
-324.4379 | 1 | 16 | 85303.464 | 2262763.4361 | 0 | 0 | 1938325.557 | -324437.8791
860.2966 | 1 | 17 | 41188.112 | 1092557.6696 | 0 | 0 | 1952854.2759 | 860296.6063
1991.6892 | 1 | 18 | 0 | 0 | 0 | 0 | 1991689.2411 | 1991689.2411
2138.0991 | 1 | 19 | 0 | 0 | 19297.1 | 19297.1 | 2157396.1775 | 2138099.0775
2038.9381 | 1 | 20 | 0 | 0 | 82103.4 | 82103.4 | 2121041.4929 | 2038938.0929
2017.0448 | 1 | 21 | 0 | 0 | 70896.9 | 70896.9 | 2087941.657 | 2017044.757
1981.4505 | 1 | 22 | 0 | 0 | 44201.2 | 44201.2 | 2025651.6519 | 1981450.4519
1901.513 | 1 | 23 | 0 | 0 | 17315 | 17315 | 1918827.9777 | 1901512.9777
1820.2465 | 1 | 0 | 0 | 0 | 12105.4 | 12105.4 | 1832351.9242 | 1820246.5242
1730.4533 | 1 | 1 | 0 | 0 | 14010.1 | 14010.1 | 1744463.386 | 1730453.286
1666.9129 | 1 | 2 | 0 | 0 | 14689 | 14689 | 1681601.885 | 1666912.885
1649.6544 | 1 | 3 | 0 | 0 | 14503.7 | 14503.7 | 1664158.1035 | 1649654.4035
1648.427 | 1 | 4 | 0 | 0 | 13792.8 | 13792.8 | 1662219.7548 | 1648426.9548
1736.0914 | 1 | 5 | 0 | 0 | 13759.4 | 13759.4 | 1749850.7832 | 1736091.3832
1800.8642 | 1 | 6 | 0 | 0 | 24501.8 | 24501.8 | 1825366.0398 | 1800864.2398
1013.9865 | 1 | 7 | 30025.802 | 796465.7438 | 21162.8 | 21162.8 | 1831615.0462 | 1013986.5024
-240.2231 | 1 | 8 | 80797.144 | 2143228.5937 | 17990.1 | 17990.1 | 1920995.5949 | -240223.0988
-606.8466 | 1 | 9 | 98384.808 | 2609759.7422 | 14259.1 | 14259.1 | 2017172.2393 | -606846.6029
-719.2641 | 1 | 10 | 104985.592 | 2784852.4287 | 14812.8 | 14812.8 | 2080401.1696 | -719264.0591
-774.4555 | 1 | 11 | 107854.408 | 2860950.7681 | 18056.5 | 18056.5 | 2104551.7711 | -774455.4969
-782.4538 | 1 | 12 | 108558.416 | 2879625.3152 | 20548.4 | 20548.4 | 2117719.9146 | -782453.8006
-711.3564 | 1 | 13 | 106547.888 | 2826293.9611 | 22044.7 | 22044.7 | 2136982.2266 | -711356.4345
-662.4773 | 1 | 14 | 104158.992 | 2762926.0008 | 22105.7 | 22105.7 | 2122554.3538 | -662477.347
-534.7237 | 1 | 15 | 99171.632 | 2630631.0702 | 13519.4 | 13519.4 | 2109426.8017 | -534723.6684
-136.5765 | 1 | 16 | 83095.888 | 2204205.1781 | 16314.6 | 16314.6 | 2083943.2808 | -136576.4973
1039.3132 | 1 | 17 | 38793.508 | 1029038.2986 | 23502.6 | 23502.6 | 2091854.1128 | 1039313.2141
2123.9793 | 1 | 18 | 0 | 0 | 33687.2 | 33687.2 | 2157666.5016 | 2123979.3016
2195.9234 | 1 | 19 | 0 | 0 | 30462.3 | 30462.3 | 2226385.6594 | 2195923.3594
2166.5388 | 1 | 20 | 0 | 0 | 27514.5 | 27514.5 | 2194053.33 | 2166538.83
2129.0661 | 1 | 21 | 0 | 0 | 23348.2 | 23348.2 | 2152414.2859 | 2129066.0859
2063.7796 | 1 | 22 | 0 | 0 | 22023.9 | 22023.9 | 2085803.5367 | 2063779.6367
1953.6258 | 1 | 23 | 0 | 0 | 12316.4 | 12316.4 | 1965942.1782 | 1953625.7782
1819.2956 | 1 | 0 | 0 | 0 | 23299.5 | 23299.5 | 1842595.0674 | 1819295.5674
1739.0003 | 1 | 1 | 0 | 0 | 15356.7 | 15356.7 | 1754357.0421 | 1739000.3421
1665.317 | 1 | 2 | 0 | 0 | 21977.3 | 21977.3 | 1687294.3137 | 1665317.0137
1344.1055 | 1 | 3 | 0 | 0 | 35923.3 | 35923.3 | 1380028.8146 | 1344105.5146
1350.6223 | 1 | 4 | 0 | 0 | 33520.6 | 33520.6 | 1384142.902 | 1350622.302
1418.8869 | 1 | 5 | 0 | 0 | 21208.1 | 21208.1 | 1440095.0365 | 1418886.9365
1445.2589 | 1 | 6 | 0 | 0 | 10686 | 10686 | 1455944.9273 | 1445258.9273
679.1714 | 1 | 7 | 30923.534 | 820279.0223 | 2294.87 | 2294.87 | 1501745.2926 | 679171.4003
1433.8377 | 1 | 8 | 5697.0565 | 151120.3712 | 0 | 0 | 1584958.0526 | 1433837.6815
1092.1031 | 1 | 9 | 21819.34 | 578780.7721 | 0 | 0 | 1670883.8431 | 1092103.0711
297.9252 | 1 | 10 | 53807.4 | 1427297.4579 | 3734.87 | 3734.87 | 1728957.5506 | 297925.2227
825.9049 | 1 | 11 | 42833.936 | 1136214.8694 | 5842.67 | 5842.67 | 1967962.446 | 825904.9067
1130.2273 | 1 | 12 | 31662.018 | 839868.0814 | 5093.68 | 5093.68 | 1975189.0179 | 1130227.2565
331.976 | 1 | 13 | 61915.088 | 1642362.3462 | 11040.9 | 11040.9 | 1985379.2389 | 331975.9928
155.8058 | 1 | 14 | 67162.544 | 1781556.5947 | 31905 | 31905 | 1969267.3938 | 155805.7991
-558.7551 | 1 | 15 | 94076.8 | 2495485.3326 | 52850.9 | 52850.9 | 1989581.137 | -558755.0955
-165.1584 | 1 | 16 | 76752.336 | 2035935.8389 | 87263.8 | 87263.8 | 1958041.213 | -165158.4258
976.1821 | 1 | 17 | 34064.284 | 903590.6949 | 93194 | 93194 | 1972966.8244 | 976182.1295
1934.5121 | 1 | 18 | 0 | 0 | 93177.7 | 93177.7 | 2027689.8265 | 1934512.1265
1994.1399 | 1 | 19 | 0 | 0 | 86844 | 86844 | 2080983.8781 | 1994139.8781
1967.8908 | 1 | 20 | 0 | 0 | 76246.1 | 76246.1 | 2044136.9188 | 1967890.8188
1911.2061 | 1 | 21 | 0 | 0 | 83481.7 | 83481.7 | 1994687.8167 | 1911206.1167
1845.2803 | 1 | 22 | 0 | 0 | 77693 | 77693 | 1922973.3175 | 1845280.3175
1740.8318 | 1 | 23 | 0 | 0 | 80077.3 | 80077.3 | 1820909.0601 | 1740831.7601
1580.9811 | 1 | 0 | 0 | 0 | 80991.3 | 80991.3 | 1661972.4079 | 1580981.1079
1508.8688 | 1 | 1 | 0 | 0 | 81176.5 | 81176.5 | 1590045.329 | 1508868.829
1467.154 | 1 | 2 | 0 | 0 | 72975.6 | 72975.6 | 1540129.6221 | 1467154.0221
1510.9853 | 1 | 3 | 0 | 0 | 73375.1 | 73375.1 | 1584360.3617 | 1510985.2617
1497.8364 | 1 | 4 | 0 | 0 | 85523.8 | 85523.8 | 1583360.2451 | 1497836.4451
1570.9947 | 1 | 5 | 0 | 0 | 92988 | 92988 | 1663982.6863 | 1570994.6863
1628.964 | 1 | 6 | 0 | 0 | 94511 | 94511 | 1723475.0241 | 1628964.0241
686.3843 | 1 | 7 | 36456.872 | 967056.5894 | 97467.6 | 97467.6 | 1750908.5121 | 686384.3227
1389.0362 | 1 | 8 | 13657.719 | 362285.2546 | 98651.1 | 98651.1 | 1849972.5933 | 1389036.2387
616.5221 | 1 | 9 | 46380.076 | 1230279.9349 | 99652.9 | 99652.9 | 1946454.9626 | 616522.1277
-893.4415 | 1 | 10 | 106178.072 | 2816484.2056 | 100102 | 100102 | 2023144.7171 | -893441.4886
-12.3387 | 1 | 11 | 74087.112 | 1965237.9899 | 100134 | 100134 | 2053033.2806 | -12338.7093
-860.6422 | 1 | 12 | 107061.768 | 2839925.1646 | 100134 | 100134 | 2079416.9359 | -860642.2287
-824.8756 | 1 | 13 | 105733.84 | 2804700.4881 | 100134 | 100134 | 2079958.8461 | -824875.642
-779.8479 | 1 | 14 | 104140.824 | 2762444.0756 | 100134 | 100134 | 2082730.2115 | -779847.8641
789.2777 | 1 | 15 | 44944.048 | 1192187.7931 | 100134 | 100134 | 2081599.4592 | 789277.6661
-244.4721 | 1 | 16 | 83776.728 | 2222265.1699 | 100134 | 100134 | 2077927.042 | -244472.1278
902.7214 | 1 | 17 | 40480.152 | 1073778.2915 | 100134 | 100134 | 2076633.7299 | 902721.4384
2049.0761 | 1 | 18 | 0 | 0 | 100134 | 100134 | 2149210.1258 | 2049076.1258
2087.4195 | 1 | 19 | 0 | 0 | 100134 | 100134 | 2187553.5177 | 2087419.5177
2049.0661 | 1 | 20 | 0 | 0 | 100134 | 100134 | 2149200.0552 | 2049066.0552
2022.7652 | 1 | 21 | 0 | 0 | 100134 | 100134 | 2122899.2261 | 2022765.2261
1955.2196 | 1 | 22 | 0 | 0 | 100134 | 100134 | 2055353.5615 | 1955219.5615
1837.5632 | 1 | 23 | 0 | 0 | 100134 | 100134 | 1937697.2074 | 1837563.2074
1729.7416 | 1 | 0 | 0 | 0 | 100134 | 100134 | 1829875.5942 | 1729741.5942
1650.9833 | 1 | 1 | 0 | 0 | 100134 | 100134 | 1751117.2829 | 1650983.2829
1592.025 | 1 | 2 | 0 | 0 | 100134 | 100134 | 1692158.9991 | 1592024.9991
1550.6617 | 1 | 3 | 0 | 0 | 100134 | 100134 | 1650795.747 | 1550661.747
1545.6589 | 1 | 4 | 0 | 0 | 100134 | 100134 | 1645792.9172 | 1545658.9172
1618.9074 | 1 | 5 | 0 | 0 | 100134 | 100134 | 1719041.4409 | 1618907.4409
1663.9432 | 1 | 6 | 0 | 0 | 96140 | 96140 | 1760083.1811 | 1663943.1811
691.1061 | 1 | 7 | 37940.492 | 1006411.1587 | 90145.9 | 90145.9 | 1787663.1117 | 691106.053
1693.1378 | 1 | 8 | 4292.138 | 113853.4413 | 75213.2 | 75213.2 | 1882204.478 | 1693137.8367
1370.4816 | 1 | 9 | 19579.476 | 519366.0411 | 92278 | 92278 | 1982125.6612 | 1370481.6201
-856.6507 | 1 | 10 | 105912.96 | 2809451.8331 | 87070.3 | 87070.3 | 2039871.4317 | -856650.7014
-812.9616 | 1 | 11 | 104396.344 | 2769222.0104 | 97110 | 97110 | 2053370.3622 | -812961.6482
-844.2459 | 1 | 12 | 105873.752 | 2808411.7999 | 96810.7 | 96810.7 | 2060976.6498 | -844245.8501
-838.0343 | 1 | 13 | 105649.28 | 2802457.4458 | 95866.6 | 95866.6 | 2060289.7539 | -838034.2919
-747.8812 | 1 | 14 | 101711.64 | 2698007.434 | 96408.8 | 96408.8 | 2046534.9979 | -747881.2362
-604.9374 | 1 | 15 | 95793.152 | 2541013.3612 | 99551.9 | 99551.9 | 2035627.8444 | -604937.4168
-237.1169 | 1 | 16 | 81118.816 | 2151761.2793 | 99949.6 | 99949.6 | 2014593.9822 | -237116.8971
882.1576 | 1 | 17 | 39497.492 | 1047712.2092 | 100134 | 100134 | 2030003.8328 | 882157.6236
1966.7429 | 1 | 18 | 0 | 0 | 100134 | 100134 | 2066876.8712 | 1966742.8712
1949.2876 | 1 | 19 | 0 | 0 | 100134 | 100134 | 2049421.6203 | 1949287.6203
1899.0138 | 1 | 20 | 0 | 0 | 100134 | 100134 | 1999147.8353 | 1899013.8353
1875.1797 | 1 | 21 | 0 | 0 | 99694.1 | 99694.1 | 1974873.7753 | 1875179.6753
1832.1086 | 1 | 22 | 0 | 0 | 100134 | 100134 | 1932242.6367 | 1832108.6367
1773.2666 | 1 | 23 | 0 | 0 | 100134 | 100134 | 1873400.5656 | 1773266.5656
1686.7112 | 1 | 0 | 0 | 0 | 100134 | 100134 | 1786845.2117 | 1686711.2117
1610.634 | 1 | 1 | 0 | 0 | 100047 | 100047 | 1710680.9897 | 1610633.9897
1554.1937 | 1 | 2 | 0 | 0 | 98665.3 | 98665.3 | 1652858.9774 | 1554193.6774
1471.0955 | 1 | 3 | 0 | 0 | 96333 | 96333 | 1567428.4897 | 1471095.4897
1471.0103 | 1 | 4 | 0 | 0 | 92947.6 | 92947.6 | 1563957.8586 | 1471010.2586
1465.5747 | 1 | 5 | 0 | 0 | 92685.8 | 92685.8 | 1558260.4862 | 1465574.6862
1413.8213 | 1 | 6 | 0 | 0 | 93753 | 93753 | 1507574.3476 | 1413821.3476
439.1611 | 1 | 7 | 38858.156 | 1030753.1543 | 90507.6 | 90507.6 | 1560421.8374 | 439161.083
-719.8643 | 1 | 8 | 86768.024 | 2301612.4191 | 84674.7 | 84674.7 | 1666422.7838 | -719864.3353
-955.4161 | 1 | 9 | 100533.208 | 2666748.295 | 69381.2 | 69381.2 | 1780713.4387 | -955416.0563
-1004.1872 | 1 | 10 | 105482.288 | 2798027.8087 | 45027.6 | 45027.6 | 1838868.2365 | -1004187.1722
1364.3494 | 1 | 11 | 17363.474 | 460584.2746 | 47909.8 | 47909.8 | 1872843.5203 | 1364349.4457
696.4497 | 1 | 12 | 44412.044 | 1178075.8316 | 25066.5 | 25066.5 | 1899592.0058 | 696449.6742
-938.4458 | 1 | 13 | 105481.24 | 2798000.0094 | 11379.8 | 11379.8 | 1870934.0066 | -938445.8027
-106.8936 | 1 | 14 | 73386.816 | 1946661.9074 | 0 | 0 | 1839768.3035 | -106893.6039
-734.9561 | 1 | 15 | 96460.336 | 2558711.1133 | 0 | 0 | 1823755.0409 | -734956.0723
-378.2402 | 1 | 16 | 82497.032 | 2188319.8975 | 0 | 0 | 1810079.7156 | -378240.182
760.7359 | 1 | 17 | 41608.724 | 1103714.842 | 0 | 0 | 1864450.6987 | 760735.8567
1961.201 | 1 | 18 | 0 | 0 | 3981.61 | 3981.61 | 1965182.631 | 1961201.021
1963.7927 | 1 | 19 | 0 | 0 | 29474.7 | 29474.7 | 1993267.43 | 1963792.73
1877.2218 | 1 | 20 | 0 | 0 | 77906.2 | 77906.2 | 1955127.9863 | 1877221.7863
1866.8221 | 1 | 21 | 0 | 0 | 53071.4 | 53071.4 | 1919893.5169 | 1866822.1169
1837.7586 | 1 | 22 | 0 | 0 | 46030 | 46030 | 1883788.6322 | 1837758.6322
1759.875 | 1 | 23 | 0 | 0 | 63568.9 | 63568.9 | 1823443.923 | 1759875.023
1683.6705 | 1 | 0 | 0 | 0 | 64840.3 | 64840.3 | 1748510.8317 | 1683670.5317
1615.681 | 1 | 1 | 0 | 0 | 45712.1 | 45712.1 | 1661393.057 | 1615680.957
1552.3457 | 1 | 2 | 0 | 0 | 46638.8 | 46638.8 | 1598984.5281 | 1552345.7281
1497.904 | 1 | 3 | 0 | 0 | 70096.4 | 70096.4 | 1568000.4042 | 1497904.0042
1456.5442 | 1 | 4 | 0 | 0 | 82166.2 | 82166.2 | 1538710.3662 | 1456544.1662
1439.6498 | 1 | 5 | 0 | 0 | 86782.4 | 86782.4 | 1526432.177 | 1439649.777
1369.0176 | 1 | 6 | 0 | 0 | 93221.8 | 93221.8 | 1462239.4194 | 1369017.6194
453.9323 | 1 | 7 | 35080.2 | 930538.9274 | 98551.9 | 98551.9 | 1483023.1219 | 453932.2945
-745.985 | 1 | 8 | 83212.232 | 2207291.3242 | 100134 | 100134 | 1561440.3101 | -745985.014
-1081.4623 | 1 | 9 | 98725.872 | 2618806.8208 | 98651.9 | 98651.9 | 1635996.4274 | -1081462.2934
-1169.0581 | 1 | 10 | 104105.008 | 2761494.0188 | 99081 | 99081 | 1691516.944 | -1169058.0748
-1230.4899 | 1 | 11 | 106824.4 | 2833628.7306 | 100134 | 100134 | 1703272.8654 | -1230489.8652
-1184.2343 | 1 | 12 | 106306.208 | 2819883.1468 | 100134 | 100134 | 1735782.8106 | -1184234.3362
-1135.7774 | 1 | 13 | 104622.832 | 2775229.841 | 98913.6 | 98913.6 | 1738366.0584 | -1135777.3826
-1077.2356 | 1 | 14 | 101861.384 | 2701979.55 | 98641.8 | 98641.8 | 1723385.7563 | -1077235.5936
1153.3078 | 1 | 15 | 17270.742 | 458124.4615 | 98139.3 | 98139.3 | 1709571.6052 | 1153307.8436
-470.5758 | 1 | 16 | 78383.464 | 2079203.2119 | 100129 | 100129 | 1708756.393 | -470575.8189
791.0674 | 1 | 17 | 34426.644 | 913202.6722 | 100134 | 100134 | 1804404.0246 | 791067.3524
1812.9577 | 1 | 18 | 0 | 0 | 100134 | 100134 | 1913091.712 | 1812957.712
1840.328 | 1 | 19 | 0 | 0 | 100134 | 100134 | 1940462.0004 | 1840328.0004
1819.4533 | 1 | 20 | 0 | 0 | 100134 | 100134 | 1919587.3419 | 1819453.3419
1794.8553 | 1 | 21 | 0 | 0 | 100134 | 100134 | 1894989.3149 | 1794855.3149
1765.3854 | 1 | 22 | 0 | 0 | 100134 | 100134 | 1865519.3584 | 1765385.3584
1707.5828 | 1 | 23 | 0 | 0 | 100134 | 100134 | 1807716.7786 | 1707582.7786
1625.1881 | 1 | 0 | 0 | 0 | 100134 | 100134 | 1725322.1143 | 1625188.1143
1555.789 | 1 | 1 | 0 | 0 | 100134 | 100134 | 1655923.0133 | 1555789.0133
1499.6554 | 1 | 2 | 0 | 0 | 100134 | 100134 | 1599789.3994 | 1499655.3994
1465.9713 | 1 | 3 | 0 | 0 | 100134 | 100134 | 1566105.3419 | 1465971.3419
1447.0174 | 1 | 4 | 0 | 0 | 100134 | 100134 | 1547151.4219 | 1447017.4219
1492.3767 | 1 | 5 | 0 | 0 | 100134 | 100134 | 1592510.6828 | 1492376.6828
1496.7869 | 1 | 6 | 0 | 0 | 100134 | 100134 | 1596920.8607 | 1496786.8607
1559.1424 | 1 | 7 | 1445.2351 | 38336.3705 | 100134 | 100134 | 1697612.785 | 1559142.4145
1157.588 | 1 | 8 | 21918.888 | 581421.3867 | 100134 | 100134 | 1839143.3506 | 1157587.9639
-787.1208 | 1 | 9 | 98684.704 | 2617714.7966 | 100134 | 100134 | 1930728.011 | -787120.7857
-846.3335 | 1 | 10 | 104002.256 | 2758768.4148 | 100134 | 100134 | 2012568.8721 | -846333.5426
-867.0129 | 1 | 11 | 107005.584 | 2838434.8253 | 99448.3 | 99448.3 | 2070870.2474 | -867012.8779
-871.9201 | 1 | 12 | 108020.4 | 2865353.8791 | 98218 | 98218 | 2091651.7326 | -871920.1465
-823.4247 | 1 | 13 | 106287.944 | 2819398.6751 | 92082 | 92082 | 2088055.9479 | -823424.7273
-763.6073 | 1 | 14 | 104045.664 | 2759919.8573 | 88483.4 | 88483.4 | 2084796.0054 | -763607.2519
-614.9751 | 1 | 15 | 98118.056 | 2602683.8669 | 92646.8 | 92646.8 | 2080355.5487 | -614975.1182
-248.7692 | 1 | 16 | 83205.136 | 2207103.0954 | 95309.9 | 95309.9 | 2053643.8424 | -248769.153
917.5569 | 1 | 17 | 40147.64 | 1064958.0636 | 93474.4 | 93474.4 | 2075989.3975 | 917556.934
2055.6369 | 1 | 18 | 0 | 0 | 95759.2 | 95759.2 | 2151396.1137 | 2055636.9137
2074.3257 | 1 | 19 | 0 | 0 | 92801.3 | 92801.3 | 2167127.0402 | 2074325.7402
2042.0163 | 1 | 20 | 0 | 0 | 87662.4 | 87662.4 | 2129678.6617 | 2042016.2617
2020.3452 | 1 | 21 | 0 | 0 | 74034.8 | 74034.8 | 2094379.9882 | 2020345.1882
1977.3478 | 1 | 22 | 0 | 0 | 69122.6 | 69122.6 | 2046470.3794 | 1977347.7794
1880.0895 | 1 | 23 | 0 | 0 | 60084.1 | 60084.1 | 1940173.6224 | 1880089.5224
1792.6356 | 1 | 0 | 0 | 0 | 57155.6 | 57155.6 | 1849791.1721 | 1792635.5721
1734.3406 | 1 | 1 | 0 | 0 | 29338.7 | 29338.7 | 1763679.2947 | 1734340.5947
1679.8805 | 1 | 2 | 0 | 0 | 16094.2 | 16094.2 | 1695974.666 | 1679880.466
1605.4426 | 1 | 3 | 0 | 0 | 5419.47 | 5419.47 | 1610862.1045 | 1605442.6345
1619.0145 | 1 | 4 | 0 | 0 | 5885.97 | 5885.97 | 1624900.5112 | 1619014.5412
1716.5427 | 1 | 5 | 0 | 0 | 4464.39 | 4464.39 | 1721007.0979 | 1716542.7079
1772.1247 | 1 | 6 | 0 | 0 | 9374.72 | 9374.72 | 1781499.4139 | 1772124.6939
1402.3702 | 1 | 7 | 15110.481 | 400821.2833 | 2062.65 | 2062.65 | 1805254.1763 | 1402370.2431
737.386 | 1 | 8 | 43180.296 | 1145402.43 | 0 | 0 | 1882788.4692 | 737386.0392
-693.7129 | 1 | 9 | 100064.088 | 2654304.3973 | 8546.95 | 8546.95 | 1969138.4418 | -693712.9054
-754.8775 | 1 | 10 | 104539.296 | 2773013.9614 | 13907.7 | 13907.7 | 2032044.1605 | -754877.5009
-746.5962 | 1 | 11 | 107280.376 | 2845723.97 | 39143.9 | 39143.9 | 2138271.641 | -746596.229
-767.9799 | 1 | 12 | 107710.576 | 2857135.4741 | 64548.4 | 64548.4 | 2153703.9653 | -767979.9088
-752.4648 | 1 | 13 | 107362.072 | 2847891.0417 | 60217 | 60217 | 2155643.2071 | -752464.8346
-715.2751 | 1 | 14 | 104973.784 | 2784539.2092 | 71206 | 71206 | 2140470.1235 | -715275.0857
-616.8135 | 1 | 15 | 100056.368 | 2654099.6162 | 81069 | 81069 | 2118355.1338 | -616813.4824
-305.386 | 1 | 16 | 87445.664 | 2319587.5275 | 83213.5 | 83213.5 | 2097414.9843 | -305386.0432
781.7098 | 1 | 17 | 47667.548 | 1264431.4738 | 73203 | 73203 | 2119344.2634 | 781709.7896
2114.9425 | 1 | 18 | 0 | 0 | 81660.5 | 81660.5 | 2196602.9788 | 2114942.4788
2134.9498 | 1 | 19 | 0 | 0 | 87635 | 87635 | 2222584.841 | 2134949.841
2099.2086 | 1 | 20 | 0 | 0 | 92220.7 | 92220.7 | 2191429.2905 | 2099208.5905
2053.9806 | 1 | 21 | 0 | 0 | 94599.3 | 94599.3 | 2148579.912 | 2053980.612
1983.1447 | 1 | 22 | 0 | 0 | 97974.1 | 97974.1 | 2081118.8041 | 1983144.7041
1862.3624 | 1 | 23 | 0 | 0 | 98669.3 | 98669.3 | 1961031.7051 | 1862362.4051
1747.0101 | 1 | 0 | 0 | 0 | 95456.4 | 95456.4 | 1842466.4839 | 1747010.0839
1658.7983 | 1 | 1 | 0 | 0 | 96583.5 | 96583.5 | 1755381.8035 | 1658798.3035
1589.0884 | 1 | 2 | 0 | 0 | 98401.4 | 98401.4 | 1687489.8102 | 1589088.4102
1527.6638 | 1 | 3 | 0 | 0 | 98201.3 | 98201.3 | 1625865.1289 | 1527663.8289
1533.5135 | 1 | 4 | 0 | 0 | 95468.9 | 95468.9 | 1628982.4409 | 1533513.5409
1614.8068 | 1 | 5 | 0 | 0 | 88611.6 | 88611.6 | 1703418.4016 | 1614806.8016
1654.2691 | 1 | 6 | 0 | 0 | 92101.8 | 92101.8 | 1746370.88 | 1654269.08
701.9152 | 1 | 7 | 36409.216 | 965792.4642 | 92683.1 | 92683.1 | 1760390.7194 | 701915.1552
-500.5528 | 1 | 8 | 85223.424 | 2260640.2916 | 93306.4 | 93306.4 | 1853393.903 | -500552.7885
-784.6746 | 1 | 9 | 99372.976 | 2635971.93 | 98693.2 | 98693.2 | 1949990.5237 | -784674.6063
1258.779 | 1 | 10 | 24784.708 | 657440.254 | 99547.3 | 99547.3 | 2015766.5164 | 1258778.9624
-908.256 | 1 | 11 | 107704.704 | 2856979.7132 | 100134 | 100134 | 2048857.7166 | -908255.9966
-896.6741 | 1 | 12 | 107547.336 | 2852805.3627 | 100134 | 100134 | 2056265.2714 | -896674.0913
-873.6407 | 1 | 13 | 107133.92 | 2841839.0717 | 100134 | 100134 | 2068332.4188 | -873640.6529
-807.0262 | 1 | 14 | 104551.68 | 2773342.4599 | 99737.5 | 99737.5 | 2066053.7495 | -807026.2105
1080.1643 | 1 | 15 | 33652.508 | 892667.9066 | 98834.2 | 98834.2 | 2071666.3846 | 1080164.278
-404.3724 | 1 | 16 | 88921.776 | 2358742.9393 | 95350.6 | 95350.6 | 2049721.1552 | -404372.3841
689.0098 | 1 | 17 | 48495.68 | 1286398.5396 | 94960.5 | 94960.5 | 2070368.8868 | 689009.8472
2033.112 | 1 | 18 | 0 | 0 | 97362.6 | 97362.6 | 2130474.6015 | 2033112.0015
1981.1571 | 1 | 19 | 0 | 0 | 94914.1 | 94914.1 | 2076071.2081 | 1981157.1081
1951.2457 | 1 | 20 | 0 | 0 | 91772.6 | 91772.6 | 2043018.304 | 1951245.704
1902.6734 | 1 | 21 | 0 | 0 | 91067.1 | 91067.1 | 1993740.4606 | 1902673.3606
1824.4227 | 1 | 22 | 0 | 0 | 92946.8 | 92946.8 | 1917369.5158 | 1824422.7158
1722.3435 | 1 | 23 | 0 | 0 | 87494 | 87494 | 1809837.5467 | 1722343.5467
1560.3351 | 1 | 0 | 0 | 0 | 84208.5 | 84208.5 | 1644543.5506 | 1560335.0506
1487.4443 | 1 | 1 | 0 | 0 | 91602.4 | 91602.4 | 1579046.7356 | 1487444.3356
1451.2304 | 1 | 2 | 0 | 0 | 77946.4 | 77946.4 | 1529176.7932 | 1451230.3932
1540.9961 | 1 | 3 | 0 | 0 | 58876.3 | 58876.3 | 1599872.389 | 1540996.089
1542.4894 | 1 | 4 | 0 | 0 | 54033.5 | 54033.5 | 1596522.9203 | 1542489.4203
1637.2722 | 1 | 5 | 0 | 0 | 34260.8 | 34260.8 | 1671532.9541 | 1637272.1541
1688.89 | 1 | 6 | 0 | 0 | 29690.3 | 29690.3 | 1718580.2706 | 1688889.9706
929.078 | 1 | 7 | 30208.806 | 801320.116 | 21661.2 | 21661.2 | 1752059.3119 | 929077.9959
-265.8763 | 1 | 8 | 78330.288 | 2077792.663 | 14777.8 | 14777.8 | 1826694.1956 | -265876.2674
-674.5693 | 1 | 9 | 96748.792 | 2566362.7098 | 15215.3 | 15215.3 | 1907008.6897 | -674569.3201
-776.4172 | 1 | 10 | 103218.584 | 2737980.6968 | 5733.8 | 5733.8 | 1967297.3257 | -776417.1712
-825.3418 | 1 | 11 | 105544.536 | 2799679.0018 | 0 | 0 | 1974337.2446 | -825341.7572
-831.2657 | 1 | 12 | 106068.064 | 2813566.1286 | 0 | 0 | 1982300.4019 | -831265.7267
671.6722 | 1 | 13 | 48975.012 | 1299113.3213 | 0 | 0 | 1970785.4962 | 671672.1749
748.2813 | 1 | 14 | 46303.492 | 1228248.4644 | 0 | 0 | 1976529.8002 | 748281.3358
1168.5185 | 1 | 15 | 30092.386 | 798231.9539 | 0 | 0 | 1966750.4161 | 1168518.4621
-279.204 | 1 | 16 | 84278.752 | 2235581.8806 | 0 | 0 | 1956377.895 | -279203.9855
785.4685 | 1 | 17 | 44120.176 | 1170333.7282 | 12530.9 | 12530.9 | 1968333.1247 | 785468.4965
2000.3107 | 1 | 18 | 0 | 0 | 20645.5 | 20645.5 | 2020956.2303 | 2000310.7303
2160.0328 | 1 | 19 | 0 | 0 | 16363 | 16363 | 2176395.7902 | 2160032.7902
2123.7564 | 1 | 20 | 0 | 0 | 13139.1 | 13139.1 | 2136895.5469 | 2123756.4469
2110.2018 | 1 | 21 | 0 | 0 | 0 | 0 | 2110201.7748 | 2110201.7748
2017.2407 | 1 | 22 | 0 | 0 | 25798.5 | 25798.5 | 2043039.1747 | 2017240.6747
1908.0074 | 1 | 23 | 0 | 0 | 20008.3 | 20008.3 | 1928015.7492 | 1908007.4492
1790.0554 | 1 | 0 | 0 | 0 | 30022.7 | 30022.7 | 1820078.0577 | 1790055.3577
1698.7526 | 1 | 1 | 0 | 0 | 40909.3 | 40909.3 | 1739661.9479 | 1698752.6479
1626.9794 | 1 | 2 | 0 | 0 | 51932.8 | 51932.8 | 1678912.1888 | 1626979.3888
1487.9299 | 1 | 3 | 0 | 0 | 67014.4 | 67014.4 | 1554944.259 | 1487929.859
1486.8127 | 1 | 4 | 0 | 0 | 72568.7 | 72568.7 | 1559381.4347 | 1486812.7347
1565.9083 | 1 | 5 | 0 | 0 | 67755 | 67755 | 1633663.2741 | 1565908.2741
1630.6003 | 1 | 6 | 0 | 0 | 59052.8 | 59052.8 | 1689653.1151 | 1630600.3151
957.9153 | 1 | 7 | 26861.704 | 712534.7412 | 55835.6 | 55835.6 | 1726285.6897 | 957915.3485
-226.7314 | 1 | 8 | 75261.344 | 1996385.7195 | 50425.6 | 50425.6 | 1820079.9179 | -226731.4016
-645.7703 | 1 | 9 | 94353.784 | 2502832.6223 | 47792.8 | 47792.8 | 1904855.1274 | -645770.2949
-804.9368 | 1 | 10 | 102894.968 | 2729396.4446 | 40974.7 | 40974.7 | 1965434.349 | -804936.7956
-804.6319 | 1 | 11 | 105708.664 | 2804032.6684 | 28573.5 | 28573.5 | 2027974.2245 | -804631.9439
-843.5723 | 1 | 12 | 106879.592 | 2835092.756 | 30430 | 30430 | 2021950.4386 | -843572.3174
-826.4826 | 1 | 13 | 106622.624 | 2828276.4115 | 20086.9 | 20086.9 | 2021880.7057 | -826482.6058
-768.9795 | 1 | 14 | 104622.896 | 2775231.5387 | 20327.9 | 20327.9 | 2026579.9134 | -768979.5253
-664.7707 | 1 | 15 | 100050.288 | 2653938.3379 | 26694.8 | 26694.8 | 2015862.4417 | -664770.6961
-337.2404 | 1 | 16 | 86676.936 | 2299196.2148 | 31003.7 | 31003.7 | 1992959.5457 | -337240.3691
732.3925 | 1 | 17 | 46560.712 | 1235071.4934 | 30282.3 | 30282.3 | 1997746.2714 | 732392.478
1992.6411 | 1 | 18 | 0 | 0 | 43285.2 | 43285.2 | 2035926.291 | 1992641.091
2016.0879 | 1 | 19 | 0 | 0 | 50961.3 | 50961.3 | 2067049.2018 | 2016087.9018
1959.0554 | 1 | 20 | 0 | 0 | 58936.9 | 58936.9 | 2017992.3436 | 1959055.4436
1913.7536 | 1 | 21 | 0 | 0 | 69242.9 | 69242.9 | 1982996.4607 | 1913753.5607
1841.3419 | 1 | 22 | 0 | 0 | 88296.9 | 88296.9 | 1929638.7547 | 1841341.8547
1770.3775 | 1 | 23 | 0 | 0 | 83279.4 | 83279.4 | 1853656.8928 | 1770377.4928
1694.3814 | 1 | 0 | 0 | 0 | 69129.9 | 69129.9 | 1763511.2653 | 1694381.3653
1632.0682 | 1 | 1 | 0 | 0 | 48621.9 | 48621.9 | 1680690.1222 | 1632068.2222
1569.8988 | 1 | 2 | 0 | 0 | 57472.5 | 57472.5 | 1627371.3084 | 1569898.8084
1510.2198 | 1 | 3 | 0 | 0 | 49639.1 | 49639.1 | 1559858.9063 | 1510219.8063
1498.2855 | 1 | 4 | 0 | 0 | 41485.8 | 41485.8 | 1539771.2822 | 1498285.4822
1523.9051 | 1 | 5 | 0 | 0 | 28508.4 | 28508.4 | 1552413.5442 | 1523905.1442
1492.2016 | 1 | 6 | 0 | 0 | 15837.5 | 15837.5 | 1508039.0682 | 1492201.5682
702.8049 | 1 | 7 | 31967.036 | 847959.0023 | 12540.3 | 12540.3 | 1563304.2327 | 702804.9305
-534.1255 | 1 | 8 | 82494.92 | 2188263.8745 | 9561.38 | 9561.38 | 1663699.7601 | -534125.4944
1651.1929 | 1 | 9 | 2730.8855 | 72439.5888 | 13869.1 | 13869.1 | 1737501.6087 | 1651192.9199
-1037.7757 | 1 | 10 | 106045.776 | 2812974.9161 | 11135.8 | 11135.8 | 1786335.0138 | -1037775.7023
-1081.9934 | 1 | 11 | 107727.752 | 2857591.0854 | 6217.8 | 6217.8 | 1781815.5032 | -1081993.3822
-1095.1203 | 1 | 12 | 108566.992 | 2879852.8026 | 5054.61 | 5054.61 | 1789787.1215 | -1095120.291
-1096.594 | 1 | 13 | 108127.944 | 2868206.596 | 1840.79 | 1840.79 | 1773453.4195 | -1096593.9665
-1049.4474 | 1 | 14 | 105325.552 | 2793870.2226 | 0 | 0 | 1744422.8378 | -1049447.3848
-958.8446 | 1 | 15 | 101678.56 | 2697129.9525 | 0 | 0 | 1738285.3088 | -958844.6437
-627.7465 | 1 | 16 | 88653.624 | 2351629.9276 | 0 | 0 | 1723883.4253 | -627746.5023
503.1563 | 1 | 17 | 48607.492 | 1289364.4697 | 0 | 0 | 1792520.8003 | 503156.3306
1867.7446 | 1 | 18 | 0 | 0 | 0 | 0 | 1867744.6009 | 1867744.6009
1812.4425 | 1 | 19 | 0 | 0 | 0 | 0 | 1812442.4755 | 1812442.4755
1780.3555 | 1 | 20 | 0 | 0 | 0 | 0 | 1780355.4623 | 1780355.4623
1755.3372 | 1 | 21 | 0 | 0 | 0 | 0 | 1755337.1503 | 1755337.1503
1719.9121 | 1 | 22 | 0 | 0 | 0 | 0 | 1719912.1059 | 1719912.1059
1676.8782 | 1 | 23 | 0 | 0 | 0 | 0 | 1676878.197 | 1676878.197
1613.5144 | 1 | 0 | 0 | 0 | 0 | 0 | 1613514.3676 | 1613514.3676
1537.3244 | 1 | 1 | 0 | 0 | 0 | 0 | 1537324.4334 | 1537324.4334
1483.2898 | 1 | 2 | 0 | 0 | 0 | 0 | 1483289.7812 | 1483289.7812
1473.5951 | 1 | 3 | 0 | 0 | 0 | 0 | 1473595.1067 | 1473595.1067
1455.2675 | 1 | 4 | 0 | 0 | 0 | 0 | 1455267.4961 | 1455267.4961
1454.9173 | 1 | 5 | 0 | 0 | 0 | 0 | 1454917.3268 | 1454917.3268
1394.8342 | 1 | 6 | 0 | 0 | 0 | 0 | 1394834.2013 | 1394834.2013
538.4393 | 1 | 7 | 33136.7 | 878985.5609 | 0 | 0 | 1417424.9003 | 538439.3393
-730.8043 | 1 | 8 | 83440.632 | 2213349.8726 | 0 | 0 | 1482545.5285 | -730804.3441
948.4466 | 1 | 9 | 22149.158 | 587529.5388 | 0 | 0 | 1535976.1287 | 948446.5899
-306.9327 | 1 | 10 | 70865.648 | 1879785.2942 | 0 | 0 | 1572852.5608 | -306932.7334
193.8642 | 1 | 11 | 55491.736 | 1471976.2286 | 0 | 0 | 1665840.4582 | 193864.2295
166.7721 | 1 | 12 | 57761.728 | 1532190.1362 | 1834.04 | 1834.04 | 1700796.3184 | 166772.1422
-1161.4469 | 1 | 13 | 107495.264 | 2851424.0985 | 12555.8 | 12555.8 | 1702532.9933 | -1161446.9052
-1169.6169 | 1 | 14 | 106486.72 | 2824671.416 | 34354.7 | 34354.7 | 1689409.2498 | -1169616.8662
-1023.4991 | 1 | 15 | 100295.576 | 2660444.8581 | 39172.7 | 39172.7 | 1676118.4776 | -1023499.0805
-649.695 | 1 | 16 | 86472.848 | 2293782.5675 | 28370.9 | 28370.9 | 1672458.4295 | -649695.038
459.7134 | 1 | 17 | 45840.516 | 1215967.5426 | 92800.3 | 92800.3 | 1768481.2272 | 459713.3846
1784.8493 | 1 | 18 | 0 | 0 | 99400.6 | 99400.6 | 1884249.8866 | 1784849.2866
1820.3703 | 1 | 19 | 0 | 0 | 99525.9 | 99525.9 | 1919896.2263 | 1820370.3263
1812.0444 | 1 | 20 | 0 | 0 | 99215.6 | 99215.6 | 1911259.9731 | 1812044.3731
1789.8953 | 1 | 21 | 0 | 0 | 100134 | 100134 | 1890029.2934 | 1789895.2934
1761.4241 | 1 | 22 | 0 | 0 | 98689.8 | 98689.8 | 1860113.8975 | 1761424.0975
1702.1002 | 1 | 23 | 0 | 0 | 99877.2 | 99877.2 | 1801977.3741 | 1702100.1741
1621.5422 | 1 | 0 | 0 | 0 | 100134 | 100134 | 1721676.2158 | 1621542.2158
1540.5543 | 1 | 1 | 0 | 0 | 100134 | 100134 | 1640688.3345 | 1540554.3345
1484.4529 | 1 | 2 | 0 | 0 | 100134 | 100134 | 1584586.9446 | 1484452.9446
1427.077 | 1 | 3 | 0 | 0 | 100134 | 100134 | 1527211.0029 | 1427077.0029
1438.1809 | 1 | 4 | 0 | 0 | 100134 | 100134 | 1538314.9244 | 1438180.9244
1536.5137 | 1 | 5 | 0 | 0 | 100134 | 100134 | 1636647.7174 | 1536513.7174
1609.0152 | 1 | 6 | 0 | 0 | 100134 | 100134 | 1709149.157 | 1609015.157
715.8481 | 1 | 7 | 35022.992 | 929021.4255 | 100134 | 100134 | 1745003.5257 | 715848.1002
-523.4883 | 1 | 8 | 85634.04 | 2271532.3096 | 100134 | 100134 | 1848178.0449 | -523488.2648
-860.8394 | 1 | 9 | 101838.088 | 2701361.5992 | 100134 | 100134 | 1940656.2197 | -860839.3795
-964.8987 | 1 | 10 | 107884.512 | 2861749.3081 | 100134 | 100134 | 1996984.6243 | -964898.6837
-970.3365 | 1 | 11 | 109889.432 | 2914931.9041 | 98384 | 98384 | 2042979.418 | -970336.4861
-971.1895 | 1 | 12 | 110669.704 | 2935629.4335 | 95979.3 | 95979.3 | 2060419.1862 | -971189.5473
674.6462 | 1 | 13 | 48846.908 | 1295715.229 | 89012.3 | 89012.3 | 2059373.7517 | 674646.2227
-871.6758 | 1 | 14 | 107614.976 | 2854599.5843 | 71532.9 | 71532.9 | 2054456.7163 | -871675.768
-683.2706 | 1 | 15 | 100587.968 | 2668200.8612 | 56964.1 | 56964.1 | 2041894.315 | -683270.6462
-271.8762 | 1 | 16 | 85106.968 | 2257551.1746 | 44781.9 | 44781.9 | 2030456.835 | -271876.2396
891.458 | 1 | 17 | 42628.896 | 1130775.9693 | 33281.4 | 33281.4 | 2055515.3752 | 891458.0059
2078.708 | 1 | 18 | 0 | 0 | 25778.8 | 25778.8 | 2104486.8412 | 2078708.0412
2149.4002 | 1 | 19 | 0 | 0 | 15721 | 15721 | 2165121.1932 | 2149400.1932
2121.9805 | 1 | 20 | 0 | 0 | 8474.52 | 8474.52 | 2130455.0222 | 2121980.5022
2053.4122 | 1 | 21 | 0 | 0 | 25361.6 | 25361.6 | 2078773.7925 | 2053412.1925
1934.3249 | 1 | 22 | 0 | 0 | 65302.6 | 65302.6 | 1999627.4825 | 1934324.8825
1778.6497 | 1 | 23 | 0 | 0 | 93278.3 | 93278.3 | 1871927.9847 | 1778649.6847
1672.9149 | 1 | 0 | 0 | 0 | 97831.9 | 97831.9 | 1770746.8108 | 1672914.9108
1591.8083 | 1 | 1 | 0 | 0 | 98961.2 | 98961.2 | 1690769.4959 | 1591808.2959
1538.7111 | 1 | 2 | 0 | 0 | 98615.6 | 98615.6 | 1637326.6709 | 1538711.0709
1492.7702 | 1 | 3 | 0 | 0 | 95605.9 | 95605.9 | 1588376.079 | 1492770.179
1498.4492 | 1 | 4 | 0 | 0 | 92136.5 | 92136.5 | 1590585.6769 | 1498449.1769
1593.9118 | 1 | 5 | 0 | 0 | 92838.2 | 92838.2 | 1686749.9576 | 1593911.7576
1658.5334 | 1 | 6 | 0 | 0 | 93623.2 | 93623.2 | 1752156.5886 | 1658533.3886
880.2852 | 1 | 7 | 30417.21 | 806848.2496 | 80533.7 | 80533.7 | 1767667.1025 | 880285.1529
-388.6445 | 1 | 8 | 82159.816 | 2179374.8911 | 57949.7 | 57949.7 | 1848680.0852 | -388644.5059
-734.5579 | 1 | 9 | 99589.544 | 2641716.6223 | 26760.8 | 26760.8 | 1933919.5422 | -734557.88
-838.9435 | 1 | 10 | 105460.08 | 2797438.7183 | 43483.6 | 43483.6 | 2001978.8607 | -838943.4575
-831.7379 | 1 | 11 | 106953.216 | 2837045.7094 | 19500.4 | 19500.4 | 2024808.2053 | -831737.9042
-839.7453 | 1 | 12 | 107722.064 | 2857440.2053 | 24530.8 | 24530.8 | 2042225.6648 | -839745.3405
-819.7489 | 1 | 13 | 107249.744 | 2844911.4242 | 22755.4 | 22755.4 | 2047917.9741 | -819748.8501
-845.914 | 1 | 14 | 105559.4 | 2800073.285 | 96122 | 96122 | 2050281.2593 | -845914.0257
-626.18 | 1 | 15 | 99439.768 | 2637743.6575 | 34626.1 | 34626.1 | 2046189.7765 | -626179.981
-309.8084 | 1 | 16 | 85226.288 | 2260716.2622 | 84174.8 | 84174.8 | 2035082.7077 | -309808.3544
769.0169 | 1 | 17 | 44707.588 | 1185915.4447 | 85564.3 | 85564.3 | 2040496.6624 | 769016.9177
2091.0788 | 1 | 18 | 0 | 0 | 0 | 0 | 2091078.7763 | 2091078.7763
2075.8643 | 1 | 19 | 0 | 0 | 0 | 0 | 2075864.2758 | 2075864.2758
2040.498 | 1 | 20 | 0 | 0 | 0 | 0 | 2040498.0161 | 2040498.0161
2002.165 | 1 | 21 | 0 | 0 | 0 | 0 | 2002164.9578 | 2002164.9578
1934.2025 | 1 | 22 | 0 | 0 | 0 | 0 | 1934202.5228 | 1934202.5228
1828.6947 | 1 | 23 | 0 | 0 | 0 | 0 | 1828694.6615 | 1828694.6615
1586.8404 | 2 | 0 | 0 | 0 | 4117.69 | 4117.69 | 1590958.0659 | 1586840.3759
1512.2114 | 2 | 1 | 0 | 0 | 12872.7 | 12872.7 | 1525084.0797 | 1512211.3797
1453.0997 | 2 | 2 | 0 | 0 | 21936.1 | 21936.1 | 1475035.8293 | 1453099.7293
1458.3284 | 2 | 3 | 0 | 0 | 18733.8 | 18733.8 | 1477062.2385 | 1458328.4385
1453.507 | 2 | 4 | 0 | 0 | 24543.6 | 24543.6 | 1478050.5577 | 1453506.9577
1468.1763 | 2 | 5 | 0 | 0 | 73626.5 | 73626.5 | 1541802.8101 | 1468176.3101
1516.6694 | 2 | 6 | 0 | 0 | 47274.7 | 47274.7 | 1563944.079 | 1516669.379
869.1771 | 2 | 7 | 26072.434 | 691598.5305 | 36896.5 | 36896.5 | 1597672.1071 | 869177.0766
-340.2801 | 2 | 8 | 75659.832 | 2006956.0298 | 29563.3 | 29563.3 | 1696239.1987 | -340280.1311
-725.2559 | 2 | 9 | 94142.808 | 2497236.2637 | 20358.1 | 20358.1 | 1792338.4454 | -725255.9183
-923.0293 | 2 | 10 | 101017.56 | 2679596.2374 | 91027.9 | 91027.9 | 1847594.8007 | -923029.3367
-1134.5226 | 2 | 11 | 103697.512 | 2750684.762 | 100134 | 100134 | 1716296.1199 | -1134522.6421
277.8811 | 2 | 12 | 51142.792 | 1356615.9489 | 100134 | 100134 | 1734631.0167 | 277881.0678
516.7929 | 2 | 13 | 44243.928 | 1173616.3792 | 58417.6 | 58417.6 | 1748826.9118 | 516792.9327
-655.4014 | 2 | 14 | 88097.232 | 2336871.0489 | 70026.5 | 70026.5 | 1751496.1035 | -655401.4454
-88.1883 | 2 | 15 | 66912.556 | 1774925.402 | 57283.5 | 57283.5 | 1744020.5814 | -88188.3207
1367.989 | 2 | 16 | 12752.446 | 338271.9432 | 14915 | 14915 | 1721175.9599 | 1367989.0167
712.1683 | 2 | 17 | 38469.96 | 1020455.8502 | 11359.6 | 11359.6 | 1743983.7493 | 712168.2992
1689.3362 | 2 | 18 | 0 | 0 | 78831.7 | 78831.7 | 1768167.854 | 1689336.154
1949.0468 | 2 | 19 | 0 | 0 | 68444.8 | 68444.8 | 2017491.6063 | 1949046.8063
1944.9517 | 2 | 20 | 0 | 0 | 55094.6 | 55094.6 | 2000046.3164 | 1944951.7164
1898.6726 | 2 | 21 | 0 | 0 | 95578.3 | 95578.3 | 1994250.8959 | 1898672.5959
1841.5685 | 2 | 22 | 0 | 0 | 98882.7 | 98882.7 | 1940451.2022 | 1841568.5022
1751.5987 | 2 | 23 | 0 | 0 | 100134 | 100134 | 1851732.6659 | 1751598.6659
1607.7066 | 2 | 0 | 0 | 0 | 100134 | 100134 | 1707840.5783 | 1607706.5783
1547.4154 | 2 | 1 | 0 | 0 | 100134 | 100134 | 1647549.4232 | 1547415.4232
1497.3182 | 2 | 2 | 0 | 0 | 100134 | 100134 | 1597452.1689 | 1497318.1689
1386.4959 | 2 | 3 | 0 | 0 | 100134 | 100134 | 1486629.918 | 1386495.918
1378.2303 | 2 | 4 | 0 | 0 | 100134 | 100134 | 1478364.2923 | 1378230.2923
1438.913 | 2 | 5 | 0 | 0 | 100134 | 100134 | 1539046.9551 | 1438912.9551
1463.3266 | 2 | 6 | 0 | 0 | 98779.4 | 98779.4 | 1562106.0308 | 1463326.6308
700.5567 | 2 | 7 | 30642.744 | 812830.7744 | 74932.9 | 74932.9 | 1588320.3855 | 700556.7111
-407.3188 | 2 | 8 | 77964.12 | 2068079.6745 | 21598.1 | 21598.1 | 1682358.9753 | -407318.7992
-732.0877 | 2 | 9 | 93126.16 | 2470268.6141 | 28758.8 | 28758.8 | 1766939.7041 | -732087.71
-807.4095 | 2 | 10 | 98708.712 | 2618351.6339 | 16003.2 | 16003.2 | 1826945.3517 | -807409.4822
-772.6977 | 2 | 11 | 98175.832 | 2604216.4356 | 25047.4 | 25047.4 | 1856566.095 | -772697.7406
-773.5002 | 2 | 12 | 98282.232 | 2607038.8067 | 27449.6 | 27449.6 | 1860988.1743 | -773500.2324
-768.1443 | 2 | 13 | 98198.608 | 2604820.5928 | 27740.6 | 27740.6 | 1864416.8577 | -768144.3351
-729.704 | 2 | 14 | 96439.32 | 2558153.6419 | 43646.4 | 43646.4 | 1872096.0418 | -729704.0002
-557.6179 | 2 | 15 | 89323.152 | 2369389.8567 | 54070.7 | 54070.7 | 1865842.7019 | -557617.8548
-123.7462 | 2 | 16 | 72761.624 | 1930078.0369 | 47674.3 | 47674.3 | 1854006.1694 | -123746.1675
932.0999 | 2 | 17 | 32862.064 | 871700.5543 | 67597.9 | 67597.9 | 1871398.3942 | 932099.9398
1812.2978 | 2 | 18 | 0 | 0 | 95384.3 | 95384.3 | 1907682.0878 | 1812297.7878
1851.5621 | 2 | 19 | 0 | 0 | 94580.1 | 94580.1 | 1946142.2 | 1851562.1
1825.4547 | 2 | 20 | 0 | 0 | 93103.7 | 93103.7 | 1918558.3514 | 1825454.6514
1811.3682 | 2 | 21 | 0 | 0 | 95658.8 | 95658.8 | 1907027.0219 | 1811368.2219
1771.7137 | 2 | 22 | 0 | 0 | 77684.7 | 77684.7 | 1849398.3919 | 1771713.6919
1668.4753 | 2 | 23 | 0 | 0 | 80823.5 | 80823.5 | 1749298.8361 | 1668475.3361
1590.3991 | 2 | 0 | 0 | 0 | 74703 | 74703 | 1665102.0872 | 1590399.0872
1528.7234 | 2 | 1 | 0 | 0 | 71441 | 71441 | 1600164.3982 | 1528723.3982
1485.727 | 2 | 2 | 0 | 0 | 66205.5 | 66205.5 | 1551932.4694 | 1485726.9694
1455.6789 | 2 | 3 | 0 | 0 | 77289.4 | 77289.4 | 1532968.2642 | 1455678.8642
1466.442 | 2 | 4 | 0 | 0 | 61933.2 | 61933.2 | 1528375.1907 | 1466441.9907
1508.7161 | 2 | 5 | 0 | 0 | 72402.4 | 72402.4 | 1581118.467 | 1508716.067
1504.9502 | 2 | 6 | 0 | 0 | 92565.7 | 92565.7 | 1597515.8886 | 1504950.1886
850.3958 | 2 | 7 | 26388.652 | 699986.543 | 87515.9 | 87515.9 | 1637898.2443 | 850395.8013
1128.542 | 2 | 8 | 19760.474 | 524167.202 | 79904.8 | 79904.8 | 1732613.9863 | 1128541.9843
-238.8261 | 2 | 9 | 75132.8 | 1992975.9558 | 66983.5 | 66983.5 | 1821133.3781 | -238826.0776
103.1977 | 2 | 10 | 64730.656 | 1717048.2267 | 52430.8 | 52430.8 | 1872676.7166 | 103197.6899
-890.366 | 2 | 11 | 104640.152 | 2775689.2721 | 13457.9 | 13457.9 | 1898781.1484 | -890366.0237
650.8035 | 2 | 12 | 46997.212 | 1246650.1116 | 10175.3 | 10175.3 | 1907628.8684 | 650803.4569
-523.6476 | 2 | 13 | 91326.064 | 2422519.1885 | 8658.22 | 8658.22 | 1907529.851 | -523647.5575
270.4369 | 2 | 14 | 61154.084 | 1622175.9206 | 8572.41 | 8572.41 | 1901185.195 | 270436.8644
190.8227 | 2 | 15 | 63169.956 | 1675649.0299 | 25277.4 | 25277.4 | 1891749.0835 | 190822.6536
547.2693 | 2 | 16 | 47731.588 | 1266130.2016 | 42214.6 | 42214.6 | 1855614.1184 | 547269.3167
734.3871 | 2 | 17 | 40043.988 | 1062208.5861 | 75119.1 | 75119.1 | 1871714.8296 | 734387.1435
1813.9793 | 2 | 18 | 0 | 0 | 76941.2 | 76941.2 | 1890920.5386 | 1813979.3386
1891.653 | 2 | 19 | 0 | 0 | 51345.5 | 51345.5 | 1942998.4868 | 1891652.9868
1872.3589 | 2 | 20 | 0 | 0 | 28022.3 | 28022.3 | 1900381.1822 | 1872358.8822
1859.3824 | 2 | 21 | 0 | 0 | 13790 | 13790 | 1873172.3624 | 1859382.3624
1827.9415 | 2 | 22 | 0 | 0 | 6454.06 | 6454.06 | 1834395.5277 | 1827941.4677
1761.9406 | 2 | 23 | 0 | 0 | 10575.2 | 10575.2 | 1772515.7597 | 1761940.5597
1671.0111 | 2 | 0 | 0 | 0 | 17506.6 | 17506.6 | 1688517.7423 | 1671011.1423
1588.9636 | 2 | 1 | 0 | 0 | 19443.5 | 19443.5 | 1608407.054 | 1588963.554
1518.1606 | 2 | 2 | 0 | 0 | 41485.3 | 41485.3 | 1559645.8766 | 1518160.5766
1431.5338 | 2 | 3 | 0 | 0 | 43882.5 | 43882.5 | 1475416.258 | 1431533.758
1409.1418 | 2 | 4 | 0 | 0 | 44558.5 | 44558.5 | 1453700.3217 | 1409141.8217
1410.9821 | 2 | 5 | 0 | 0 | 47795.7 | 47795.7 | 1458777.8081 | 1410982.1081
1368.2254 | 2 | 6 | 0 | 0 | 40117.1 | 40117.1 | 1408342.5219 | 1368225.4219
668.5634 | 2 | 7 | 28280.94 | 750181.4577 | 24879.5 | 24879.5 | 1443624.3267 | 668563.369
1123.399 | 2 | 8 | 14324.451 | 379971.017 | 13907.2 | 13907.2 | 1517277.2363 | 1123399.0194
384.8002 | 2 | 9 | 45754.368 | 1213682.377 | 8008.21 | 8008.21 | 1606490.8067 | 384800.2197
647.1835 | 2 | 10 | 37117.684 | 984585.3175 | 9108.77 | 9108.77 | 1640877.6139 | 647183.5264
1167.8158 | 2 | 11 | 19102.13 | 506703.9401 | 0 | 0 | 1674519.7476 | 1167815.8074
-24.8641 | 2 | 12 | 64335.956 | 1706578.3972 | 0 | 0 | 1681714.2601 | -24864.1371
-677.7977 | 2 | 13 | 87785.728 | 2328608.0801 | 8658.69 | 8658.69 | 1659469.0275 | -677797.7427
-131.8706 | 2 | 14 | 65861.212 | 1747037.4049 | 21647.9 | 21647.9 | 1636814.7415 | -131870.5633
-103.8088 | 2 | 15 | 64281.26 | 1705127.5287 | 34720.2 | 34720.2 | 1636038.9526 | -103808.7761
1109.29 | 2 | 16 | 18614.84 | 493778.0642 | 28417.8 | 28417.8 | 1631485.8573 | 1109289.9931
1464.4115 | 2 | 17 | 6379.942 | 169234.622 | 57656.6 | 57656.6 | 1691302.7117 | 1464411.4898
1696.5614 | 2 | 18 | 0 | 0 | 56782.3 | 56782.3 | 1753343.7271 | 1696561.4271
1685.3816 | 2 | 19 | 0 | 0 | 64707.8 | 64707.8 | 1750089.41 | 1685381.61
1655.0747 | 2 | 20 | 0 | 0 | 72262.4 | 72262.4 | 1727337.0946 | 1655074.6946
1628.5068 | 2 | 21 | 0 | 0 | 79651.3 | 79651.3 | 1708158.0869 | 1628506.7869
1604.9251 | 2 | 22 | 0 | 0 | 70016.8 | 70016.8 | 1674941.8785 | 1604925.0785
1568.5567 | 2 | 23 | 0 | 0 | 62388.2 | 62388.2 | 1630944.9369 | 1568556.7369
1503.8949 | 2 | 0 | 0 | 0 | 65656.2 | 65656.2 | 1569551.0732 | 1503894.8732
1425.6707 | 2 | 1 | 0 | 0 | 82895.4 | 82895.4 | 1508566.0863 | 1425670.6863
1360.3334 | 2 | 2 | 0 | 0 | 95725.8 | 95725.8 | 1456059.2009 | 1360333.4009
1327.1583 | 2 | 3 | 0 | 0 | 98642.1 | 98642.1 | 1425800.3769 | 1327158.2769
1303.5968 | 2 | 4 | 0 | 0 | 99154.3 | 99154.3 | 1402751.0749 | 1303596.7749
1299.3808 | 2 | 5 | 0 | 0 | 96850 | 96850 | 1396230.8124 | 1299380.8124
1229.3448 | 2 | 6 | 0 | 0 | 93849.5 | 93849.5 | 1323194.348 | 1229344.848
398.7727 | 2 | 7 | 32426.646 | 860150.6373 | 87428.6 | 87428.6 | 1346351.8898 | 398772.6525
-853.9324 | 2 | 8 | 82444.232 | 2186919.3224 | 76126.2 | 76126.2 | 1409113.1692 | -853932.3532
-1233.3098 | 2 | 9 | 99140.816 | 2629813.6436 | 54360.6 | 54360.6 | 1450864.4643 | -1233309.7793
-1370.7553 | 2 | 10 | 105263.632 | 2792227.73 | 48862.9 | 48862.9 | 1470335.3197 | -1370755.3102
-1366.2288 | 2 | 11 | 106095.808 | 2814302.0671 | 42274.7 | 42274.7 | 1490347.9924 | -1366228.7748
-1374.0075 | 2 | 12 | 107237.48 | 2844586.1088 | 43683.1 | 43683.1 | 1514261.6887 | -1374007.5201
-1349.2319 | 2 | 13 | 106900.856 | 2835656.8058 | 25310.1 | 25310.1 | 1511735.0461 | -1349231.8597
-426.8002 | 2 | 14 | 71828 | 1905312.6857 | 25959.7 | 25959.7 | 1504472.2209 | -426800.1647
796.8593 | 2 | 15 | 25027.42 | 663878.4432 | 42019.2 | 42019.2 | 1502756.9193 | 796859.2761
103.1069 | 2 | 16 | 50681.16 | 1344370.6782 | 56340.2 | 56340.2 | 1503817.8105 | 103106.9323
235.0694 | 2 | 17 | 49932.588 | 1324514.0244 | 42879.4 | 42879.4 | 1602462.8166 | 235069.3922
1620.2451 | 2 | 18 | 0 | 0 | 61144.2 | 61144.2 | 1681389.2677 | 1620245.0677
1825.7728 | 2 | 19 | 0 | 0 | 46920.4 | 46920.4 | 1872693.1707 | 1825772.7707
1837.8137 | 2 | 20 | 0 | 0 | 34407.5 | 34407.5 | 1872221.1707 | 1837813.6707
1829.9061 | 2 | 21 | 0 | 0 | 60734.5 | 60734.5 | 1890640.5965 | 1829906.0965
1799.9811 | 2 | 22 | 0 | 0 | 65169.4 | 65169.4 | 1865150.4801 | 1799981.0801
1718.5663 | 2 | 23 | 0 | 0 | 70643.8 | 70643.8 | 1789210.067 | 1718566.267
1640.5612 | 2 | 0 | 0 | 0 | 68768.4 | 68768.4 | 1709329.5632 | 1640561.1632
1591.9772 | 2 | 1 | 0 | 0 | 55753.9 | 55753.9 | 1647731.1168 | 1591977.2168
1538.993 | 2 | 2 | 0 | 0 | 51419.7 | 51419.7 | 1590412.6697 | 1538992.9697
1437.9854 | 2 | 3 | 0 | 0 | 62814.1 | 62814.1 | 1500799.4646 | 1437985.3646
1419.8943 | 2 | 4 | 0 | 0 | 77581.2 | 77581.2 | 1497475.5423 | 1419894.3423
1494.2814 | 2 | 5 | 0 | 0 | 74162.1 | 74162.1 | 1568443.5073 | 1494281.4073
1525.4977 | 2 | 6 | 0 | 0 | 70317.4 | 70317.4 | 1595815.1226 | 1525497.7226
660.451 | 2 | 7 | 34801.62 | 923149.3021 | 50369.8 | 50369.8 | 1633970.0592 | 660450.9572
-550.0531 | 2 | 8 | 85439.248 | 2266365.2485 | 32036.5 | 32036.5 | 1748348.6533 | -550053.0952
-875.555 | 2 | 9 | 101942.24 | 2704124.3398 | 15019.1 | 15019.1 | 1843588.4382 | -875555.0016
-946.7366 | 2 | 10 | 107154.168 | 2842376.171 | 16727.8 | 16727.8 | 1912367.4085 | -946736.5626
-954.463 | 2 | 11 | 109708.736 | 2910138.7541 | 0 | 0 | 1955675.8001 | -954462.954
-965.5031 | 2 | 12 | 110531.136 | 2931953.7727 | 0 | 0 | 1966450.7116 | -965503.0611
-907.2921 | 2 | 13 | 108512.208 | 2878399.5998 | 3790.15 | 3790.15 | 1974897.6026 | -907292.1472
-828.7411 | 2 | 14 | 105505.2 | 2798635.5734 | 662.977 | 662.977 | 1970557.4906 | -828741.0597
-697.8327 | 2 | 15 | 100199.368 | 2657892.8405 | 0 | 0 | 1960060.1113 | -697832.7292
-343.5004 | 2 | 16 | 86056.608 | 2282741.367 | 0 | 0 | 1939240.9952 | -343500.3718
724.487 | 2 | 17 | 45678.616 | 1211672.9761 | 19441 | 19441 | 1955601.0158 | 724487.0397
1932.2827 | 2 | 18 | 0 | 0 | 42493.5 | 42493.5 | 1974776.1828 | 1932282.6828
2006.3747 | 2 | 19 | 0 | 0 | 18518.3 | 18518.3 | 2024892.9551 | 2006374.6551
2008.9667 | 2 | 20 | 0 | 0 | 4694.71 | 4694.71 | 2013661.4589 | 2008966.7489
1981.8476 | 2 | 21 | 0 | 0 | 9647.54 | 9647.54 | 1991495.1066 | 1981847.5666
1904.5207 | 2 | 22 | 0 | 0 | 23747.4 | 23747.4 | 1928268.1061 | 1904520.7061
1790.8841 | 2 | 23 | 0 | 0 | 36012.9 | 36012.9 | 1826897.0383 | 1790884.1383
1689.4132 | 2 | 0 | 0 | 0 | 51023.7 | 51023.7 | 1740436.9374 | 1689413.2374
1576.2121 | 2 | 1 | 0 | 0 | 84170.4 | 84170.4 | 1660382.4984 | 1576212.0984
1514.0134 | 2 | 2 | 0 | 0 | 93867.8 | 93867.8 | 1607881.228 | 1514013.428
1475.6956 | 2 | 3 | 0 | 0 | 96467 | 96467 | 1572162.6464 | 1475695.6464
1467.0427 | 2 | 4 | 0 | 0 | 93882.3 | 93882.3 | 1560925.0235 | 1467042.7235
1532.0206 | 2 | 5 | 0 | 0 | 95240.6 | 95240.6 | 1627261.2197 | 1532020.6197
1563.3043 | 2 | 6 | 0 | 0 | 95752 | 95752 | 1659056.2544 | 1563304.2544
800.4717 | 2 | 7 | 29563.124 | 784192.7269 | 95584 | 95584 | 1680248.4406 | 800471.7137
-454.6976 | 2 | 8 | 80429.504 | 2133476.5589 | 95473.3 | 95473.3 | 1774252.2803 | -454697.5786
-828.4716 | 2 | 9 | 97848.344 | 2595529.4745 | 92468.1 | 92468.1 | 1859525.9782 | -828471.5963
-957.9085 | 2 | 10 | 105335.832 | 2794142.9104 | 81995.5 | 81995.5 | 1918229.9316 | -957908.4787
-543.7951 | 2 | 11 | 91978.792 | 2439833.4801 | 70603.5 | 70603.5 | 1966641.8673 | -543795.1128
-983.4706 | 2 | 12 | 109354.248 | 2900735.5898 | 67743.4 | 67743.4 | 1985008.3664 | -983470.6234
-940.5628 | 2 | 13 | 108705.36 | 2883523.1582 | 44634.1 | 44634.1 | 1987594.474 | -940562.7842
-888.4484 | 2 | 14 | 107544.744 | 2852736.6072 | 25704.6 | 25704.6 | 1989992.8553 | -888448.3519
-776.0136 | 2 | 15 | 103243.832 | 2738650.4264 | 15425 | 15425 | 1978061.8605 | -776013.5658
-424.6347 | 2 | 16 | 89430.76 | 2372244.2713 | 7739.18 | 7739.18 | 1955348.7164 | -424634.7349
606.5111 | 2 | 17 | 50364.66 | 1335975.1853 | 10889.1 | 10889.1 | 1953375.432 | 606511.1467
1975.2215 | 2 | 18 | 0 | 0 | 13585.7 | 13585.7 | 1988807.1624 | 1975221.4624
2020.1883 | 2 | 19 | 0 | 0 | 26379 | 26379 | 2046567.3133 | 2020188.3133
1987.0559 | 2 | 20 | 0 | 0 | 43915.2 | 43915.2 | 2030971.1244 | 1987055.9244
1931.1892 | 2 | 21 | 0 | 0 | 73903.8 | 73903.8 | 2005092.9561 | 1931189.1561
1863.6245 | 2 | 22 | 0 | 0 | 78024.2 | 78024.2 | 1941648.6634 | 1863624.4634
1785.0138 | 2 | 23 | 0 | 0 | 53224.1 | 53224.1 | 1838237.8629 | 1785013.7629
1676.5101 | 2 | 0 | 0 | 0 | 55565.4 | 55565.4 | 1732075.4803 | 1676510.0803
1595.3538 | 2 | 1 | 0 | 0 | 59713.7 | 59713.7 | 1655067.4893 | 1595353.7893
1546.0196 | 2 | 2 | 0 | 0 | 50645.5 | 50645.5 | 1596665.1221 | 1546019.6221
1479.4041 | 2 | 3 | 0 | 0 | 33250.8 | 33250.8 | 1512654.8999 | 1479404.0999
1488.1533 | 2 | 4 | 0 | 0 | 18034.7 | 18034.7 | 1506188.0208 | 1488153.3208
1560.271 | 2 | 5 | 0 | 0 | 6736.72 | 6736.72 | 1567007.6842 | 1560270.9642
1569.739 | 2 | 6 | 0 | 0 | 2819.74 | 2819.74 | 1572558.7044 | 1569738.9644
1591.2419 | 2 | 7 | 0 | 0 | 0 | 0 | 1591241.9339 | 1591241.9339
-529.6879 | 2 | 8 | 83729.312 | 2221007.411 | 0 | 0 | 1691319.5005 | -529687.9105
-882.4675 | 2 | 9 | 100488.52 | 2665562.8992 | 0 | 0 | 1783095.3778 | -882467.5213
-1005.346 | 2 | 10 | 106825.184 | 2833649.527 | 14348.3 | 14348.3 | 1842651.8647 | -1005345.9622
-974.0992 | 2 | 11 | 109736.608 | 2910878.088 | 18066.3 | 18066.3 | 1954845.1901 | -974099.1979
-992.3622 | 2 | 12 | 110908.424 | 2941961.7307 | 12900.9 | 12900.9 | 1962500.4681 | -992362.1626
-957.4891 | 2 | 13 | 110383.88 | 2928047.6535 | 976.044 | 976.044 | 1971534.5793 | -957489.1183
-926.8807 | 2 | 14 | 108687.848 | 2883058.6341 | 0 | 0 | 1956177.8937 | -926880.7405
-844.7666 | 2 | 15 | 104973.968 | 2784544.09 | 0 | 0 | 1939777.4882 | -844766.6018
-487.5452 | 2 | 16 | 90746.024 | 2407133.022 | 0 | 0 | 1919587.8338 | -487545.1882
514.2145 | 2 | 17 | 53968.74 | 1431577.1698 | 1996.19 | 1996.19 | 1947787.8204 | 514214.4606
1940.8783 | 2 | 18 | 0 | 0 | 13141 | 13141 | 1954019.3136 | 1940878.3136
1983.5939 | 2 | 19 | 0 | 0 | 25365.6 | 25365.6 | 2008959.5361 | 1983593.9361
1951.2598 | 2 | 20 | 0 | 0 | 41599.8 | 41599.8 | 1992859.628 | 1951259.828
1975.7515 | 2 | 21 | 0 | 0 | 12957.1 | 12957.1 | 1988708.551 | 1975751.451
1927.3544 | 2 | 22 | 0 | 0 | 7610.25 | 7610.25 | 1934964.6057 | 1927354.3557
1843.7958 | 2 | 23 | 0 | 0 | 3059.07 | 3059.07 | 1846854.8692 | 1843795.7992
1696.1692 | 2 | 0 | 0 | 0 | 7096.98 | 7096.98 | 1703266.1818 | 1696169.2018
1645.4059 | 2 | 1 | 0 | 0 | 2710.86 | 2710.86 | 1648116.7259 | 1645405.8659
1598.7217 | 2 | 2 | 0 | 0 | 1236.42 | 1236.42 | 1599958.139 | 1598721.719
1552.131 | 2 | 3 | 0 | 0 | 0 | 0 | 1552131.0159 | 1552131.0159
1539.3664 | 2 | 4 | 0 | 0 | 0 | 0 | 1539366.3773 | 1539366.3773
1595.8366 | 2 | 5 | 0 | 0 | 0 | 0 | 1595836.6414 | 1595836.6414
1604.2964 | 2 | 6 | 0 | 0 | 0 | 0 | 1604296.4095 | 1604296.4095
825.7627 | 2 | 7 | 30651.536 | 813063.9914 | 4446.03 | 4446.03 | 1643272.7548 | 825762.7333
-485.8265 | 2 | 8 | 83039.704 | 2202714.8389 | 28529.9 | 28529.9 | 1745418.2805 | -485826.4583
-870.5513 | 2 | 9 | 100270.304 | 2659774.4919 | 28499 | 28499 | 1817722.1908 | -870551.3011
-968.4956 | 2 | 10 | 106893.136 | 2835452.0247 | 14586.7 | 14586.7 | 1881543.1135 | -968495.6112
-1065.1831 | 2 | 11 | 109464.664 | 2903664.4895 | 9790.34 | 9790.34 | 1848271.7555 | -1065183.074
-1075.1447 | 2 | 12 | 110461.328 | 2930102.0426 | 11694.2 | 11694.2 | 1866651.5381 | -1075144.7045
-1067.4035 | 2 | 13 | 110221.944 | 2923752.1321 | 11606 | 11606 | 1867954.6504 | -1067403.4817
-1005.6473 | 2 | 14 | 108114.04 | 2867837.7779 | 6654.27 | 6654.27 | 1868844.7806 | -1005647.2673
-891.7982 | 2 | 15 | 103382.44 | 2742327.1483 | 6361.03 | 6361.03 | 1856890.0153 | -891798.163
-525.6294 | 2 | 16 | 89040.6 | 2361894.87 | 6147.02 | 6147.02 | 1842412.5251 | -525629.3648
532.7795 | 2 | 17 | 50022.964 | 1326911.3422 | 4206.07 | 4206.07 | 1863896.9433 | 532779.5311
1871.3108 | 2 | 18 | 0 | 0 | 6013.86 | 6013.86 | 1877324.6115 | 1871310.7515
2056.283 | 2 | 19 | 0 | 0 | 21185.6 | 21185.6 | 2077468.6379 | 2056283.0379
2035.818 | 2 | 20 | 0 | 0 | 47647.8 | 47647.8 | 2083465.7522 | 2035817.9522
2064.9762 | 2 | 21 | 0 | 0 | 15305.7 | 15305.7 | 2080281.8507 | 2064976.1507
1993.7752 | 2 | 22 | 0 | 0 | 36083.2 | 36083.2 | 2029858.4006 | 1993775.2006
1905.9674 | 2 | 23 | 0 | 0 | 17360.3 | 17360.3 | 1923327.6579 | 1905967.3579
1807.4203 | 2 | 0 | 0 | 0 | 15435 | 15435 | 1822855.2695 | 1807420.2695
1742.6017 | 2 | 1 | 0 | 0 | 7378.55 | 7378.55 | 1749980.2198 | 1742601.6698
1671.401 | 2 | 2 | 0 | 0 | 16896.8 | 16896.8 | 1688297.8394 | 1671401.0394
1566.223 | 2 | 3 | 0 | 0 | 37465.6 | 37465.6 | 1603688.5879 | 1566222.9879
1529.2534 | 2 | 4 | 0 | 0 | 63294.9 | 63294.9 | 1592548.3309 | 1529253.4309
1590.8956 | 2 | 5 | 0 | 0 | 48993.6 | 48993.6 | 1639889.1952 | 1590895.5952
1594.6182 | 2 | 6 | 0 | 0 | 46734 | 46734 | 1641352.1549 | 1594618.1549
833.2651 | 2 | 7 | 30546.102 | 810267.2445 | 36856.1 | 36856.1 | 1680388.4081 | 833265.0635
-409.8446 | 2 | 8 | 81768.848 | 2169004.0567 | 27962.2 | 27962.2 | 1787121.7067 | -409844.5501
-845.547 | 2 | 9 | 101117.008 | 2682234.1995 | 23993.3 | 23993.3 | 1860680.4865 | -845547.013
-986.3899 | 2 | 10 | 108216.032 | 2870543.2222 | 7364.67 | 7364.67 | 1891518.0084 | -986389.8838
813.9826 | 2 | 11 | 41942.372 | 1112565.2035 | 5277.36 | 5277.36 | 1931825.1386 | 813982.575
-1022.4044 | 2 | 12 | 112026.992 | 2971632.9147 | 0 | 0 | 1949228.5023 | -1022404.4124
-960.8009 | 2 | 13 | 109357.16 | 2900812.8337 | 6027.46 | 6027.46 | 1946039.3679 | -960800.9258
573.2301 | 2 | 14 | 51655.084 | 1370205.029 | 2998.38 | 2998.38 | 1946433.5175 | 573230.1085
948.3827 | 2 | 15 | 36410.288 | 965820.9001 | 1933.02 | 1933.02 | 1916136.6374 | 948382.7173
-500.2518 | 2 | 16 | 89601.368 | 2376769.8266 | 8107.1 | 8107.1 | 1884625.1078 | -500251.8188
593.9486 | 2 | 17 | 48973.96 | 1299085.4159 | 13142.2 | 13142.2 | 1906176.2306 | 593948.6146
1893.6109 | 2 | 18 | 0 | 0 | 33001 | 33001 | 1926611.9381 | 1893610.9381
1897.0131 | 2 | 19 | 0 | 0 | 42241.2 | 42241.2 | 1939254.2594 | 1897013.0594
1845.3028 | 2 | 20 | 0 | 0 | 52626.3 | 52626.3 | 1897929.0564 | 1845302.7564
1841.849 | 2 | 21 | 0 | 0 | 28529.4 | 28529.4 | 1870378.3659 | 1841848.9659
1809.2214 | 2 | 22 | 0 | 0 | 22000.3 | 22000.3 | 1831221.7021 | 1809221.4021
1750.7721 | 2 | 23 | 0 | 0 | 21787.8 | 21787.8 | 1772559.9022 | 1750772.1022
1664.0889 | 2 | 0 | 0 | 0 | 22627 | 22627 | 1686715.8511 | 1664088.8511
1592.761 | 2 | 1 | 0 | 0 | 12790.5 | 12790.5 | 1605551.5462 | 1592761.0462
1541.9728 | 2 | 2 | 0 | 0 | 13323.2 | 13323.2 | 1555295.9921 | 1541972.7921
1461.7344 | 2 | 3 | 0 | 0 | 9376.8 | 9376.8 | 1471111.2258 | 1461734.4258
1453.4906 | 2 | 4 | 0 | 0 | 7289.23 | 7289.23 | 1460779.8409 | 1453490.6109
1457.5272 | 2 | 5 | 0 | 0 | 7144.17 | 7144.17 | 1464671.4034 | 1457527.2334
1399.4883 | 2 | 6 | 0 | 0 | 12940.7 | 12940.7 | 1412428.9732 | 1399488.2732
536.1735 | 2 | 7 | 34026.976 | 902601.0613 | 11911.5 | 11911.5 | 1450686.0871 | 536173.5259
-752.2124 | 2 | 8 | 85632.52 | 2271491.9901 | 10952.7 | 10952.7 | 1530232.2585 | -752212.4316
-1116.3702 | 2 | 9 | 102927.152 | 2730250.1588 | 0 | 0 | 1613879.9726 | -1116370.1862
-1219.9216 | 2 | 10 | 107827.968 | 2860249.4195 | 0 | 0 | 1640327.8361 | -1219921.5834
-1263.5822 | 2 | 11 | 110662.288 | 2935432.7164 | 0 | 0 | 1671850.5306 | -1263582.1857
-1261.2459 | 2 | 12 | 110916.92 | 2942187.096 | 0 | 0 | 1680941.177 | -1261245.919
-1248.9865 | 2 | 13 | 110050.52 | 2919204.9315 | 0 | 0 | 1670218.4712 | -1248986.4603
-1225.3476 | 2 | 14 | 108375.464 | 2874772.3224 | 0 | 0 | 1649424.7317 | -1225347.5907
-1121.8995 | 2 | 15 | 104346.032 | 2767887.432 | 0 | 0 | 1645987.9581 | -1121899.4739
-761.7178 | 2 | 16 | 90490.416 | 2400352.7529 | 0 | 0 | 1638634.9629 | -761717.79
308.5669 | 2 | 17 | 52308.248 | 1387530.886 | 0 | 0 | 1696097.7448 | 308566.8588
1758.1454 | 2 | 18 | 0 | 0 | 0 | 0 | 1758145.3712 | 1758145.3712
1754.3237 | 2 | 19 | 0 | 0 | 0 | 0 | 1754323.6698 | 1754323.6698
1728.5352 | 2 | 20 | 0 | 0 | 0 | 0 | 1728535.1644 | 1728535.1644
1709.5605 | 2 | 21 | 0 | 0 | 0 | 0 | 1709560.5207 | 1709560.5207
1677.9909 | 2 | 22 | 0 | 0 | 0 | 0 | 1677990.8892 | 1677990.8892
1636.4541 | 2 | 23 | 0 | 0 | 0 | 0 | 1636454.1235 | 1636454.1235
1576.802 | 2 | 0 | 0 | 0 | 0 | 0 | 1576801.9925 | 1576801.9925
1516.3692 | 2 | 1 | 0 | 0 | 0 | 0 | 1516369.2476 | 1516369.2476
1462.5626 | 2 | 2 | 0 | 0 | 1579.29 | 1579.29 | 1464141.8456 | 1462562.5556
1428.8711 | 2 | 3 | 0 | 0 | 2839.96 | 2839.96 | 1431711.0524 | 1428871.0924
1400.0161 | 2 | 4 | 0 | 0 | 10725.7 | 10725.7 | 1410741.8245 | 1400016.1245
1370.0224 | 2 | 5 | 0 | 0 | 34115.9 | 34115.9 | 1404138.3495 | 1370022.4495
1267.5285 | 2 | 6 | 0 | 0 | 63243.6 | 63243.6 | 1330772.0547 | 1267528.4547
410.4452 | 2 | 7 | 33692.1 | 893718.1258 | 44975.1 | 44975.1 | 1349138.4265 | 410445.2007
-875.184 | 2 | 8 | 85032.296 | 2255570.4218 | 31219.2 | 31219.2 | 1411605.6579 | -875183.964
-1315.4843 | 2 | 9 | 103738.928 | 2751783.3647 | 17664.4 | 17664.4 | 1453963.5089 | -1315484.2558
-1428.0639 | 2 | 10 | 108849.616 | 2887349.6992 | 14712.7 | 14712.7 | 1473998.5346 | -1428063.8646
-1481.59 | 2 | 11 | 111508.072 | 2957868.0199 | 19151.4 | 19151.4 | 1495429.4395 | -1481589.9804
-1473.6377 | 2 | 12 | 112763.304 | 2991164.3592 | 2602.08 | 2602.08 | 1520128.7877 | -1473637.6515
-1425.2413 | 2 | 13 | 110668.24 | 2935590.5994 | 2700.47 | 2700.47 | 1513049.7303 | -1425241.3391
-1373.3607 | 2 | 14 | 108463.328 | 2877103.0067 | 0 | 0 | 1503742.3418 | -1373360.6649
-1274.0728 | 2 | 15 | 104667.96 | 2776426.9083 | 0 | 0 | 1502354.1496 | -1274072.7587
-912.0729 | 2 | 16 | 91189.304 | 2418891.4867 | 0 | 0 | 1506818.6259 | -912072.8608
178.6038 | 2 | 17 | 53831.112 | 1427926.4434 | 0 | 0 | 1606530.2594 | 178603.816
1684.5648 | 2 | 18 | 0 | 0 | 0 | 0 | 1684564.7551 | 1684564.7551
1872.1646 | 2 | 19 | 0 | 0 | 0 | 0 | 1872164.5715 | 1872164.5715
1868.3239 | 2 | 20 | 0 | 0 | 0 | 0 | 1868323.8515 | 1868323.8515
1884.3056 | 2 | 21 | 0 | 0 | 0 | 0 | 1884305.5938 | 1884305.5938
1855.439 | 2 | 22 | 0 | 0 | 0 | 0 | 1855439.0109 | 1855439.0109
1771.1861 | 2 | 23 | 0 | 0 | 9581.38 | 9581.38 | 1780767.4973 | 1771186.1173
1674.4739 | 2 | 0 | 0 | 0 | 28202 | 28202 | 1702675.9096 | 1674473.9096
1611.0178 | 2 | 1 | 0 | 0 | 27950.3 | 27950.3 | 1638968.122 | 1611017.822
1561.9798 | 2 | 2 | 0 | 0 | 20020.7 | 20020.7 | 1582000.5477 | 1561979.8477
1469.6563 | 2 | 3 | 0 | 0 | 24677.5 | 24677.5 | 1494333.8113 | 1469656.3113
1459.1273 | 2 | 4 | 0 | 0 | 28617 | 28617 | 1487744.2623 | 1459127.2623
1505.2809 | 2 | 5 | 0 | 0 | 52461.8 | 52461.8 | 1557742.7394 | 1505280.9394
1521.6445 | 2 | 6 | 0 | 0 | 63731.3 | 63731.3 | 1585375.8155 | 1521644.5155
610.4843 | 2 | 7 | 36697.828 | 973448.1988 | 37196.8 | 37196.8 | 1621129.2526 | 610484.2538
-614.8714 | 2 | 8 | 87917.136 | 2332093.8145 | 18013.1 | 18013.1 | 1735235.5013 | -614871.4132
-952.6347 | 2 | 9 | 103579.456 | 2747553.2034 | 27063.3 | 27063.3 | 1821981.8361 | -952634.6672
-1037.962 | 2 | 10 | 108969.928 | 2890541.1006 | 30156.7 | 30156.7 | 1882735.7686 | -1037962.032
-1020.062 | 2 | 11 | 111026.024 | 2945081.1935 | 11147 | 11147 | 1936166.2037 | -1020061.9898
-1029.5092 | 2 | 12 | 111308.984 | 2952587.0029 | 21062.1 | 21062.1 | 1944139.8947 | -1029509.2082
-977.3335 | 2 | 13 | 109562.384 | 2906256.6145 | 18457.1 | 18457.1 | 1947380.2352 | -977333.4793
-923.5479 | 2 | 14 | 106509.544 | 2825276.8465 | 39651.5 | 39651.5 | 1941380.4096 | -923547.9369
-822.1723 | 2 | 15 | 102394.864 | 2716130.6639 | 37473.8 | 37473.8 | 1931432.1735 | -822172.2904
-484.7328 | 2 | 16 | 89439.76 | 2372483.0057 | 26796.2 | 26796.2 | 1914546.4209 | -484732.7848
559.679 | 2 | 17 | 51192.92 | 1357945.6464 | 13739.6 | 13739.6 | 1931364.261 | 559679.0145
1942.0929 | 2 | 18 | 0 | 0 | 8568.57 | 8568.57 | 1950661.4657 | 1942092.8957
2002.8022 | 2 | 19 | 0 | 0 | 3243.48 | 3243.48 | 2006045.7237 | 2002802.2437
1991.6676 | 2 | 20 | 0 | 0 | 0 | 0 | 1991667.6288 | 1991667.6288
1975.3266 | 2 | 21 | 0 | 0 | 0 | 0 | 1975326.5507 | 1975326.5507
1902.1797 | 2 | 22 | 0 | 0 | 11988.2 | 11988.2 | 1914167.8934 | 1902179.6934
1805.1216 | 2 | 23 | 0 | 0 | 13373.6 | 13373.6 | 1818495.154 | 1805121.554
1704.8506 | 2 | 0 | 0 | 0 | 33488.8 | 33488.8 | 1738339.3845 | 1704850.5845
1558.0624 | 2 | 1 | 0 | 0 | 98966 | 98966 | 1657028.4402 | 1558062.4402
1508.1627 | 2 | 2 | 0 | 0 | 99857.2 | 99857.2 | 1608019.9293 | 1508162.7293
1497.0186 | 2 | 3 | 0 | 0 | 100134 | 100134 | 1597152.6439 | 1497018.6439
1485.3135 | 2 | 4 | 0 | 0 | 100134 | 100134 | 1585447.5381 | 1485313.5381
1546.4546 | 2 | 5 | 0 | 0 | 100134 | 100134 | 1646588.6495 | 1546454.6495
1568.1471 | 2 | 6 | 0 | 0 | 99312.1 | 99312.1 | 1667459.1852 | 1568147.0852
556.5887 | 2 | 7 | 38909.256 | 1032108.6352 | 98711.2 | 98711.2 | 1687408.5094 | 556588.6743
-627.2206 | 2 | 8 | 87651.432 | 2325045.7385 | 97743.9 | 97743.9 | 1795569.058 | -627220.5805
-953.1073 | 2 | 9 | 103235.44 | 2738427.8198 | 99464.5 | 99464.5 | 1884785.0499 | -953107.2699
-1002.9624 | 2 | 10 | 107205.816 | 2843746.1882 | 100116 | 100116 | 1940899.7494 | -1002962.4388
-1005.9146 | 2 | 11 | 108369.072 | 2874602.7679 | 100134 | 100134 | 1968822.1564 | -1005914.6115
-1005.8229 | 2 | 12 | 108679.032 | 2882824.7805 | 98791.3 | 98791.3 | 1975793.1635 | -1005822.9171
-965.9601 | 2 | 13 | 107539.336 | 2852593.1543 | 98733.2 | 98733.2 | 1985366.2163 | -965960.138
-933.6056 | 2 | 14 | 106831.824 | 2833825.6599 | 98759.8 | 98759.8 | 1998979.8674 | -933605.5925
279.3142 | 2 | 15 | 60496.608 | 1604735.6833 | 98445.2 | 98445.2 | 1982495.0844 | 279314.201
-510.3643 | 2 | 16 | 89344.28 | 2369950.299 | 95710.9 | 95710.9 | 1955296.8902 | -510364.3088
1792.7523 | 2 | 17 | 3298.4293 | 87494.2793 | 96494 | 96494 | 1976740.6 | 1792752.3207
1899.6419 | 2 | 18 | 0 | 0 | 97801.7 | 97801.7 | 1997443.6365 | 1899641.9365
1969.0118 | 2 | 19 | 0 | 0 | 93745.3 | 93745.3 | 2062757.1056 | 1969011.8056
1961.7133 | 2 | 20 | 0 | 0 | 85861.2 | 85861.2 | 2047574.5284 | 1961713.3284
1945.0043 | 2 | 21 | 0 | 0 | 76971.9 | 76971.9 | 2021976.2149 | 1945004.3149
1893.281 | 2 | 22 | 0 | 0 | 75849.3 | 75849.3 | 1969130.2765 | 1893280.9765
1795.3816 | 2 | 23 | 0 | 0 | 70459.5 | 70459.5 | 1865841.1377 | 1795381.6377
1704.1428 | 2 | 0 | 0 | 0 | 54159.4 | 54159.4 | 1758302.2482 | 1704142.8482
1645.7602 | 2 | 1 | 0 | 0 | 37256.2 | 37256.2 | 1683016.3929 | 1645760.1929
1578.5335 | 2 | 2 | 0 | 0 | 49192.9 | 49192.9 | 1627726.3677 | 1578533.4677
1542.6112 | 2 | 3 | 0 | 0 | 41926.1 | 41926.1 | 1584537.2564 | 1542611.1564
1547.0915 | 2 | 4 | 0 | 0 | 31777 | 31777 | 1578868.5406 | 1547091.5406
1601.925 | 2 | 5 | 0 | 0 | 38340.7 | 38340.7 | 1640265.6765 | 1601924.9765
1568.8727 | 2 | 6 | 0 | 0 | 68577.4 | 68577.4 | 1637450.1466 | 1568872.7466
685.0429 | 2 | 7 | 34184.588 | 906781.8841 | 61194.1 | 61194.1 | 1653018.8999 | 685042.9158
-580.9776 | 2 | 8 | 86712.736 | 2300145.8472 | 54233.3 | 54233.3 | 1773401.5647 | -580977.5825
-933.1052 | 2 | 9 | 104804.344 | 2780044.6363 | 24777.9 | 24777.9 | 1871717.2904 | -933105.2459
-49.4063 | 2 | 10 | 74453.88 | 1974966.894 | 3766.78 | 3766.78 | 1929327.4142 | -49406.2598
-1049.8582 | 2 | 11 | 113632.056 | 3014208.9129 | 0 | 0 | 1964350.7382 | -1049858.1747
-1031.9814 | 2 | 12 | 113130.192 | 3000896.4464 | 4840.53 | 4840.53 | 1973755.6071 | -1031981.3693
-1006.8791 | 2 | 13 | 111467.96 | 2956804.0073 | 36553.9 | 36553.9 | 1986478.7593 | -1006879.148
-947.7565 | 2 | 14 | 109293.784 | 2899131.7191 | 36289.9 | 36289.9 | 1987665.1544 | -947756.4647
-835.9713 | 2 | 15 | 105033.28 | 2786117.4027 | 30772.3 | 30772.3 | 1980918.43 | -835971.2727
-527.6665 | 2 | 16 | 92209.824 | 2445961.8451 | 27268.5 | 27268.5 | 1945563.869 | -527666.4761
526.8107 | 2 | 17 | 52994.852 | 1405743.7739 | 26324 | 26324 | 1958878.4412 | 526810.6673
1948.5322 | 2 | 18 | 0 | 0 | 30064.8 | 30064.8 | 1978596.9843 | 1948532.1843
1994.7722 | 2 | 19 | 0 | 0 | 49390.8 | 49390.8 | 2044163.04 | 1994772.24
1956.509 | 2 | 20 | 0 | 0 | 71003.9 | 71003.9 | 2027512.9424 | 1956509.0424
1967.4547 | 2 | 21 | 0 | 0 | 55612.6 | 55612.6 | 2023067.344 | 1967454.744
1943.0942 | 2 | 22 | 0 | 0 | 33285.2 | 33285.2 | 1976379.3916 | 1943094.1916
1857.2797 | 2 | 23 | 0 | 0 | 22643.7 | 22643.7 | 1879923.3901 | 1857279.6901
1692.9027 | 2 | 0 | 0 | 0 | 27791.3 | 27791.3 | 1720694.0249 | 1692902.7249
1590.2592 | 2 | 1 | 0 | 0 | 60536.8 | 60536.8 | 1650795.9998 | 1590259.1998
1552.5867 | 2 | 2 | 0 | 0 | 45247 | 45247 | 1597833.7156 | 1552586.7156
1516.4481 | 2 | 3 | 0 | 0 | 50702.2 | 50702.2 | 1567150.2775 | 1516448.0775
1511.2352 | 2 | 4 | 0 | 0 | 44094 | 44094 | 1555329.1977 | 1511235.1977
1578.978 | 2 | 5 | 0 | 0 | 28916.4 | 28916.4 | 1607894.4319 | 1578978.0319
1573.0472 | 2 | 6 | 0 | 0 | 37651.6 | 37651.6 | 1610698.8078 | 1573047.2078
745.4949 | 2 | 7 | 32212.338 | 854465.8939 | 44161.4 | 44161.4 | 1644122.1536 | 745494.8597
1126.9959 | 2 | 8 | 21773.36 | 577561.1046 | 51603.9 | 51603.9 | 1756160.9219 | 1126995.9173
-967.5457 | 2 | 9 | 103914.056 | 2756428.8177 | 38677.2 | 38677.2 | 1827560.3052 | -967545.7125
1059.7474 | 2 | 10 | 30445.79 | 807606.364 | 19891.7 | 19891.7 | 1887245.511 | 1059747.447
-1103.0704 | 2 | 11 | 112836.584 | 2993108.1877 | 36994.1 | 36994.1 | 1927031.8688 | -1103070.4189
-1074.2229 | 2 | 12 | 112747.016 | 2990732.3029 | 27884 | 27884 | 1944393.3723 | -1074222.9307
-203.2188 | 2 | 13 | 79939 | 2120465.4282 | 34750.4 | 34750.4 | 1951997.003 | -203218.8252
318.5402 | 2 | 14 | 60260.28 | 1598466.8364 | 37773.1 | 37773.1 | 1954780.1535 | 318540.2171
-10.0398 | 2 | 15 | 71494.224 | 1896458.9288 | 53978.3 | 53978.3 | 1940397.4745 | -10039.7543
-562.9489 | 2 | 16 | 91142.392 | 2417647.097 | 60213.7 | 60213.7 | 1914911.8798 | -562948.9172
504.7522 | 2 | 17 | 51927.856 | 1377440.5911 | 62579.5 | 62579.5 | 1944772.3313 | 504752.2402
1900.7063 | 2 | 18 | 0 | 0 | 84454.5 | 84454.5 | 1985160.7793 | 1900706.2793
2004.9489 | 2 | 19 | 0 | 0 | 65603.5 | 65603.5 | 2070552.4113 | 2004948.9113
2037.119 | 2 | 20 | 0 | 0 | 42365.7 | 42365.7 | 2079484.6996 | 2037118.9996
2043.7131 | 2 | 21 | 0 | 0 | 34488.6 | 34488.6 | 2078201.7178 | 2043713.1178
2009.6561 | 2 | 22 | 0 | 0 | 17029.2 | 17029.2 | 2026685.3343 | 2009656.1343
1900.0353 | 2 | 23 | 0 | 0 | 25709.1 | 25709.1 | 1925744.3779 | 1900035.2779
1801.6749 | 2 | 0 | 0 | 0 | 23297.7 | 23297.7 | 1824972.618 | 1801674.918
1724.9398 | 2 | 1 | 0 | 0 | 24344.7 | 24344.7 | 1749284.4773 | 1724939.7773
1668.8306 | 2 | 2 | 0 | 0 | 17648.6 | 17648.6 | 1686479.1505 | 1668830.5505
1619.0358 | 2 | 3 | 0 | 0 | 11143.4 | 11143.4 | 1630179.224 | 1619035.824
1595.2323 | 2 | 4 | 0 | 0 | 26715 | 26715 | 1621947.2809 | 1595232.2809
1656.2994 | 2 | 5 | 0 | 0 | 20024.4 | 20024.4 | 1676323.8266 | 1656299.4266
1638.3855 | 2 | 6 | 0 | 0 | 29047.3 | 29047.3 | 1667432.8322 | 1638385.5322
827.4839 | 2 | 7 | 32331.172 | 857618.0898 | 17289.2 | 17289.2 | 1702391.1923 | 827483.9025
-429.2571 | 2 | 8 | 84092.888 | 2230651.6439 | 9769.95 | 9769.95 | 1811164.502 | -429257.0919
-862.681 | 2 | 9 | 103150.576 | 2736176.7136 | 19209.8 | 19209.8 | 1892705.5315 | -862680.9822
-999.7809 | 2 | 10 | 109621.488 | 2907824.4098 | 20177.5 | 20177.5 | 1928221.0028 | -999780.907
-1132.1734 | 2 | 11 | 112530.28 | 2984983.1543 | 45533.9 | 45533.9 | 1898343.6207 | -1132173.4335
-1136.3442 | 2 | 12 | 113617.984 | 3013835.6384 | 31925.3 | 31925.3 | 1909416.719 | -1136344.2194
-1101.8902 | 2 | 13 | 111624.52 | 2960956.9247 | 47369.9 | 47369.9 | 1906436.6711 | -1101890.1537
-1058.8333 | 2 | 14 | 109981.76 | 2917381.0007 | 40682.1 | 40682.1 | 1899229.8369 | -1058833.2638
-948.7545 | 2 | 15 | 105552.304 | 2799885.0561 | 33051.6 | 33051.6 | 1884182.1952 | -948754.4609
-656.8622 | 2 | 16 | 92675.656 | 2458318.5252 | 48742.5 | 48742.5 | 1850198.8436 | -656862.1816
1745.1963 | 2 | 17 | 1977.5311 | 52456.0776 | 68599.3 | 68599.3 | 1866251.682 | 1745196.3044
1821.6615 | 2 | 18 | 0 | 0 | 64580.8 | 64580.8 | 1886242.2552 | 1821661.4552
1892.7094 | 2 | 19 | 0 | 0 | 41767.8 | 41767.8 | 1934477.1635 | 1892709.3635
1868.8378 | 2 | 20 | 0 | 0 | 24280.8 | 24280.8 | 1893118.6458 | 1868837.8458
1801.3411 | 2 | 21 | 0 | 0 | 66634.8 | 66634.8 | 1867975.8547 | 1801341.0547
1738.7619 | 2 | 22 | 0 | 0 | 90826.7 | 90826.7 | 1829588.5837 | 1738761.8837
1669.0568 | 2 | 23 | 0 | 0 | 99012.9 | 99012.9 | 1768069.7391 | 1669056.8391
1595.7101 | 2 | 0 | 0 | 0 | 91954.3 | 91954.3 | 1687664.4443 | 1595710.1443
1506.7175 | 2 | 1 | 0 | 0 | 99575.8 | 99575.8 | 1606293.3404 | 1506717.5404
1457.0818 | 2 | 2 | 0 | 0 | 100134 | 100134 | 1557215.8285 | 1457081.8285
1375.4633 | 2 | 3 | 0 | 0 | 98227 | 98227 | 1473690.2707 | 1375463.2707
1358.8807 | 2 | 4 | 0 | 0 | 94667.9 | 94667.9 | 1453548.5859 | 1358880.6859
1358.715 | 2 | 5 | 0 | 0 | 97462.1 | 97462.1 | 1456177.1017 | 1358715.0017
1305.1788 | 2 | 6 | 0 | 0 | 100134 | 100134 | 1405312.7949 | 1305178.7949
453.0543 | 2 | 7 | 33550.146 | 889952.6477 | 100134 | 100134 | 1443140.9424 | 453054.2946
-813.9729 | 2 | 8 | 84253.632 | 2234915.5464 | 100134 | 100134 | 1521076.6757 | -813972.8706
1085.3854 | 2 | 9 | 15852.73 | 420510.2129 | 99774.6 | 99774.6 | 1605670.1831 | 1085385.3702
-1356.8079 | 2 | 10 | 109064.376 | 2893046.4324 | 100134 | 100134 | 1636372.4967 | -1356807.9357
-1386.4471 | 2 | 11 | 111394.808 | 2954863.5741 | 100134 | 100134 | 1668550.4584 | -1386447.1157
-1392.2764 | 2 | 12 | 111708.808 | 2963192.7519 | 98848.3 | 98848.3 | 1669764.6691 | -1392276.3828
-1397.8995 | 2 | 13 | 111280.936 | 2951843.0004 | 100134 | 100134 | 1654077.5461 | -1397899.4543
-1380.1434 | 2 | 14 | 109682.032 | 2909430.4026 | 99857.7 | 99857.7 | 1629144.6987 | -1380143.404
-1284.1394 | 2 | 15 | 105835.224 | 2807389.8045 | 99069.9 | 99069.9 | 1622320.2769 | -1284139.4276
-951.8749 | 2 | 16 | 92950.68 | 2465613.8239 | 99600.8 | 99600.8 | 1613339.7332 | -951874.8907
165.0194 | 2 | 17 | 53228.164 | 1411932.6183 | 100134 | 100134 | 1677086.0137 | 165019.3954
1641.9755 | 2 | 18 | 0 | 0 | 100134 | 100134 | 1742109.4656 | 1641975.4656
1641.966 | 2 | 19 | 0 | 0 | 100134 | 100134 | 1742100.0073 | 1641966.0073
1619.3667 | 2 | 20 | 0 | 0 | 100134 | 100134 | 1719500.6593 | 1619366.6593
1601.2584 | 2 | 21 | 0 | 0 | 100134 | 100134 | 1701392.4306 | 1601258.4306
1571.3307 | 2 | 22 | 0 | 0 | 100134 | 100134 | 1671464.6511 | 1571330.6511
1529.667 | 2 | 23 | 0 | 0 | 100134 | 100134 | 1629801.0314 | 1529667.0314
1467.7603 | 2 | 0 | 0 | 0 | 99815.4 | 99815.4 | 1567575.677 | 1467760.277
1407.7302 | 2 | 1 | 0 | 0 | 97361.9 | 97361.9 | 1505092.1447 | 1407730.2447
1358.4154 | 2 | 2 | 0 | 0 | 93664.8 | 93664.8 | 1452080.2105 | 1358415.4105
1335.6398 | 2 | 3 | 0 | 0 | 86350.6 | 86350.6 | 1421990.4165 | 1335639.8165
1326.2264 | 2 | 4 | 0 | 0 | 73394.7 | 73394.7 | 1399621.1212 | 1326226.4212
1336.2125 | 2 | 5 | 0 | 0 | 53760.8 | 53760.8 | 1389973.3372 | 1336212.5372
1260.526 | 2 | 6 | 0 | 0 | 54247.7 | 54247.7 | 1314773.6656 | 1260525.9656
352.0555 | 2 | 7 | 35420.964 | 939578.0482 | 40630.7 | 40630.7 | 1332264.226 | 352055.4778
-907.1445 | 2 | 8 | 85662.456 | 2272286.0737 | 28731.3 | 28731.3 | 1393872.8427 | -907144.531
-1307.1611 | 2 | 9 | 102895.4 | 2729407.9038 | 14297.5 | 14297.5 | 1436544.2979 | -1307161.106
-1418.0217 | 2 | 10 | 108258.768 | 2871676.8392 | 4155.23 | 4155.23 | 1457810.3422 | -1418021.727
-1474.6496 | 2 | 11 | 111304.52 | 2952468.5906 | 0 | 0 | 1477818.9461 | -1474649.6445
-1480.5369 | 2 | 12 | 112512.584 | 2984513.7494 | 0 | 0 | 1503976.8341 | -1480536.9153
-1442.9535 | 2 | 13 | 110913.96 | 2942108.5789 | 0 | 0 | 1499155.0506 | -1442953.5283
18.8804 | 2 | 14 | 55575.288 | 1474192.5327 | 0 | 0 | 1493072.9384 | 18880.4057
-1342.9743 | 2 | 15 | 106890.696 | 2835387.3012 | 0 | 0 | 1492413.0112 | -1342974.29
-993.2544 | 2 | 16 | 93801.512 | 2488183.031 | 0 | 0 | 1494928.6359 | -993254.395
140.7855 | 2 | 17 | 54840.784 | 1454709.0473 | 0 | 0 | 1595494.578 | 140785.5307
1674.4521 | 2 | 18 | 0 | 0 | 0 | 0 | 1674452.0831 | 1674452.0831
1863.0312 | 2 | 19 | 0 | 0 | 379.097 | 379.097 | 1863410.3204 | 1863031.2234
1863.6138 | 2 | 20 | 0 | 0 | 1090.31 | 1090.31 | 1864704.0906 | 1863613.7806
1882.1699 | 2 | 21 | 0 | 0 | 4774.46 | 4774.46 | 1886944.4013 | 1882169.9413
1854.1567 | 2 | 22 | 0 | 0 | 4096.23 | 4096.23 | 1858252.9501 | 1854156.7201
1769.9001 | 2 | 23 | 0 | 0 | 13404.1 | 13404.1 | 1783304.1634 | 1769900.0634
1694.0176 | 2 | 0 | 0 | 0 | 11676.4 | 11676.4 | 1705693.9547 | 1694017.5547
1625.397 | 2 | 1 | 0 | 0 | 16873.6 | 16873.6 | 1642270.6306 | 1625397.0306
1544.4454 | 2 | 2 | 0 | 0 | 38074.2 | 38074.2 | 1582519.6366 | 1544445.4366
1288.181 | 2 | 3 | 0 | 0 | 51428.4 | 51428.4 | 1339609.3678 | 1288180.9678
1288.5175 | 2 | 4 | 0 | 0 | 55269.8 | 55269.8 | 1343787.3458 | 1288517.5458
1367.6514 | 2 | 5 | 0 | 0 | 43967.6 | 43967.6 | 1411618.9537 | 1367651.3537
1407.9175 | 2 | 6 | 0 | 0 | 36766.7 | 36766.7 | 1444684.1706 | 1407917.4706
693.5866 | 2 | 7 | 29698.906 | 787794.4862 | 26544.8 | 26544.8 | 1507925.8703 | 693586.5841
-412.6112 | 2 | 8 | 76271 | 2023167.899 | 18505.3 | 18505.3 | 1629061.9767 | -412611.2223
-867.4389 | 2 | 9 | 96421.656 | 2557685.0859 | 28920 | 28920 | 1719166.1586 | -867438.9273
974.4255 | 2 | 10 | 29289.524 | 776935.2012 | 25719.4 | 25719.4 | 1777080.1191 | 974425.5179
-1079.9269 | 2 | 11 | 111757.432 | 2964482.5543 | 27154.7 | 27154.7 | 1911710.3319 | -1079926.9224
838.652 | 2 | 12 | 39375.136 | 1044466.5885 | 33432.9 | 33432.9 | 1916551.5071 | 838652.0186
-1090.1322 | 2 | 13 | 111814.496 | 2965996.2364 | 38710.8 | 38710.8 | 1914574.8052 | -1090132.2312
-576.6886 | 2 | 14 | 91717.8 | 2432910.3949 | 56674.2 | 56674.2 | 1912896.0258 | -576688.569
-958.6657 | 2 | 15 | 104230.56 | 2764824.4167 | 90330.8 | 90330.8 | 1896489.5337 | -958665.683
-614.1498 | 2 | 16 | 89989.712 | 2387071.0566 | 96276 | 96276 | 1869197.2756 | -614149.781
443.2398 | 2 | 17 | 51499.4 | 1366075.3484 | 88663.9 | 88663.9 | 1897979.0241 | 443239.7757
1843.2705 | 2 | 18 | 0 | 0 | 70524.5 | 70524.5 | 1913795.0227 | 1843270.5227
1941.3578 | 2 | 19 | 0 | 0 | 72622.7 | 72622.7 | 2013980.4983 | 1941357.7983
1929.7202 | 2 | 20 | 0 | 0 | 74151.6 | 74151.6 | 2003871.8027 | 1929720.2027
1905.5122 | 2 | 21 | 0 | 0 | 72632.3 | 72632.3 | 1978144.4595 | 1905512.1595
1835.5986 | 2 | 22 | 0 | 0 | 85633.1 | 85633.1 | 1921231.6676 | 1835598.5676
1728.719 | 2 | 23 | 0 | 0 | 98058 | 98058 | 1826776.9605 | 1728718.9605
1641.8882 | 2 | 0 | 0 | 0 | 99048 | 99048 | 1740936.2203 | 1641888.2203
1554.5391 | 2 | 1 | 0 | 0 | 99360.9 | 99360.9 | 1653900.0488 | 1554539.1488
1498.7001 | 2 | 2 | 0 | 0 | 98870.1 | 98870.1 | 1597570.2046 | 1498700.1046
1373.2395 | 2 | 3 | 0 | 0 | 96667.7 | 96667.7 | 1469907.2082 | 1373239.5082
1379.445 | 2 | 4 | 0 | 0 | 91424.5 | 91424.5 | 1470869.4798 | 1379444.9798
1435.6697 | 2 | 5 | 0 | 0 | 100101 | 100101 | 1535770.6853 | 1435669.6853
1471.6916 | 2 | 6 | 0 | 0 | 91844.7 | 91844.7 | 1563536.3429 | 1471691.6429
611.4657 | 2 | 7 | 33928.3 | 899983.5773 | 80132.5 | 80132.5 | 1591581.7737 | 611465.6963
-616.9703 | 2 | 8 | 84601.288 | 2244137.4847 | 63341.1 | 63341.1 | 1690508.2832 | -616970.3015
-1050.1654 | 2 | 9 | 102988.816 | 2731885.8608 | 91624.3 | 91624.3 | 1773344.7727 | -1050165.3881
-1162.5887 | 2 | 10 | 109245.352 | 2897847.0097 | 91648.8 | 91648.8 | 1826907.1468 | -1162588.663
-1140.6491 | 2 | 11 | 112314.432 | 2979257.5607 | 41556.3 | 41556.3 | 1880164.7584 | -1140649.1024
555.6199 | 2 | 12 | 49595.876 | 1315582.3871 | 8932.84 | 8932.84 | 1880135.0954 | 555619.8683
431.0905 | 2 | 13 | 54718.312 | 1451460.3496 | 4758.72 | 4758.72 | 1887309.6094 | 431090.5398
1090.4969 | 2 | 14 | 29463.158 | 781541.0244 | 7877.83 | 7877.83 | 1879915.7611 | 1090496.9068
-78.0831 | 2 | 15 | 71933.048 | 1908099.1935 | 30509.3 | 30509.3 | 1860525.4358 | -78083.0577
-618.4484 | 2 | 16 | 92638.088 | 2457321.9948 | 13539.3 | 13539.3 | 1852412.8808 | -618448.414
1745.4726 | 2 | 17 | 3702.6445 | 98216.5108 | 30551.7 | 30551.7 | 1874240.8519 | 1745472.6411
1874.9981 | 2 | 18 | 0 | 0 | 33507 | 33507 | 1908505.126 | 1874998.126
1942.1079 | 2 | 19 | 0 | 0 | 43160 | 43160 | 1985267.9152 | 1942107.9152
1926.7544 | 2 | 20 | 0 | 0 | 54067.1 | 54067.1 | 1980821.5185 | 1926754.4185
1862.4116 | 2 | 21 | 0 | 0 | 93897.9 | 93897.9 | 1956309.5256 | 1862411.6256
1812.1971 | 2 | 22 | 0 | 0 | 93366.3 | 93366.3 | 1905563.3754 | 1812197.0754
1714.8664 | 2 | 23 | 0 | 0 | 95794.4 | 95794.4 | 1810660.7887 | 1714866.3887
1622.9068 | 2 | 0 | 0 | 0 | 95135.9 | 95135.9 | 1718042.6612 | 1622906.7612
1550.6125 | 2 | 1 | 0 | 0 | 98457 | 98457 | 1649069.4953 | 1550612.4953
1493.9541 | 2 | 2 | 0 | 0 | 97764.3 | 97764.3 | 1591718.3896 | 1493954.0896
1477.6235 | 2 | 3 | 0 | 0 | 93727.4 | 93727.4 | 1571350.8541 | 1477623.4541
1477.5414 | 2 | 4 | 0 | 0 | 90015.2 | 90015.2 | 1567556.5818 | 1477541.3818
1544.052 | 2 | 5 | 0 | 0 | 76373.7 | 76373.7 | 1620425.6944 | 1544051.9944
1545.476 | 2 | 6 | 0 | 0 | 78004.6 | 78004.6 | 1623480.6138 | 1545476.0138
586.0946 | 2 | 7 | 37051.136 | 982820.0624 | 80451.5 | 80451.5 | 1649366.152 | 586094.5896
-635.3095 | 2 | 8 | 87385.992 | 2318004.6654 | 83469.7 | 83469.7 | 1766164.871 | -635309.4944
-988.7405 | 2 | 9 | 104780.976 | 2779424.7757 | 74513.9 | 74513.9 | 1865198.144 | -988740.5317
-1123.0875 | 2 | 10 | 111976.512 | 2970293.88 | 56438.9 | 56438.9 | 1903645.3177 | -1123087.4623
-1156.4553 | 2 | 11 | 114742.792 | 3043672.3449 | 62771.9 | 62771.9 | 1949988.9395 | -1156455.3054
-1150.2881 | 2 | 12 | 114301.88 | 3031976.6938 | 73520.9 | 73520.9 | 1955209.5353 | -1150288.0585
-1103.3517 | 2 | 13 | 113057.184 | 2998959.833 | 71595.1 | 71595.1 | 1967203.1903 | -1103351.7427
-1076.3194 | 2 | 14 | 111590.456 | 2960053.3415 | 73953.6 | 73953.6 | 1957687.5029 | -1076319.4387
1623.8452 | 2 | 15 | 8821.618 | 234002.6269 | 84335.4 | 84335.4 | 1942183.2195 | 1623845.1927
-562.7615 | 2 | 16 | 90324.064 | 2395940.0925 | 90030.4 | 90030.4 | 1923208.9974 | -562761.495
617.6819 | 2 | 17 | 47034.168 | 1247630.4081 | 83265.2 | 83265.2 | 1948577.465 | 617681.857
1862.121 | 2 | 18 | 0 | 0 | 91302.6 | 91302.6 | 1953423.6229 | 1862121.0229
1910.2658 | 2 | 19 | 0 | 0 | 95009.1 | 95009.1 | 2005274.9291 | 1910265.8291
1888.812 | 2 | 20 | 0 | 0 | 97567.8 | 97567.8 | 1986379.8428 | 1888812.0428
1883.0314 | 2 | 21 | 0 | 0 | 100108 | 100108 | 1983139.351 | 1883031.351
1829.7958 | 2 | 22 | 0 | 0 | 98786.7 | 98786.7 | 1928582.5138 | 1829795.8138
1740.8667 | 2 | 23 | 0 | 0 | 100134 | 100134 | 1841000.6857 | 1740866.6857
1596.6717 | 2 | 0 | 0 | 0 | 100134 | 100134 | 1696805.7221 | 1596671.7221
1536.6107 | 2 | 1 | 0 | 0 | 98595.3 | 98595.3 | 1635206.0335 | 1536610.7335
1491.5746 | 2 | 2 | 0 | 0 | 95357.3 | 95357.3 | 1586931.899 | 1491574.599
1453.4098 | 2 | 3 | 0 | 0 | 97110.5 | 97110.5 | 1550520.3424 | 1453409.8424
1447.4324 | 2 | 4 | 0 | 0 | 95682.5 | 95682.5 | 1543114.9052 | 1447432.4052
1505.7622 | 2 | 5 | 0 | 0 | 93284 | 93284 | 1599046.2383 | 1505762.2383
1512.6669 | 2 | 6 | 0 | 0 | 92402.6 | 92402.6 | 1605069.5144 | 1512666.9144
639.0446 | 2 | 7 | 35418.832 | 939521.4947 | 63994.2 | 63994.2 | 1642560.3198 | 639044.6251
-547.0686 | 2 | 8 | 85642.28 | 2271750.8842 | 29538.8 | 29538.8 | 1754221.1305 | -547068.5537
-927.8512 | 2 | 9 | 103116.76 | 2735279.7089 | 28799.4 | 28799.4 | 1836227.9448 | -927851.1641
-1038.8859 | 2 | 10 | 109336.256 | 2900258.3332 | 35224.4 | 35224.4 | 1896596.7876 | -1038885.9457
-1044.2946 | 2 | 11 | 111396.064 | 2954896.8908 | 14212.1 | 14212.1 | 1924814.4387 | -1044294.5521
-1045.3151 | 2 | 12 | 112443.344 | 2982677.0861 | 4993.85 | 4993.85 | 1942355.8095 | -1045315.1267
-1027.7272 | 2 | 13 | 112134.936 | 2974496.242 | 2450.63 | 2450.63 | 1949219.6425 | -1027727.2294
-957.9327 | 2 | 14 | 109554.288 | 2906041.8597 | 2203.4 | 2203.4 | 1950312.5622 | -957932.6974
-857.3164 | 2 | 15 | 105240.232 | 2791607.0206 | 3319.65 | 3319.65 | 1937610.3171 | -857316.3535
-503.6393 | 2 | 16 | 91355.616 | 2423303.0862 | 2650.42 | 2650.42 | 1922314.2483 | -503639.2579
555.7565 | 2 | 17 | 51587.86 | 1368421.8422 | 4516.03 | 4516.03 | 1928694.394 | 555756.5218
1936.4548 | 2 | 18 | 0 | 0 | 12865 | 12865 | 1949319.8305 | 1936454.8305
2042.6794 | 2 | 19 | 0 | 0 | 19954 | 19954 | 2062633.3561 | 2042679.3561
2041.4029 | 2 | 20 | 0 | 0 | 28921.4 | 28921.4 | 2070324.3444 | 2041402.9444
2061.2493 | 2 | 21 | 0 | 0 | 7832.84 | 7832.84 | 2069082.1533 | 2061249.3133
2005.576 | 2 | 22 | 0 | 0 | 12665.3 | 12665.3 | 2018241.2955 | 2005575.9955
1908.1617 | 2 | 23 | 0 | 0 | 8275.23 | 8275.23 | 1916436.9505 | 1908161.7205
1807.7433 | 2 | 0 | 0 | 0 | 6112.01 | 6112.01 | 1813855.2881 | 1807743.2781
1731.7672 | 2 | 1 | 0 | 0 | 7113.38 | 7113.38 | 1738880.5761 | 1731767.1961
1666.2412 | 2 | 2 | 0 | 0 | 12560.9 | 12560.9 | 1678802.0551 | 1666241.1551
1593.4177 | 2 | 3 | 0 | 0 | 20939.1 | 20939.1 | 1614356.815 | 1593417.715
1577.4415 | 2 | 4 | 0 | 0 | 25379.5 | 25379.5 | 1602820.9664 | 1577441.4664
1632.7873 | 2 | 5 | 0 | 0 | 15831.5 | 15831.5 | 1648618.7506 | 1632787.2506
1622.685 | 2 | 6 | 0 | 0 | 23461.3 | 23461.3 | 1646146.3439 | 1622685.0439
581.8254 | 2 | 7 | 41239.196 | 1093912.726 | 11601.5 | 11601.5 | 1687339.5828 | 581825.3567
-570.1779 | 2 | 8 | 89394.728 | 2371288.4849 | 3871.4 | 3871.4 | 1804981.9741 | -570177.9108
-880.5521 | 2 | 9 | 104255.96 | 2765498.1782 | 2638.16 | 2638.16 | 1887584.2324 | -880552.1058
-982.3076 | 2 | 10 | 109376.392 | 2901322.9825 | 8091.59 | 8091.59 | 1927106.9713 | -982307.6012
-286.6663 | 2 | 11 | 81702.264 | 2167237.8466 | 9212.62 | 9212.62 | 1889784.1703 | -286666.2963
-1095.7778 | 2 | 12 | 112511.904 | 2984495.7117 | 13888.6 | 13888.6 | 1902606.4838 | -1095777.8279
-1064.8955 | 2 | 13 | 111290.304 | 2952091.4964 | 13411.6 | 13411.6 | 1900607.5697 | -1064895.5267
-1037.9587 | 2 | 14 | 109779.488 | 2912015.5248 | 22776.8 | 22776.8 | 1896833.6339 | -1037958.6909
843.8871 | 2 | 15 | 38276.128 | 1015314.254 | 27295.3 | 27295.3 | 1886496.612 | 843887.058
-615.8601 | 2 | 16 | 91263.76 | 2420866.5099 | 44846.5 | 44846.5 | 1849852.878 | -615860.1319
478.46 | 2 | 17 | 51100.648 | 1355498.0353 | 35756.3 | 35756.3 | 1869714.3409 | 478460.0056
1839.9242 | 2 | 18 | 0 | 0 | 48177.3 | 48177.3 | 1888101.489 | 1839924.189
1906.0993 | 2 | 19 | 0 | 0 | 27774 | 27774 | 1933873.2509 | 1906099.2509
1877.3305 | 2 | 20 | 0 | 0 | 13623.8 | 13623.8 | 1890954.322 | 1877330.522
1823.1628 | 2 | 21 | 0 | 0 | 38516.6 | 38516.6 | 1861679.4249 | 1823162.8249
1755.2538 | 2 | 22 | 0 | 0 | 69420.8 | 69420.8 | 1824674.5894 | 1755253.7894
1682.7272 | 2 | 23 | 0 | 0 | 80897.8 | 80897.8 | 1763624.9568 | 1682727.1568
1583.5969 | 2 | 0 | 0 | 0 | 95158 | 95158 | 1678754.8965 | 1583596.8965
1502.1886 | 2 | 1 | 0 | 0 | 94018.9 | 94018.9 | 1596207.5472 | 1502188.6472
1447.1623 | 2 | 2 | 0 | 0 | 98495.5 | 98495.5 | 1545657.7971 | 1447162.2971
1366.6234 | 2 | 3 | 0 | 0 | 98060.6 | 98060.6 | 1464684.0299 | 1366623.4299
1350.1342 | 2 | 4 | 0 | 0 | 93247.4 | 93247.4 | 1443381.5917 | 1350134.1917
1355.9319 | 2 | 5 | 0 | 0 | 91173.8 | 91173.8 | 1447105.6995 | 1355931.8995
1316.9634 | 2 | 6 | 0 | 0 | 89557.3 | 89557.3 | 1406520.7252 | 1316963.4252
363.8392 | 2 | 7 | 37268.848 | 988595.1004 | 92323.1 | 92323.1 | 1444757.379 | 363839.1785
1219.8963 | 2 | 8 | 8004.8895 | 212338.0508 | 92838.2 | 92838.2 | 1525072.5271 | 1219896.2763
-1277.9286 | 2 | 9 | 105154.896 | 2789343.3941 | 97726.4 | 97726.4 | 1609141.1465 | -1277928.6476
-1389.1536 | 2 | 10 | 110427.496 | 2929204.6135 | 98881.3 | 98881.3 | 1638932.3196 | -1389153.5939
-1416.0719 | 2 | 11 | 112610.768 | 2987118.1825 | 100134 | 100134 | 1671180.2504 | -1416071.9321
-1414.7064 | 2 | 12 | 112900.416 | 2994801.3981 | 100134 | 100134 | 1680228.957 | -1414706.4411
-1415.0071 | 2 | 13 | 112410.248 | 2981799.1802 | 100134 | 100134 | 1666926.0919 | -1415007.0883
-1394.3014 | 2 | 14 | 110757.92 | 2937969.455 | 100134 | 100134 | 1643802.0513 | -1394301.4037
-1290.7852 | 2 | 15 | 106614.136 | 2828051.2585 | 100134 | 100134 | 1637400.0116 | -1290785.2468
-934.0406 | 2 | 16 | 92914.56 | 2464655.7032 | 100134 | 100134 | 1630749.1392 | -934040.564
172.9109 | 2 | 17 | 53538.248 | 1420157.9201 | 100134 | 100134 | 1693202.8371 | 172910.917
1658.5153 | 2 | 18 | 0 | 0 | 97790.1 | 97790.1 | 1756305.3522 | 1658515.2522
1653.905 | 2 | 19 | 0 | 0 | 99946.3 | 99946.3 | 1753851.2688 | 1653904.9688
1632.0902 | 2 | 20 | 0 | 0 | 100134 | 100134 | 1732224.1674 | 1632090.1674
1612.8467 | 2 | 21 | 0 | 0 | 100134 | 100134 | 1712980.6562 | 1612846.6562
1581.5261 | 2 | 22 | 0 | 0 | 99304.6 | 99304.6 | 1680830.6631 | 1581526.0631
1542.2546 | 2 | 23 | 0 | 0 | 98342.2 | 98342.2 | 1640596.7973 | 1542254.5973
1477.745 | 2 | 0 | 0 | 0 | 94706.6 | 94706.6 | 1572451.623 | 1477745.023
1422.0138 | 2 | 1 | 0 | 0 | 86132.7 | 86132.7 | 1508146.488 | 1422013.788
1380.3673 | 2 | 2 | 0 | 0 | 75358.7 | 75358.7 | 1455726.0045 | 1380367.3045
1365.1548 | 2 | 3 | 0 | 0 | 58700.2 | 58700.2 | 1423854.961 | 1365154.761
1358.443 | 2 | 4 | 0 | 0 | 42745.5 | 42745.5 | 1401188.4808 | 1358442.9808
1350.9057 | 2 | 5 | 0 | 0 | 40637.5 | 40637.5 | 1391543.2052 | 1350905.7052
1274.9627 | 2 | 6 | 0 | 0 | 39162.4 | 39162.4 | 1314125.0868 | 1274962.6868
77.9093 | 2 | 7 | 45593.924 | 1209426.4324 | 44766.7 | 44766.7 | 1332102.4477 | 77909.3153
-1128.0219 | 2 | 8 | 93072.336 | 2468840.8763 | 51788.3 | 51788.3 | 1392607.3141 | -1128021.8623
-1383.301 | 2 | 9 | 105861.576 | 2808088.8188 | 8472.71 | 8472.71 | 1433260.4801 | -1383301.0488
-1470.8111 | 2 | 10 | 110302.08 | 2925877.8231 | 0 | 0 | 1455066.7593 | -1470811.0638
-1494.503 | 2 | 11 | 112082.488 | 2973105.004 | 0 | 0 | 1478602.0454 | -1494502.9586
-1464.6143 | 2 | 12 | 111987.024 | 2970572.7217 | 0 | 0 | 1505958.4541 | -1464614.2677
-1400.3314 | 2 | 13 | 109342 | 2900410.6988 | 1613.96 | 1613.96 | 1501693.2621 | -1400331.3967
-1359.2494 | 2 | 14 | 107145.024 | 2842133.6169 | 11609.3 | 11609.3 | 1494493.5146 | -1359249.4023
-1272.6902 | 2 | 15 | 103319.376 | 2740654.3099 | 24405.3 | 24405.3 | 1492369.3799 | -1272690.2299
-999.6208 | 2 | 16 | 92934.024 | 2465172.0061 | 28524.6 | 28524.6 | 1494075.8396 | -999620.7666
111.1032 | 2 | 17 | 55419.556 | 1470061.5788 | 11120.6 | 11120.6 | 1592285.4171 | 111103.2383
1664.8295 | 2 | 18 | 0 | 0 | 5429.21 | 5429.21 | 1670258.7245 | 1664829.5145
1857.8595 | 2 | 19 | 0 | 0 | 3595.53 | 3595.53 | 1861455.0161 | 1857859.4861
1862.8037 | 2 | 20 | 0 | 0 | 2273.4 | 2273.4 | 1865077.1086 | 1862803.7086
1873.5707 | 2 | 21 | 0 | 0 | 11203.5 | 11203.5 | 1884774.1977 | 1873570.6977
1846.4826 | 2 | 22 | 0 | 0 | 10267.3 | 10267.3 | 1856749.8549 | 1846482.5549
1779.9662 | 2 | 23 | 0 | 0 | 1917.48 | 1917.48 | 1781883.6481 | 1779966.1681
1700.9017 | 2 | 0 | 0 | 0 | 1368.71 | 1368.71 | 1702270.374 | 1700901.664
1638.5261 | 2 | 1 | 0 | 0 | 2146.59 | 2146.59 | 1640672.6661 | 1638526.0761
1583.5619 | 2 | 2 | 0 | 0 | 311.144 | 311.144 | 1583873.0925 | 1583561.9485
1553.7999 | 2 | 3 | 0 | 0 | 0 | 0 | 1553799.8521 | 1553799.8521
1552.3167 | 2 | 4 | 0 | 0 | 0 | 0 | 1552316.6539 | 1552316.6539
1598.7818 | 2 | 5 | 0 | 0 | 140.579 | 140.579 | 1598922.3718 | 1598781.7928
1615.3354 | 2 | 6 | 0 | 0 | 2462.95 | 2462.95 | 1617798.3856 | 1615335.4356
567.1829 | 2 | 7 | 40859.848 | 1083850.1243 | 1927.05 | 1927.05 | 1652960.0972 | 567182.9229
-561.9696 | 2 | 8 | 88048.752 | 2335585.0663 | 1426.31 | 1426.31 | 1775041.7548 | -561969.6215
1172.3134 | 2 | 9 | 25355.688 | 672586.0946 | 0 | 0 | 1844899.4504 | 1172313.3558
-441.4832 | 2 | 10 | 88668.8 | 2352032.4868 | 0 | 0 | 1910549.2826 | -441483.2042
-901.8999 | 2 | 11 | 108486.296 | 2877712.2569 | 0 | 0 | 1975812.3662 | -901899.8908
-905.8272 | 2 | 12 | 108692.472 | 2883181.2906 | 0 | 0 | 1977354.1043 | -905827.1862
-912.0336 | 2 | 13 | 109628.168 | 2908001.6038 | 674.042 | 674.042 | 1996642.0292 | -912033.6166
598.0367 | 2 | 14 | 53037.152 | 1406865.8255 | 1753.55 | 1753.55 | 2006656.0408 | 598036.6652
-783.0467 | 2 | 15 | 104005.12 | 2758844.3853 | 690.465 | 690.465 | 1976488.1056 | -783046.7447
-465.5324 | 2 | 16 | 90889.168 | 2410930.066 | 2242.92 | 2242.92 | 1947640.5604 | -465532.4256
513.3562 | 2 | 17 | 54554.988 | 1447128.01 | 1879.74 | 1879.74 | 1962363.9299 | 513356.1799
1971.6624 | 2 | 18 | 0 | 0 | 2895.28 | 2895.28 | 1974557.6572 | 1971662.3772
2051.2735 | 2 | 19 | 0 | 0 | 2469.8 | 2469.8 | 2053743.2649 | 2051273.4649
2038.9974 | 2 | 20 | 0 | 0 | 1972.83 | 1972.83 | 2040970.2518 | 2038997.4218
2010.6716 | 2 | 21 | 0 | 0 | 11086.1 | 11086.1 | 2021757.6764 | 2010671.5764
1945.7894 | 2 | 22 | 0 | 0 | 34139.5 | 34139.5 | 1979928.9465 | 1945789.4465
1852.2146 | 2 | 23 | 0 | 0 | 30674.4 | 30674.4 | 1882888.9751 | 1852214.5751
1764.3545 | 2 | 0 | 0 | 0 | 29259.1 | 29259.1 | 1793613.5607 | 1764354.4607
1690.7273 | 2 | 1 | 0 | 0 | 26156.7 | 26156.7 | 1716884.0008 | 1690727.3008
1637.9163 | 2 | 2 | 0 | 0 | 23672.3 | 23672.3 | 1661588.6037 | 1637916.3037
1589.6681 | 2 | 3 | 0 | 0 | 18448.1 | 18448.1 | 1608116.1853 | 1589668.0853
1564.224 | 2 | 4 | 0 | 0 | 30431.3 | 30431.3 | 1594655.313 | 1564224.013
1605.2783 | 2 | 5 | 0 | 0 | 39151.1 | 39151.1 | 1644429.4011 | 1605278.3011
1612.8833 | 2 | 6 | 0 | 0 | 47806.4 | 47806.4 | 1660689.6981 | 1612883.2981
440.9698 | 2 | 7 | 45154.22 | 1197762.8248 | 42552.5 | 42552.5 | 1681285.1099 | 440969.7852
-731.1085 | 2 | 8 | 93352.648 | 2476276.4448 | 37262.4 | 37262.4 | 1782430.3072 | -731108.5376
-982.9804 | 2 | 9 | 106503.912 | 2825127.4518 | 30596.1 | 30596.1 | 1872743.1243 | -982980.4275
-1072.2667 | 2 | 10 | 110944.656 | 2942922.8224 | 63936.3 | 63936.3 | 1934592.4434 | -1072266.679
-1080.6646 | 2 | 11 | 112352.976 | 2980279.9806 | 39089.8 | 39089.8 | 1938705.1643 | -1080664.6163
-1028.5 | 2 | 12 | 111267.32 | 2951481.8218 | 30146.5 | 30146.5 | 1953128.3443 | -1028499.9775
-988.4967 | 2 | 13 | 110539.968 | 2932188.0507 | 21453.9 | 21453.9 | 1965145.2992 | -988496.6515
-908.9031 | 2 | 14 | 107148.304 | 2842220.6223 | 28655.1 | 28655.1 | 1961972.6205 | -908903.1018
-324.0423 | 2 | 15 | 84385.448 | 2238412.1034 | 21798.4 | 21798.4 | 1936168.1605 | -324042.3429
-532.2248 | 2 | 16 | 91082.48 | 2416057.8686 | 36684.4 | 36684.4 | 1920517.5171 | -532224.7515
493.1132 | 2 | 17 | 53674.284 | 1423766.417 | 25300.5 | 25300.5 | 1942180.0962 | 493113.1792
1936.5718 | 2 | 18 | 0 | 0 | 19388.1 | 19388.1 | 1955959.871 | 1936571.771
2034.7353 | 2 | 19 | 0 | 0 | 16433.5 | 16433.5 | 2051168.7896 | 2034735.2896
2022.862 | 2 | 20 | 0 | 0 | 14024 | 14024 | 2036886.0069 | 2022862.0069
1991.0854 | 2 | 21 | 0 | 0 | 21254.7 | 21254.7 | 2012340.083 | 1991085.383
1951.7525 | 2 | 22 | 0 | 0 | 19418.7 | 19418.7 | 1971171.203 | 1951752.503
1859.6063 | 2 | 23 | 0 | 0 | 15599.5 | 15599.5 | 1875205.832 | 1859606.332
1904.4266 | 3 | 0 | 0 | 0 | 5547.26 | 5547.26 | 1909973.8292 | 1904426.5692
1820.5644 | 3 | 1 | 0 | 0 | 8409.3 | 8409.3 | 1828973.7277 | 1820564.4277
1761.3861 | 3 | 2 | 0 | 0 | 9831.96 | 9831.96 | 1771218.0972 | 1761386.1372
1722.6004 | 3 | 3 | 0 | 0 | 10896.4 | 10896.4 | 1733496.8178 | 1722600.4178
1719.1333 | 3 | 4 | 0 | 0 | 10102.2 | 10102.2 | 1729235.5222 | 1719133.3222
1770.4392 | 3 | 5 | 0 | 0 | 12515.4 | 12515.4 | 1782954.5992 | 1770439.1992
1786.7875 | 3 | 6 | 0 | 0 | 19651.2 | 19651.2 | 1806438.7123 | 1786787.5123
1713.1832 | 3 | 7 | 3920.4248 | 103993.3593 | 14650.6 | 14650.6 | 1831827.1441 | 1713183.1848
1653.317 | 3 | 8 | 11645.435 | 308907.3208 | 10697.6 | 10697.6 | 1972921.8962 | 1653316.9755
-759.7822 | 3 | 9 | 105610.984 | 2801441.6044 | 14056.2 | 14056.2 | 2055715.6395 | -759782.1649
-826.337 | 3 | 10 | 110547.776 | 2932395.166 | 8225.97 | 8225.97 | 2114284.1457 | -826336.9903
-855.4167 | 3 | 11 | 113079.72 | 2999557.6239 | 13190.8 | 13190.8 | 2157331.7018 | -855416.7221
-291.3686 | 3 | 12 | 91352.96 | 2423232.633 | 43006.5 | 43006.5 | 2174870.5397 | -291368.5933
-880.461 | 3 | 13 | 113794.76 | 3018524.8064 | 49252.6 | 49252.6 | 2187316.3577 | -880461.0487
-857.4327 | 3 | 14 | 112554.92 | 2985636.756 | 62406.4 | 62406.4 | 2190610.4537 | -857432.7023
-703.2571 | 3 | 15 | 105998.056 | 2811709.0933 | 68776.7 | 68776.7 | 2177228.6694 | -703257.1239
-365.6556 | 3 | 16 | 91848.88 | 2436387.4287 | 58683.6 | 58683.6 | 2129415.4589 | -365655.5698
723.0602 | 3 | 17 | 51058.612 | 1354382.9865 | 42531.2 | 42531.2 | 2119974.3687 | 723060.1821
2069.578 | 3 | 18 | 0 | 0 | 56911.6 | 56911.6 | 2126489.5774 | 2069577.9774
2144.059 | 3 | 19 | 0 | 0 | 66586.9 | 66586.9 | 2210645.9239 | 2144059.0239
2124.1692 | 3 | 20 | 0 | 0 | 75923.5 | 75923.5 | 2200092.7487 | 2124169.2487
2116.2411 | 3 | 21 | 0 | 0 | 83070.9 | 83070.9 | 2199311.9508 | 2116241.0508
2053.2816 | 3 | 22 | 0 | 0 | 82062.9 | 82062.9 | 2135344.4577 | 2053281.5577
1959.9933 | 3 | 23 | 0 | 0 | 80999.3 | 80999.3 | 2040992.5589 | 1959993.2589
1796.3816 | 3 | 0 | 0 | 0 | 80359.4 | 80359.4 | 1876741.0184 | 1796381.6184
1715.2328 | 3 | 1 | 0 | 0 | 85621.3 | 85621.3 | 1800854.1109 | 1715232.8109
1657.2512 | 3 | 2 | 0 | 0 | 84379.8 | 84379.8 | 1741631.0277 | 1657251.2277
1600.9651 | 3 | 3 | 0 | 0 | 76349.8 | 76349.8 | 1677314.8801 | 1600965.0801
1609.1785 | 3 | 4 | 0 | 0 | 60346.3 | 60346.3 | 1669524.7501 | 1609178.4501
1643.0186 | 3 | 5 | 0 | 0 | 67926.8 | 67926.8 | 1710945.3599 | 1643018.5599
1678.5581 | 3 | 6 | 0 | 0 | 49195.2 | 49195.2 | 1727753.2627 | 1678558.0627
641.9936 | 3 | 7 | 40625.044 | 1077621.7031 | 41869.6 | 41869.6 | 1761484.8874 | 641993.5843
1478.3283 | 3 | 8 | 14007.936 | 371575.1261 | 37509.3 | 37509.3 | 1887412.7055 | 1478328.2794
350.9423 | 3 | 9 | 59736.02 | 1584560.2926 | 40679.3 | 40679.3 | 1976181.8754 | 350942.2828
-912.5077 | 3 | 10 | 110657.944 | 2935317.4872 | 17128.8 | 17128.8 | 2039938.58 | -912507.7072
616.0647 | 3 | 11 | 54284.504 | 1439953.1395 | 28425.5 | 28425.5 | 2084443.3285 | 616064.6889
-908.0986 | 3 | 12 | 112072.336 | 2972835.7116 | 34092.9 | 34092.9 | 2098830.0402 | -908098.5714
-893.2291 | 3 | 13 | 111394.888 | 2954865.6962 | 47450.1 | 47450.1 | 2109086.7385 | -893229.0577
-864.5192 | 3 | 14 | 109755.36 | 2911375.5044 | 54434.9 | 54434.9 | 2101291.2416 | -864519.1627
-684.2129 | 3 | 15 | 103089.48 | 2734556.0785 | 41871.4 | 41871.4 | 2092214.5758 | -684212.9027
-343.5776 | 3 | 16 | 89464.152 | 2373130.0289 | 40632.8 | 40632.8 | 2070185.258 | -343577.571
727.7465 | 3 | 17 | 48979.504 | 1299232.4763 | 42597.4 | 42597.4 | 2069576.3857 | 727746.5094
2029.0215 | 3 | 18 | 0 | 0 | 53550.1 | 53550.1 | 2082571.646 | 2029021.546
2063.5166 | 3 | 19 | 0 | 0 | 65347.3 | 65347.3 | 2128863.8693 | 2063516.5693
2054.0955 | 3 | 20 | 0 | 0 | 75746.5 | 75746.5 | 2129841.9944 | 2054095.4944
2099.8627 | 3 | 21 | 0 | 0 | 35000.7 | 35000.7 | 2134863.4386 | 2099862.7386
2066.0707 | 3 | 22 | 0 | 0 | 29385.2 | 29385.2 | 2095455.8635 | 2066070.6635
1954.5399 | 3 | 23 | 0 | 0 | 27906.7 | 27906.7 | 1982446.6049 | 1954539.9049
1867.2492 | 3 | 0 | 0 | 0 | 19481.9 | 19481.9 | 1886731.1475 | 1867249.2475
1800.4063 | 3 | 1 | 0 | 0 | 11325.1 | 11325.1 | 1811731.4198 | 1800406.3198
1737.6029 | 3 | 2 | 0 | 0 | 12581.1 | 12581.1 | 1750184.0151 | 1737602.9151
1708.9643 | 3 | 3 | 0 | 0 | 11392.2 | 11392.2 | 1720356.4833 | 1708964.2833
1690.7298 | 3 | 4 | 0 | 0 | 16673.1 | 16673.1 | 1707402.857 | 1690729.757
1730.5353 | 3 | 5 | 0 | 0 | 20351.3 | 20351.3 | 1750886.6142 | 1730535.3142
1724.1131 | 3 | 6 | 0 | 0 | 36414 | 36414 | 1760527.1155 | 1724113.1155
742.1367 | 3 | 7 | 38919.204 | 1032372.5163 | 11702.4 | 11702.4 | 1786211.6661 | 742136.7498
-438.367 | 3 | 8 | 88816.976 | 2355963.0099 | 0 | 0 | 1917596.0027 | -438367.0072
-794.582 | 3 | 9 | 105562.888 | 2800165.8078 | 0 | 0 | 2005583.8366 | -794581.9712
-884.0857 | 3 | 10 | 110897.52 | 2941672.4907 | 4786.8 | 4786.8 | 2062373.6199 | -884085.6708
-879.4689 | 3 | 11 | 113140.496 | 3001169.7707 | 0 | 0 | 2121700.859 | -879468.9117
-892.1074 | 3 | 12 | 113922.536 | 3021914.1981 | 0 | 0 | 2129806.7904 | -892107.4078
-878.2955 | 3 | 13 | 113169.92 | 3001950.273 | 0 | 0 | 2123654.7736 | -878295.4995
-834.058 | 3 | 14 | 111262.88 | 2951364.0462 | 0 | 0 | 2117306.0726 | -834057.9736
-735.7145 | 3 | 15 | 106675.48 | 2829678.4721 | 0 | 0 | 2093963.9457 | -735714.5264
-421.7775 | 3 | 16 | 93651.504 | 2484203.9122 | 0 | 0 | 2062426.3669 | -421777.5453
621.3694 | 3 | 17 | 53956.108 | 1431242.0928 | 0 | 0 | 2052611.5011 | 621369.4083
2061.0672 | 3 | 18 | 0 | 0 | 0 | 0 | 2061067.1628 | 2061067.1628
2073.1077 | 3 | 19 | 0 | 0 | 0 | 0 | 2073107.6706 | 2073107.6706
2043.4684 | 3 | 20 | 0 | 0 | 0 | 0 | 2043468.3675 | 2043468.3675
2008.5339 | 3 | 21 | 0 | 0 | 6445.96 | 6445.96 | 2014979.8583 | 2008533.8983
1962.9479 | 3 | 22 | 0 | 0 | 13215.3 | 13215.3 | 1976163.1891 | 1962947.8891
1922.9523 | 3 | 23 | 0 | 0 | 10729.1 | 10729.1 | 1933681.4409 | 1922952.3409
1821.8698 | 3 | 0 | 0 | 0 | 30571.2 | 30571.2 | 1852440.9661 | 1821869.7661
1683.1741 | 3 | 1 | 0 | 0 | 94057 | 94057 | 1777231.0552 | 1683174.0552
1627.9651 | 3 | 2 | 0 | 0 | 97462.9 | 97462.9 | 1725428.02 | 1627965.12
1612.5546 | 3 | 3 | 0 | 0 | 89445.6 | 89445.6 | 1702000.1519 | 1612554.5519
1580.5257 | 3 | 4 | 0 | 0 | 92882.1 | 92882.1 | 1673407.8298 | 1580525.7298
1596.0451 | 3 | 5 | 0 | 0 | 83362.8 | 83362.8 | 1679407.9339 | 1596045.1339
1549.1852 | 3 | 6 | 0 | 0 | 94382.8 | 94382.8 | 1643567.9845 | 1549185.1845
447.1278 | 3 | 7 | 42498.444 | 1127315.5938 | 95701.5 | 95701.5 | 1670144.8819 | 447127.7881
-794.1079 | 3 | 8 | 91797.472 | 2435023.7778 | 96975.3 | 96975.3 | 1737891.1716 | -794107.9062
-1159.3782 | 3 | 9 | 107899.936 | 2862158.4458 | 91896.7 | 91896.7 | 1794676.9615 | -1159378.1843
-1240.1457 | 3 | 10 | 112923.192 | 2995405.5553 | 68399.7 | 68399.7 | 1823659.5171 | -1240145.7382
-1292.3276 | 3 | 11 | 114415.768 | 3034997.6919 | 62682.3 | 62682.3 | 1805352.3632 | -1292327.6286
-1330.9758 | 3 | 12 | 115301.104 | 3058482.1535 | 74656.6 | 74656.6 | 1802162.9179 | -1330975.8357
-1356.1231 | 3 | 13 | 114636.888 | 3040863.1307 | 81924.2 | 81924.2 | 1766664.1852 | -1356123.1455
-1330.9018 | 3 | 14 | 111862.544 | 2967270.7598 | 98526.6 | 98526.6 | 1734895.5331 | -1330901.8267
-1230.792 | 3 | 15 | 107890.64 | 2861911.8597 | 99140.8 | 99140.8 | 1730260.7087 | -1230791.951
-854.8487 | 3 | 16 | 93984.128 | 2493027.111 | 98474.1 | 98474.1 | 1736652.5237 | -854848.6873
273.4951 | 3 | 17 | 53583.112 | 1421347.9845 | 94184 | 94184 | 1789027.1303 | 273495.1458
1730.9299 | 3 | 18 | 0 | 0 | 95714.6 | 95714.6 | 1826644.5368 | 1730929.9368
1713.3422 | 3 | 19 | 0 | 0 | 95111.6 | 95111.6 | 1808453.8374 | 1713342.2374
1692.0611 | 3 | 20 | 0 | 0 | 94387.3 | 94387.3 | 1786448.4085 | 1692061.1085
1660.669 | 3 | 21 | 0 | 0 | 88148.9 | 88148.9 | 1748817.9096 | 1660669.0096
1633.4265 | 3 | 22 | 0 | 0 | 86157.8 | 86157.8 | 1719584.2925 | 1633426.4925
1582.7905 | 3 | 23 | 0 | 0 | 80599.3 | 80599.3 | 1663389.7596 | 1582790.4596
1523.8458 | 3 | 0 | 0 | 0 | 70999.7 | 70999.7 | 1594845.5259 | 1523845.8259
1474.0657 | 3 | 1 | 0 | 0 | 48900.8 | 48900.8 | 1522966.4533 | 1474065.6533
1437.1406 | 3 | 2 | 0 | 0 | 34844.7 | 34844.7 | 1471985.2766 | 1437140.5766
1469.2 | 3 | 3 | 0 | 0 | 16854.4 | 16854.4 | 1486054.4243 | 1469200.0243
1465.8999 | 3 | 4 | 0 | 0 | 5157.14 | 5157.14 | 1471057.0176 | 1465899.8776
1464.2531 | 3 | 5 | 0 | 0 | 1495.04 | 1495.04 | 1465748.1562 | 1464253.1162
1409.1924 | 3 | 6 | 0 | 0 | 4287.33 | 4287.33 | 1413479.7041 | 1409192.3741
236.6472 | 3 | 7 | 45407.084 | 1204470.3063 | 3208.18 | 3208.18 | 1444325.7252 | 236647.2389
-975.5417 | 3 | 8 | 93609.792 | 2483097.4578 | 2472 | 2472 | 1510027.7838 | -975541.674
-1297.1006 | 3 | 9 | 108205.848 | 2870273.0809 | 0 | 0 | 1573172.4425 | -1297100.6385
-1404.557 | 3 | 10 | 113843.704 | 3019823.097 | 0 | 0 | 1615266.1011 | -1404556.996
-1437.059 | 3 | 11 | 114637.152 | 3040870.1336 | 0 | 0 | 1603811.1609 | -1437058.9727
-1404.1993 | 3 | 12 | 114207.536 | 3029474.1207 | 0 | 0 | 1625274.7787 | -1404199.342
-1396.8795 | 3 | 13 | 113679.152 | 3015458.1835 | 0 | 0 | 1618578.648 | -1396879.5354
-1372.8744 | 3 | 14 | 112567.584 | 2985972.6818 | 0 | 0 | 1613098.2678 | -1372874.414
-1239.1088 | 3 | 15 | 107468.328 | 2850709.593 | 534.995 | 534.995 | 1612135.7758 | -1239108.8122
-875.7273 | 3 | 16 | 93802.104 | 2488198.7344 | 498.837 | 498.837 | 1612970.2691 | -875727.3023
288.9103 | 3 | 17 | 53231.348 | 1412017.0772 | 0 | 0 | 1700927.3742 | 288910.297
1754.3221 | 3 | 18 | 0 | 0 | 0 | 0 | 1754322.0506 | 1754322.0506
2019.0661 | 3 | 19 | 0 | 0 | 2020.91 | 2020.91 | 2021087.0123 | 2019066.1023
2063.007 | 3 | 20 | 0 | 0 | 4253.58 | 4253.58 | 2067260.5627 | 2063006.9827
2071.5715 | 3 | 21 | 0 | 0 | 8333.44 | 8333.44 | 2079904.912 | 2071571.472
2043.4942 | 3 | 22 | 0 | 0 | 4269.06 | 4269.06 | 2047763.2385 | 2043494.1785
1970.1764 | 3 | 23 | 0 | 0 | 869.237 | 869.237 | 1971045.6409 | 1970176.4039
1871.9841 | 3 | 0 | 0 | 0 | 0 | 0 | 1871984.1011 | 1871984.1011
1806.3096 | 3 | 1 | 0 | 0 | 0 | 0 | 1806309.5888 | 1806309.5888
1744.2577 | 3 | 2 | 0 | 0 | 0 | 0 | 1744257.7189 | 1744257.7189
1401.3311 | 3 | 3 | 0 | 0 | 0 | 0 | 1401331.1074 | 1401331.1074
1421.7196 | 3 | 4 | 0 | 0 | 1475.83 | 1475.83 | 1423195.4221 | 1421719.5921
1525.3907 | 3 | 5 | 0 | 0 | 2982.9 | 2982.9 | 1528373.6178 | 1525390.7178
1618.4512 | 3 | 6 | 0 | 0 | 6827.41 | 6827.41 | 1625278.61 | 1618451.2
413.2467 | 3 | 7 | 48044.78 | 1274437.9464 | 8162.49 | 8162.49 | 1695847.1657 | 413246.7293
-708.1433 | 3 | 8 | 94465.848 | 2505805.2369 | 9613.24 | 9613.24 | 1807275.1532 | -708143.3237
-987.7512 | 3 | 9 | 108313.04 | 2873116.4606 | 6062.78 | 6062.78 | 1891427.9907 | -987751.25
-1057.2624 | 3 | 10 | 113072.976 | 2999378.7322 | 3344.79 | 3344.79 | 1945461.1499 | -1057262.3724
-1023.2486 | 3 | 11 | 113974.52 | 3023293.128 | 2428.04 | 2428.04 | 2002472.6085 | -1023248.5595
-1050.0421 | 3 | 12 | 115165.56 | 3054886.7074 | 0 | 0 | 2004844.637 | -1050042.0704
-1038.8053 | 3 | 13 | 115093.56 | 3052976.8323 | 0 | 0 | 2014171.5751 | -1038805.2572
-961.7472 | 3 | 14 | 111708.976 | 2963197.2083 | 0 | 0 | 2001450.0284 | -961747.1798
-844.0252 | 3 | 15 | 107307.712 | 2846449.0859 | 1543.51 | 1543.51 | 2003967.3651 | -844025.2308
-538.6789 | 3 | 16 | 94646.808 | 2510605.3898 | 1606.94 | 1606.94 | 1973533.4528 | -538678.877
538.0765 | 3 | 17 | 54888.368 | 1455971.2625 | 1689.62 | 1689.62 | 1995737.4322 | 538076.5497
2017.094 | 3 | 18 | 0 | 0 | 0 | 0 | 2017094.0217 | 2017094.0217
2255.9858 | 3 | 19 | 0 | 0 | 3871.35 | 3871.35 | 2259857.1266 | 2255985.7766
2271.0065 | 3 | 20 | 0 | 0 | 11946.4 | 11946.4 | 2282952.8684 | 2271006.4684
2262.1179 | 3 | 21 | 0 | 0 | 14514.3 | 14514.3 | 2276632.1642 | 2262117.8642
2198.9007 | 3 | 22 | 0 | 0 | 23958.8 | 23958.8 | 2222859.5457 | 2198900.7457
2093.751 | 3 | 23 | 0 | 0 | 10560.5 | 10560.5 | 2104311.4722 | 2093750.9722
1996.8742 | 3 | 0 | 0 | 0 | 12837.4 | 12837.4 | 2009711.5851 | 1996874.1851
1897.6198 | 3 | 1 | 0 | 0 | 16276.1 | 16276.1 | 1913895.9005 | 1897619.8005
1842.5511 | 3 | 2 | 0 | 0 | 9567.68 | 9567.68 | 1852118.7505 | 1842551.0705
1496.8838 | 3 | 3 | 0 | 0 | 3218.67 | 3218.67 | 1500102.4918 | 1496883.8218
1516.3076 | 3 | 4 | 0 | 0 | 678.418 | 678.418 | 1516986.0265 | 1516307.6085
1613.9911 | 3 | 5 | 0 | 0 | 0 | 0 | 1613991.0816 | 1613991.0816
1707.8479 | 3 | 6 | 0 | 0 | 0 | 0 | 1707847.8721 | 1707847.8721
1628.6744 | 3 | 7 | 4888.733 | 129678.7465 | 0 | 0 | 1758353.1907 | 1628674.4442
-593.2264 | 3 | 8 | 92074.392 | 2442369.3699 | 0 | 0 | 1849143.0036 | -593226.3663
-901.7825 | 3 | 9 | 106394.88 | 2822235.2642 | 0 | 0 | 1920452.7147 | -901782.5495
-950.5943 | 3 | 10 | 110647.888 | 2935050.7413 | 0 | 0 | 1984456.4587 | -950594.2826
-956.2715 | 3 | 11 | 112976.88 | 2996829.6855 | 0 | 0 | 2040558.1394 | -956271.5461
-65.2498 | 3 | 12 | 80285.312 | 2129651.7156 | 0 | 0 | 2064401.927 | -65249.7885
-940.5061 | 3 | 13 | 113200.624 | 3002764.7287 | 0 | 0 | 2062258.6756 | -940506.0531
-918.3037 | 3 | 14 | 111914.92 | 2968660.0879 | 0 | 0 | 2050356.3451 | -918303.7428
-804.6119 | 3 | 15 | 107258.6 | 2845146.3389 | 0 | 0 | 2040534.4685 | -804611.8704
-500.3444 | 3 | 16 | 95020.6 | 2520520.6129 | 4260.41 | 4260.41 | 2024436.6014 | -500344.4215
579.9357 | 3 | 17 | 55126.968 | 1462300.3766 | 9954.15 | 9954.15 | 2052190.2514 | 579935.7248
2067.1953 | 3 | 18 | 0 | 0 | 11818.7 | 11818.7 | 2079014.012 | 2067195.312
2082.4658 | 3 | 19 | 0 | 0 | 11728.5 | 11728.5 | 2094194.2747 | 2082465.7747
2045.2928 | 3 | 20 | 0 | 0 | 11477.4 | 11477.4 | 2056770.2235 | 2045292.8235
1996.2362 | 3 | 21 | 0 | 0 | 13497.6 | 13497.6 | 2009733.8129 | 1996236.2129
1925.9553 | 3 | 22 | 0 | 0 | 14902.5 | 14902.5 | 1940857.775 | 1925955.275
1813.879 | 3 | 23 | 0 | 0 | 14811.8 | 14811.8 | 1828690.7571 | 1813878.9571
1708.4121 | 3 | 0 | 0 | 0 | 13958 | 13958 | 1722370.0814 | 1708412.0814
1626.1033 | 3 | 1 | 0 | 0 | 20821.8 | 20821.8 | 1646925.1291 | 1626103.3291
1574.5684 | 3 | 2 | 0 | 0 | 23960.6 | 23960.6 | 1598528.9778 | 1574568.3778
1577.4985 | 3 | 3 | 0 | 0 | 14160.3 | 14160.3 | 1591658.7597 | 1577498.4597
1592.1956 | 3 | 4 | 0 | 0 | 5868.2 | 5868.2 | 1598063.7884 | 1592195.5884
1673.7749 | 3 | 5 | 0 | 0 | 6810.5 | 6810.5 | 1680585.4429 | 1673774.9429
1733.144 | 3 | 6 | 0 | 0 | 884.913 | 884.913 | 1734028.955 | 1733144.042
496.6375 | 3 | 7 | 48286.048 | 1280837.832 | 0 | 0 | 1777475.3001 | 496637.4681
-642.4659 | 3 | 8 | 95232.616 | 2526144.5586 | 0 | 0 | 1883678.6319 | -642465.9267
1273.9433 | 3 | 9 | 26137.162 | 693315.5082 | 0 | 0 | 1967258.7851 | 1273943.2769
-1002.9157 | 3 | 10 | 113852.16 | 3020047.4013 | 0 | 0 | 2017131.6739 | -1002915.7274
-988.706 | 3 | 11 | 115037.184 | 3051481.4 | 0 | 0 | 2062775.448 | -988705.952
-417.8571 | 3 | 12 | 93902.848 | 2490871.0742 | 0 | 0 | 2073013.9867 | -417857.0874
-485.8042 | 3 | 13 | 97107.632 | 2575881.3154 | 0 | 0 | 2090077.0963 | -485804.2191
-923.1691 | 3 | 14 | 112902.968 | 2994869.0926 | 7475.85 | 7475.85 | 2079175.8473 | -923169.0953
-855.196 | 3 | 15 | 109234.08 | 2897548.0082 | 22439.5 | 22439.5 | 2064791.4811 | -855196.0271
1539.5306 | 3 | 16 | 18202.128 | 482830.4475 | 26026.8 | 26026.8 | 2048387.8446 | 1539530.5971
539.9629 | 3 | 17 | 56285.892 | 1493042.0456 | 18929.6 | 18929.6 | 2051934.5759 | 539962.9303
2053.5875 | 3 | 18 | 0 | 0 | 13656 | 13656 | 2067243.5119 | 2053587.5119
2116.9192 | 3 | 19 | 0 | 0 | 11137.9 | 11137.9 | 2128057.1448 | 2116919.2448
1960.0658 | 3 | 20 | 0 | 0 | 8975.55 | 8975.55 | 1969041.331 | 1960065.781
1842.1499 | 3 | 21 | 0 | 0 | 16103.1 | 16103.1 | 1858253.0071 | 1842149.9071
1756.9456 | 3 | 22 | 0 | 0 | 18116.8 | 18116.8 | 1775062.441 | 1756945.641
1691.7785 | 3 | 23 | 0 | 0 | 21988.8 | 21988.8 | 1713767.3429 | 1691778.5429
1584.9686 | 3 | 0 | 0 | 0 | 26675.1 | 26675.1 | 1611643.7001 | 1584968.6001
1570.2665 | 3 | 1 | 0 | 0 | 23474.5 | 23474.5 | 1593740.9773 | 1570266.4773
1589.1797 | 3 | 2 | 0 | 0 | 46336.2 | 46336.2 | 1635515.9141 | 1589179.7141
1627.2789 | 3 | 3 | 0 | 0 | 75859.5 | 75859.5 | 1703138.4072 | 1627278.9072
1504.366 | 3 | 4 | 0 | 0 | 81122 | 81122 | 1585487.9839 | 1504365.9839
1612.1262 | 3 | 5 | 0 | 0 | 60463.3 | 60463.3 | 1672589.492 | 1612126.192
1671.2749 | 3 | 6 | 0 | 0 | 51826.9 | 51826.9 | 1723101.7511 | 1671274.8511
495.1471 | 3 | 7 | 46788.428 | 1241111.898 | 34657.6 | 34657.6 | 1770916.6073 | 495147.1093
-622.3669 | 3 | 8 | 93530.288 | 2480988.5312 | 21270.9 | 21270.9 | 1879892.4824 | -622366.9488
-909.2805 | 3 | 9 | 107070.888 | 2840167.0821 | 16555.8 | 16555.8 | 1947442.3409 | -909280.5412
-933.8041 | 3 | 10 | 110806.016 | 2939245.2516 | 7764.69 | 7764.69 | 2013205.8147 | -933804.1269
-914.3938 | 3 | 11 | 112019.408 | 2971431.7412 | 1116.56 | 1116.56 | 2058154.482 | -914393.8191
-945.7271 | 3 | 12 | 113523.488 | 3011329.0334 | 2060.08 | 2060.08 | 2067662.0532 | -945727.0602
-962.5456 | 3 | 13 | 112682.24 | 2989014.0519 | 22133.8 | 22133.8 | 2048602.2031 | -962545.6488
1396.6291 | 3 | 14 | 21765.154 | 577343.4318 | 76124.9 | 76124.9 | 2050097.3935 | 1396629.0616
-844.0595 | 3 | 15 | 104658.088 | 2776165.0432 | 95283.5 | 95283.5 | 2027389.0849 | -844059.4583
-418.6334 | 3 | 16 | 88078.624 | 2336377.4523 | 93090.1 | 93090.1 | 2010834.1989 | -418633.3534
672.4352 | 3 | 17 | 47688.776 | 1264994.5686 | 82030.4 | 82030.4 | 2019460.1433 | 672435.1747
1959.3301 | 3 | 18 | 0 | 0 | 73703.5 | 73703.5 | 2033033.5988 | 1959330.0988
2002.0821 | 3 | 19 | 0 | 0 | 80582 | 80582 | 2082664.1065 | 2002082.1065
1975.8523 | 3 | 20 | 0 | 0 | 85572.3 | 85572.3 | 2061424.6298 | 1975852.3298
1932.8376 | 3 | 21 | 0 | 0 | 91129.2 | 91129.2 | 2023966.8301 | 1932837.6301
1878.3047 | 3 | 22 | 0 | 0 | 87052.7 | 87052.7 | 1965357.4173 | 1878304.7173
1768.3527 | 3 | 23 | 0 | 0 | 82671 | 82671 | 1851023.6792 | 1768352.6792
1685.1447 | 3 | 0 | 0 | 0 | 63922.3 | 63922.3 | 1749067.0467 | 1685144.7467
1606.2797 | 3 | 1 | 0 | 0 | 70995.9 | 70995.9 | 1677275.6438 | 1606279.7438
1554.4872 | 3 | 2 | 0 | 0 | 69731.7 | 69731.7 | 1624218.9151 | 1554487.2151
1513.4472 | 3 | 3 | 0 | 0 | 80958.9 | 80958.9 | 1594406.1283 | 1513447.2283
1554.7432 | 3 | 4 | 0 | 0 | 39661.2 | 39661.2 | 1594404.3633 | 1554743.1633
1640.5463 | 3 | 5 | 0 | 0 | 30639.6 | 30639.6 | 1671185.9306 | 1640546.3306
1693.4187 | 3 | 6 | 0 | 0 | 20761.8 | 20761.8 | 1714180.5434 | 1693418.7434
648.5195 | 3 | 7 | 41990.608 | 1113844.7138 | 21035.2 | 21035.2 | 1783399.3797 | 648519.4659
-497.398 | 3 | 8 | 89838.176 | 2383051.406 | 22200.9 | 22200.9 | 1907854.288 | -497398.018
-816.7569 | 3 | 9 | 105757.296 | 2805322.683 | 9842.58 | 9842.58 | 1998408.3314 | -816756.9315
-910.5498 | 3 | 10 | 111262.744 | 2951360.4386 | 15639.6 | 15639.6 | 2056450.2446 | -910549.794
-961.4895 | 3 | 11 | 114098.928 | 3026593.1801 | 27821 | 27821 | 2092924.6474 | -961489.5327
-998.0087 | 3 | 12 | 113617.096 | 3013812.0833 | 70549.4 | 70549.4 | 2086352.7443 | -998008.739
-170.9729 | 3 | 13 | 82402.136 | 2185802.6821 | 82919.2 | 82919.2 | 2097749.0252 | -170972.8568
-977.9238 | 3 | 14 | 112021.056 | 2971475.4561 | 94262.4 | 94262.4 | 2087814.0443 | -977923.8118
-841.124 | 3 | 15 | 106371.128 | 2821605.2176 | 94620.1 | 94620.1 | 2075101.2892 | -841124.0283
-500.6892 | 3 | 16 | 92772.88 | 2460897.4933 | 75111.2 | 75111.2 | 2035319.4495 | -500689.2438
665.0444 | 3 | 17 | 51157.876 | 1357016.0678 | 15334.4 | 15334.4 | 2037394.904 | 665044.4363
2028.4803 | 3 | 18 | 0 | 0 | 2140.66 | 2140.66 | 2030620.9657 | 2028480.3057
2078.4776 | 3 | 19 | 0 | 0 | 12470.1 | 12470.1 | 2090947.6809 | 2078477.5809
2009.8871 | 3 | 20 | 0 | 0 | 32151.2 | 32151.2 | 2042038.341 | 2009887.141
1949.3118 | 3 | 21 | 0 | 0 | 62101.8 | 62101.8 | 2011413.5654 | 1949311.7654
1891.0694 | 3 | 22 | 0 | 0 | 82750 | 82750 | 1973819.4245 | 1891069.4245
1829.6763 | 3 | 23 | 0 | 0 | 76787.6 | 76787.6 | 1906463.8986 | 1829676.2986
1725.6603 | 3 | 0 | 0 | 0 | 96947.5 | 96947.5 | 1822607.8204 | 1725660.3204
1651.797 | 3 | 1 | 0 | 0 | 98605.3 | 98605.3 | 1750402.3071 | 1651797.0071
1603.0982 | 3 | 2 | 0 | 0 | 99314.1 | 99314.1 | 1702412.3451 | 1603098.2451
1563.3797 | 3 | 3 | 0 | 0 | 98652.9 | 98652.9 | 1662032.6006 | 1563379.7006
1550.4004 | 3 | 4 | 0 | 0 | 96187.2 | 96187.2 | 1646587.6491 | 1550400.4491
1560.1084 | 3 | 5 | 0 | 0 | 91900 | 91900 | 1652008.3568 | 1560108.3568
1528.9103 | 3 | 6 | 0 | 0 | 78945.3 | 78945.3 | 1607855.6261 | 1528910.3261
405.8648 | 3 | 7 | 44221.68 | 1173026.2277 | 86377.7 | 86377.7 | 1665268.7143 | 405864.7866
-714.6412 | 3 | 8 | 90042.144 | 2388461.8701 | 92073.1 | 92073.1 | 1765893.8106 | -714641.1595
1482.8136 | 3 | 9 | 10457.545 | 277397.2984 | 86916 | 86916 | 1847126.8713 | 1482813.5729
853.2494 | 3 | 10 | 35278.628 | 935802.4372 | 92959.2 | 92959.2 | 1882011.0816 | 853249.4443
1015.8847 | 3 | 11 | 30138.5 | 799455.1759 | 98189.7 | 98189.7 | 1913529.5588 | 1015884.6829
-1221.9305 | 3 | 12 | 114576.648 | 3039265.2018 | 99632.6 | 99632.6 | 1916967.2622 | -1221930.5396
-1223.812 | 3 | 13 | 113910.36 | 3021591.217 | 100134 | 100134 | 1897913.2216 | -1223811.9954
-324.2133 | 3 | 14 | 79302.864 | 2103591.2567 | 100134 | 100134 | 1879511.9998 | -324213.2569
1375.5634 | 3 | 15 | 14690.137 | 389671.2199 | 100134 | 100134 | 1865368.6482 | 1375563.4284
1687.736 | 3 | 16 | 2950.8272 | 78273.7734 | 100134 | 100134 | 1866143.803 | 1687736.0297
519.2372 | 3 | 17 | 48216.276 | 1278987.0568 | 100134 | 100134 | 1898358.2606 | 519237.2038
1848.6604 | 3 | 18 | 0 | 0 | 100134 | 100134 | 1948794.4444 | 1848660.4444
1950.1188 | 3 | 19 | 0 | 0 | 100134 | 100134 | 2050252.7713 | 1950118.7713
1939.7776 | 3 | 20 | 0 | 0 | 100134 | 100134 | 2039911.6009 | 1939777.6009
1919.4007 | 3 | 21 | 0 | 0 | 100134 | 100134 | 2019534.6844 | 1919400.6844
1888.5773 | 3 | 22 | 0 | 0 | 100134 | 100134 | 1988711.2773 | 1888577.2773
1836.3955 | 3 | 23 | 0 | 0 | 100134 | 100134 | 1936529.4847 | 1836395.4847
1766.1223 | 3 | 0 | 0 | 0 | 100134 | 100134 | 1866256.2808 | 1766122.2808
1783.065 | 3 | 1 | 0 | 0 | 7460.47 | 7460.47 | 1790525.4292 | 1783064.9592
1741.3452 | 3 | 2 | 0 | 0 | 11829.6 | 11829.6 | 1753174.8327 | 1741345.2327
1631.8259 | 3 | 3 | 0 | 0 | 90559.8 | 90559.8 | 1722385.7081 | 1631825.9081
1578.2271 | 3 | 4 | 0 | 0 | 96472.1 | 96472.1 | 1674699.1846 | 1578227.0846
1564.3415 | 3 | 5 | 0 | 0 | 98300.8 | 98300.8 | 1662642.3344 | 1564341.5344
1491.9304 | 3 | 6 | 0 | 0 | 99719.2 | 99719.2 | 1591649.6404 | 1491930.4404
255.6509 | 3 | 7 | 47196.056 | 1251924.6563 | 99907 | 99907 | 1607482.5083 | 255650.852
-897.5789 | 3 | 8 | 93377.024 | 2476923.0436 | 100067 | 100067 | 1679411.1712 | -897578.8724
-1235.2501 | 3 | 9 | 107808.088 | 2859722.0817 | 99414 | 99414 | 1723886.0034 | -1235250.0783
-1312.5752 | 3 | 10 | 111939.736 | 2969318.3582 | 93779.5 | 93779.5 | 1750522.6592 | -1312575.199
-1375.0601 | 3 | 11 | 114385.36 | 3034191.0879 | 93908.5 | 93908.5 | 1753039.4619 | -1375060.126
-1354.9126 | 3 | 12 | 115056.48 | 3051993.2465 | 87128.7 | 87128.7 | 1784209.3643 | -1354912.5822
-1336.2417 | 3 | 13 | 114444.696 | 3035765.0373 | 76694.6 | 76694.6 | 1776217.9333 | -1336241.704
-1264.8602 | 3 | 14 | 112291.496 | 2978649.1594 | 59752.5 | 59752.5 | 1773541.494 | -1264860.1654
-1157.8249 | 3 | 15 | 108333.784 | 2873666.7169 | 54451.5 | 54451.5 | 1770293.271 | -1157824.9459
-807.3214 | 3 | 16 | 95629.144 | 2536662.8777 | 47829 | 47829 | 1777170.467 | -807321.4107
357.4859 | 3 | 17 | 54592.452 | 1448121.7817 | 43706.8 | 43706.8 | 1849314.4679 | 357485.8862
1863.7821 | 3 | 18 | 0 | 0 | 50425.4 | 50425.4 | 1914207.5395 | 1863782.1395
1991.8665 | 3 | 19 | 0 | 0 | 55021.9 | 55021.9 | 2046888.3795 | 1991866.4795
2027.4789 | 3 | 20 | 0 | 0 | 59458.4 | 59458.4 | 2086937.2977 | 2027478.8977
2054.5195 | 3 | 21 | 0 | 0 | 50875.3 | 50875.3 | 2105394.7909 | 2054519.4909
2012.523 | 3 | 22 | 0 | 0 | 59090.6 | 59090.6 | 2071613.6371 | 2012523.0371
1919.4658 | 3 | 23 | 0 | 0 | 68503.9 | 68503.9 | 1987969.6525 | 1919465.7525
1815.8952 | 3 | 0 | 0 | 0 | 71358.6 | 71358.6 | 1887253.7568 | 1815895.1568
1781.9922 | 3 | 1 | 0 | 0 | 36510.9 | 36510.9 | 1818503.1441 | 1781992.2441
1718.5713 | 3 | 2 | 0 | 0 | 37297.1 | 37297.1 | 1755868.4334 | 1718571.3334
1661.4851 | 3 | 3 | 0 | 0 | 57571.8 | 57571.8 | 1719056.9358 | 1661485.1358
1635.3982 | 3 | 4 | 0 | 0 | 80265.8 | 80265.8 | 1715663.9959 | 1635398.1959
1694.2997 | 3 | 5 | 0 | 0 | 81352.1 | 81352.1 | 1775651.7905 | 1694299.6905
1732.3968 | 3 | 6 | 0 | 0 | 78634.3 | 78634.3 | 1811031.1247 | 1732396.8247
568.5589 | 3 | 7 | 46026.14 | 1220891.413 | 66782.5 | 66782.5 | 1856232.834 | 568558.921
-479.4767 | 3 | 8 | 91363.112 | 2423501.9254 | 53197.8 | 53197.8 | 1997223.0701 | -479476.6553
-733.6483 | 3 | 9 | 105189.136 | 2790251.6458 | 33259.7 | 33259.7 | 2089863.0591 | -733648.2867
884.5984 | 3 | 10 | 46960.876 | 1245686.2612 | 20302.3 | 20302.3 | 2150586.955 | 884598.3938
742.7184 | 3 | 11 | 54127.38 | 1435785.2614 | 17480 | 17480 | 2195983.6872 | 742718.4258
840.882 | 3 | 12 | 51290.248 | 1360527.3732 | 17211 | 17211 | 2218620.4138 | 840882.0405
-416.8386 | 3 | 13 | 99616.696 | 2642436.8574 | 12115.8 | 12115.8 | 2237714.0905 | -416838.5669
-698.8126 | 3 | 14 | 110789.176 | 2938798.553 | 3348.22 | 3348.22 | 2243334.145 | -698812.6281
1319.3998 | 3 | 15 | 34379.532 | 911952.9772 | 0 | 0 | 2231352.7678 | 1319399.7906
-276.5558 | 3 | 16 | 93006.56 | 2467096.0993 | 0 | 0 | 2190540.3253 | -276555.7739
770.9414 | 3 | 17 | 52613.412 | 1395625.6797 | 0 | 0 | 2166567.1114 | 770941.4317
2161.2168 | 3 | 18 | 0 | 0 | 0 | 0 | 2161216.7723 | 2161216.7723
2268.9951 | 3 | 19 | 0 | 0 | 0 | 0 | 2268995.0651 | 2268995.0651
2291.2249 | 3 | 20 | 0 | 0 | 0 | 0 | 2291224.9302 | 2291224.9302
2282.685 | 3 | 21 | 0 | 0 | 0 | 0 | 2282685.0117 | 2282685.0117
2215.5566 | 3 | 22 | 0 | 0 | 7958.29 | 7958.29 | 2223514.905 | 2215556.615
2069.7664 | 3 | 23 | 0 | 0 | 36370.8 | 36370.8 | 2106137.2211 | 2069766.4211
1970.5086 | 3 | 0 | 0 | 0 | 38068.4 | 38068.4 | 2008577.0247 | 1970508.6247
1890.2146 | 3 | 1 | 0 | 0 | 28522.5 | 28522.5 | 1918737.148 | 1890214.648
1827.2573 | 3 | 2 | 0 | 0 | 28166.5 | 28166.5 | 1855423.8499 | 1827257.3499
1777.7177 | 3 | 3 | 0 | 0 | 19525.8 | 19525.8 | 1797243.5055 | 1777717.7055
1765.8576 | 3 | 4 | 0 | 0 | 20908.3 | 20908.3 | 1786765.9066 | 1765857.6066
1825.4998 | 3 | 5 | 0 | 0 | 19972.3 | 19972.3 | 1845472.0775 | 1825499.7775
1839.9027 | 3 | 6 | 0 | 0 | 24716.7 | 24716.7 | 1864619.3885 | 1839902.6885
448.8745 | 3 | 7 | 53076.452 | 1407908.2991 | 34517.6 | 34517.6 | 1891300.4001 | 448874.501
1426.9937 | 3 | 8 | 20459.404 | 542707.0499 | 46019.9 | 46019.9 | 2015720.6275 | 1426993.6776
-836.9421 | 3 | 9 | 109288.368 | 2898988.0541 | 43844.6 | 43844.6 | 2105890.5914 | -836942.0626
-895.616 | 3 | 10 | 114448.072 | 3035854.5892 | 41397.1 | 41397.1 | 2181635.681 | -895616.0082
-805.9116 | 3 | 11 | 112605.392 | 2986975.5785 | 36387 | 36387 | 2217450.9756 | -805911.6029
1566.9319 | 3 | 12 | 23788.756 | 631021.5874 | 33146 | 33146 | 2231099.4386 | 1566931.8511
-801.3006 | 3 | 13 | 113107.648 | 3000298.4432 | 39072.4 | 39072.4 | 2238070.2203 | -801300.623
-741.0607 | 3 | 14 | 110777.736 | 2938495.0951 | 46772.7 | 46772.7 | 2244207.097 | -741060.6981
644.6831 | 3 | 15 | 57966.652 | 1537625.9593 | 36732.1 | 36732.1 | 2219041.2071 | 644683.1478
-308.171 | 3 | 16 | 93101.504 | 2469614.588 | 24681.9 | 24681.9 | 2186125.4819 | -308171.0061
766.2024 | 3 | 17 | 52102.716 | 1382078.9351 | 23943.5 | 23943.5 | 2172224.8827 | 766202.4475
2146.1709 | 3 | 18 | 0 | 0 | 21742.5 | 21742.5 | 2167913.4163 | 2146170.9163
2245.8993 | 3 | 19 | 0 | 0 | 23338.8 | 23338.8 | 2269238.1351 | 2245899.3351
2252.8278 | 3 | 20 | 0 | 0 | 25778.9 | 25778.9 | 2278606.702 | 2252827.802
2263.817 | 3 | 21 | 0 | 0 | 13113 | 13113 | 2276929.997 | 2263816.997
2214.3112 | 3 | 22 | 0 | 0 | 13548.6 | 13548.6 | 2227859.8434 | 2214311.2434
2107.7937 | 3 | 23 | 0 | 0 | 10259.3 | 10259.3 | 2118053.044 | 2107793.744
1991.9406 | 3 | 0 | 0 | 0 | 16486.8 | 16486.8 | 2008427.3721 | 1991940.5721
1898.8846 | 3 | 1 | 0 | 0 | 25049.6 | 25049.6 | 1923934.241 | 1898884.641
1819.1409 | 3 | 2 | 0 | 0 | 39844.7 | 39844.7 | 1858985.601 | 1819140.901
1767.2697 | 3 | 3 | 0 | 0 | 46263.4 | 46263.4 | 1813533.1473 | 1767269.7473
1751.893 | 3 | 4 | 0 | 0 | 47526.7 | 47526.7 | 1799419.6627 | 1751892.9627
1790.3014 | 3 | 5 | 0 | 0 | 60877.7 | 60877.7 | 1851179.064 | 1790301.364
1784.6884 | 3 | 6 | 0 | 0 | 65716.9 | 65716.9 | 1850405.3216 | 1784688.4216
447.0001 | 3 | 7 | 52452.804 | 1391365.3848 | 34565.8 | 34565.8 | 1872931.2828 | 447000.098
-571.5839 | 3 | 8 | 96637.488 | 2563410.255 | 14281.5 | 14281.5 | 2006107.8965 | -571583.8585
-780.7029 | 3 | 9 | 107853.896 | 2860937.1867 | 21995.6 | 21995.6 | 2102229.852 | -780702.9347
-833.6999 | 3 | 10 | 111764.208 | 2964662.2947 | 15842.4 | 15842.4 | 2146804.7459 | -833699.9488
-824.1289 | 3 | 11 | 112746.488 | 2990718.2972 | 12142 | 12142 | 2178731.3947 | -824128.9025
-840.9234 | 3 | 12 | 112467.36 | 2983314.1356 | 9613.82 | 9613.82 | 2152004.5315 | -840923.4241
-795.549 | 3 | 13 | 111888.104 | 2967948.7655 | 6220.9 | 6220.9 | 2178620.6614 | -795549.0041
-756.5957 | 3 | 14 | 110582.568 | 2933318.0601 | 5606.03 | 5606.03 | 2182328.3668 | -756595.7234
-627.78 | 3 | 15 | 105249.608 | 2791855.7287 | 0 | 0 | 2164075.7725 | -627779.9563
-334.6606 | 3 | 16 | 92724.6 | 2459616.8159 | 973.078 | 973.078 | 2125929.3079 | -334660.586
710.9664 | 3 | 17 | 52943.824 | 1404390.2029 | 5286.09 | 5286.09 | 2120642.6824 | 710966.3895
2107.8712 | 3 | 18 | 0 | 0 | 10577.1 | 10577.1 | 2118448.3149 | 2107871.2149
2178.6715 | 3 | 19 | 0 | 0 | 23545.2 | 23545.2 | 2202216.6868 | 2178671.4868
2165.7946 | 3 | 20 | 0 | 0 | 44964.5 | 44964.5 | 2210759.1353 | 2165794.6353
2155.9869 | 3 | 21 | 0 | 0 | 45994.2 | 45994.2 | 2201981.09 | 2155986.89
2127.7313 | 3 | 22 | 0 | 0 | 25896 | 25896 | 2153627.2717 | 2127731.2717
2019.2262 | 3 | 23 | 0 | 0 | 32236.8 | 32236.8 | 2051462.9606 | 2019226.1606
1861.7482 | 3 | 0 | 0 | 0 | 33239.8 | 33239.8 | 1894988.0427 | 1861748.2427
1788.6905 | 3 | 1 | 0 | 0 | 34691.1 | 34691.1 | 1823381.6094 | 1788690.5094
1738.534 | 3 | 2 | 0 | 0 | 31554.8 | 31554.8 | 1770088.7582 | 1738533.9582
1678.0049 | 3 | 3 | 0 | 0 | 56660.2 | 56660.2 | 1734665.1447 | 1678004.9447
1652.6405 | 3 | 4 | 0 | 0 | 70714.7 | 70714.7 | 1723355.2389 | 1652640.5389
1697.2311 | 3 | 5 | 0 | 0 | 80317.9 | 80317.9 | 1777548.9882 | 1697231.0882
1717.1507 | 3 | 6 | 0 | 0 | 68881.9 | 68881.9 | 1786032.5951 | 1717150.6951
326.8834 | 3 | 7 | 53732.036 | 1425298.3491 | 67159.6 | 67159.6 | 1819341.317 | 326883.3679
-685.9786 | 3 | 8 | 96487.592 | 2559434.1071 | 65264.3 | 65264.3 | 1938719.7607 | -685978.6465
-893.8792 | 3 | 9 | 107320.008 | 2846775.2502 | 78932.5 | 78932.5 | 2031828.597 | -893879.1531
-912.6149 | 3 | 10 | 110658.56 | 2935333.8273 | 77406.3 | 77406.3 | 2100125.2354 | -912614.8919
-888.3291 | 3 | 11 | 110503.504 | 2931220.805 | 88415.9 | 88415.9 | 2131307.6138 | -888329.0912
-199.4687 | 3 | 12 | 85094.704 | 2257225.8592 | 96289.4 | 96289.4 | 2154046.6077 | -199468.6515
1078.8271 | 3 | 13 | 37157.244 | 985634.6878 | 99610.9 | 99610.9 | 2164072.6511 | 1078827.0633
1460.789 | 3 | 14 | 22757.284 | 603660.7158 | 100134 | 100134 | 2164583.6811 | 1460788.9653
1588.4027 | 3 | 15 | 17097.984 | 453541.8752 | 100134 | 100134 | 2142078.601 | 1588402.7257
1497.8955 | 3 | 16 | 19700.298 | 522570.9708 | 100134 | 100134 | 2120600.4867 | 1497895.5159
726.3506 | 3 | 17 | 48170.64 | 1277776.5143 | 100134 | 100134 | 2104261.127 | 726350.6127
2000.9217 | 3 | 18 | 0 | 0 | 100134 | 100134 | 2101055.7257 | 2000921.7257
2099.1038 | 3 | 19 | 0 | 0 | 100134 | 100134 | 2199237.8468 | 2099103.8468
2111.3867 | 3 | 20 | 0 | 0 | 100134 | 100134 | 2211520.7349 | 2111386.7349
2110.2895 | 3 | 21 | 0 | 0 | 100134 | 100134 | 2210423.5085 | 2110289.5085
2066.3877 | 3 | 22 | 0 | 0 | 100134 | 100134 | 2166521.6981 | 2066387.6981
1971.2934 | 3 | 23 | 0 | 0 | 100134 | 100134 | 2071427.3803 | 1971293.3803
1877.1218 | 3 | 0 | 0 | 0 | 100126 | 100126 | 1977247.8083 | 1877121.8083
1807.2809 | 3 | 1 | 0 | 0 | 92890.5 | 92890.5 | 1900171.3839 | 1807280.8839
1756.4764 | 3 | 2 | 0 | 0 | 82958.1 | 82958.1 | 1839434.5195 | 1756476.4195
1710.5209 | 3 | 3 | 0 | 0 | 82736.2 | 82736.2 | 1793257.1245 | 1710520.9245
1692.1786 | 3 | 4 | 0 | 0 | 87846.2 | 87846.2 | 1780024.7714 | 1692178.5714
1729.9549 | 3 | 5 | 0 | 0 | 86651.3 | 86651.3 | 1816606.1513 | 1729954.8513
1729.0673 | 3 | 6 | 0 | 0 | 84095.1 | 84095.1 | 1813162.3769 | 1729067.2769
373.9732 | 3 | 7 | 53470.336 | 1418356.4834 | 65955.6 | 65955.6 | 1858285.2903 | 373973.2069
-606.0238 | 3 | 8 | 96536.944 | 2560743.2205 | 44026.8 | 44026.8 | 1998746.2439 | -606023.7765
-785.3128 | 3 | 9 | 107324.152 | 2846885.1741 | 30380.4 | 30380.4 | 2091952.7606 | -785312.8135
-835.7717 | 3 | 10 | 111043.096 | 2945534.0461 | 25626.3 | 25626.3 | 2135388.6515 | -835771.6946
-828.9591 | 3 | 11 | 112558.816 | 2985740.1015 | 24431.2 | 24431.2 | 2181212.2153 | -828959.0862
-806.5832 | 3 | 12 | 112299.528 | 2978862.2166 | 19777.1 | 19777.1 | 2192056.1431 | -806583.1735
-780.6243 | 3 | 13 | 111633.888 | 2961205.4207 | 18509.2 | 18509.2 | 2199090.3571 | -780624.2636
-720.0041 | 3 | 14 | 109200.184 | 2896648.8814 | 20286.4 | 20286.4 | 2196931.2172 | -720004.0642
-659.4684 | 3 | 15 | 106100.968 | 2814438.9415 | 26186.3 | 26186.3 | 2181156.8151 | -659468.4265
-374.5432 | 3 | 16 | 93515.544 | 2480597.4312 | 30779.9 | 30779.9 | 2136834.1289 | -374543.2024
658.5481 | 3 | 17 | 54301.692 | 1440409.0692 | 24159.3 | 24159.3 | 2123116.4327 | 658548.0635
2084.658 | 3 | 18 | 0 | 0 | 35205.9 | 35205.9 | 2119863.8631 | 2084657.9631
2162.5666 | 3 | 19 | 0 | 0 | 36654.9 | 36654.9 | 2199221.4791 | 2162566.5791
2136.0276 | 3 | 20 | 0 | 0 | 37279.4 | 37279.4 | 2173306.9788 | 2136027.5788
2129.291 | 3 | 21 | 0 | 0 | 35343.1 | 35343.1 | 2164634.0643 | 2129290.9643
2043.5336 | 3 | 22 | 0 | 0 | 96275.3 | 96275.3 | 2139808.9375 | 2043533.6375
1980.3158 | 3 | 23 | 0 | 0 | 100134 | 100134 | 2080449.8086 | 1980315.8086
1897.4837 | 3 | 0 | 0 | 0 | 100134 | 100134 | 1997617.6515 | 1897483.6515
1826.9874 | 3 | 1 | 0 | 0 | 100134 | 100134 | 1927121.4486 | 1826987.4486
1774.9157 | 3 | 2 | 0 | 0 | 100134 | 100134 | 1875049.7234 | 1774915.7234
1721.5842 | 3 | 3 | 0 | 0 | 100134 | 100134 | 1821718.1863 | 1721584.1863
1679.382 | 3 | 4 | 0 | 0 | 100134 | 100134 | 1779515.9968 | 1679381.9968
1690.8626 | 3 | 5 | 0 | 0 | 100134 | 100134 | 1790996.6017 | 1690862.6017
1627.5943 | 3 | 6 | 0 | 0 | 100134 | 100134 | 1727728.2823 | 1627594.2823
275.6724 | 3 | 7 | 52333.512 | 1388201.04 | 100134 | 100134 | 1764007.4487 | 275672.4087
-770.7939 | 3 | 8 | 95377.344 | 2529983.6199 | 100134 | 100134 | 1859323.6881 | -770793.9317
-1011.3563 | 3 | 9 | 106598.432 | 2827634.6935 | 100134 | 100134 | 1916412.3957 | -1011356.2977
-1091.4533 | 3 | 10 | 110440.056 | 2929537.7806 | 100134 | 100134 | 1938218.4651 | -1091453.3154
-1092.652 | 3 | 11 | 111434.944 | 2955928.2234 | 100134 | 100134 | 1963410.223 | -1092652.0004
-1104.993 | 3 | 12 | 111647.36 | 2961562.7796 | 100134 | 100134 | 1956703.8242 | -1104992.9553
-1112.2142 | 3 | 13 | 110992.016 | 2944179.0958 | 100134 | 100134 | 1932098.888 | -1112214.2078
1427.1064 | 3 | 14 | 14536.439 | 385594.22 | 100134 | 100134 | 1912834.5775 | 1427106.3575
1279.9906 | 3 | 15 | 19826.026 | 525906.0373 | 100134 | 100134 | 1906030.6508 | 1279990.6136
-645.7708 | 3 | 16 | 91955.792 | 2439223.3811 | 100134 | 100134 | 1893586.6296 | -645770.7515
468.7555 | 3 | 17 | 51550.864 | 1367440.4847 | 100134 | 100134 | 1936329.9564 | 468755.4717
1868.2078 | 3 | 18 | 0 | 0 | 100134 | 100134 | 1968341.8051 | 1868207.8051
1976.6398 | 3 | 19 | 0 | 0 | 100134 | 100134 | 2076773.8228 | 1976639.8228
1964.5184 | 3 | 20 | 0 | 0 | 100134 | 100134 | 2064652.4478 | 1964518.4478
1951.8256 | 3 | 21 | 0 | 0 | 100134 | 100134 | 2051959.6202 | 1951825.6202
1941.7782 | 3 | 22 | 0 | 0 | 99424.5 | 99424.5 | 2041202.7079 | 1941778.2079
1903.3703 | 3 | 23 | 0 | 0 | 93192.9 | 93192.9 | 1996563.1677 | 1903370.2677
1840.2105 | 3 | 0 | 0 | 0 | 91141.7 | 91141.7 | 1931352.2195 | 1840210.5195
1762.2748 | 3 | 1 | 0 | 0 | 93397 | 93397 | 1855671.7873 | 1762274.7873
1701.7768 | 3 | 2 | 0 | 0 | 87190.6 | 87190.6 | 1788967.4259 | 1701776.8259
1662.2063 | 3 | 3 | 0 | 0 | 89843.5 | 89843.5 | 1752049.8414 | 1662206.3414
1617.5877 | 3 | 4 | 0 | 0 | 87133.7 | 87133.7 | 1704721.4149 | 1617587.7149
1594.8201 | 3 | 5 | 0 | 0 | 98091.7 | 98091.7 | 1692911.8367 | 1594820.1367
1517.2906 | 3 | 6 | 0 | 0 | 98948.7 | 98948.7 | 1616239.2508 | 1517290.5508
151.2937 | 3 | 7 | 51624.672 | 1369398.319 | 97711.8 | 97711.8 | 1618403.8585 | 151293.7395
-900.6361 | 3 | 8 | 93472.8 | 2479463.602 | 95038.1 | 95038.1 | 1673865.5863 | -900636.1158
-1174.602 | 3 | 9 | 104900.584 | 2782597.5028 | 95706.5 | 95706.5 | 1703702.0113 | -1174601.9915
-1244.1565 | 3 | 10 | 108760.232 | 2884978.6953 | 84196.4 | 84196.4 | 1725018.564 | -1244156.5313
-1264.7341 | 3 | 11 | 110048.552 | 2919152.7283 | 74855.4 | 74855.4 | 1729273.994 | -1264734.1342
-1243.0441 | 3 | 12 | 110534.296 | 2932037.595 | 63535.8 | 63535.8 | 1752529.2492 | -1243044.1457
-1258.6294 | 3 | 13 | 109788.696 | 2912259.7766 | 84634.9 | 84634.9 | 1738265.3244 | -1258629.3522
-1202.9059 | 3 | 14 | 107359.56 | 2847824.4083 | 83364.1 | 83364.1 | 1728282.6348 | -1202905.8734
-1128.2111 | 3 | 15 | 104045.176 | 2759906.9126 | 93730.3 | 93730.3 | 1725426.1405 | -1128211.072
-823.05 | 3 | 16 | 92103.704 | 2443146.9013 | 95715 | 95715 | 1715811.8816 | -823050.0197
315.8719 | 3 | 17 | 51990.932 | 1379113.7478 | 96439.8 | 96439.8 | 1791425.4933 | 315871.9455
1758.3543 | 3 | 18 | 0 | 0 | 96828.9 | 96828.9 | 1855183.2251 | 1758354.3251
1874.937 | 3 | 19 | 0 | 0 | 98984.5 | 98984.5 | 1973921.5256 | 1874937.0256
1901.5806 | 3 | 20 | 0 | 0 | 100134 | 100134 | 2001714.5723 | 1901580.5723
1917.8386 | 3 | 21 | 0 | 0 | 100134 | 100134 | 2017972.6358 | 1917838.6358
1910.6302 | 3 | 22 | 0 | 0 | 100134 | 100134 | 2010764.2457 | 1910630.2457
1864.2884 | 3 | 23 | 0 | 0 | 100134 | 100134 | 1964422.3896 | 1864288.3896
1793.2171 | 3 | 0 | 0 | 0 | 100134 | 100134 | 1893351.0971 | 1793217.0971
1723.5952 | 3 | 1 | 0 | 0 | 100134 | 100134 | 1823729.2039 | 1723595.2039
1658.4028 | 3 | 2 | 0 | 0 | 100134 | 100134 | 1758536.8192 | 1658402.8192
1621.66 | 3 | 3 | 0 | 0 | 99579.1 | 99579.1 | 1721239.0511 | 1621659.9511
1595.829 | 3 | 4 | 0 | 0 | 100134 | 100134 | 1695963.0331 | 1595829.0331
1627.2865 | 3 | 5 | 0 | 0 | 99583 | 99583 | 1726869.4716 | 1627286.4716
1615.1823 | 3 | 6 | 0 | 0 | 97576.6 | 97576.6 | 1712758.948 | 1615182.348
312.6047 | 3 | 7 | 52944.16 | 1404399.1157 | 92165.8 | 92165.8 | 1809169.6356 | 312604.7199
-637.785 | 3 | 8 | 94282.04 | 2500929.5378 | 82396.2 | 82396.2 | 1945540.7543 | -637784.9835
-802.717 | 3 | 9 | 105378.248 | 2795268.039 | 39670.2 | 39670.2 | 2032221.2351 | -802717.004
-813.9551 | 3 | 10 | 109212.736 | 2896981.8363 | 15979 | 15979 | 2099005.7026 | -813955.1337
-797.1434 | 3 | 11 | 110470.968 | 2930357.7536 | 8586.5 | 8586.5 | 2141800.828 | -797143.4257
-815.4507 | 3 | 12 | 110676.784 | 2935817.2379 | 15905.8 | 15905.8 | 2136272.3385 | -815450.6994
-839.8908 | 3 | 13 | 111302.48 | 2952414.4775 | 13171.7 | 13171.7 | 2125695.3687 | -839890.8088
-798.4658 | 3 | 14 | 109736.792 | 2910882.9688 | 5962.22 | 5962.22 | 2118379.362 | -798465.8268
-708.8172 | 3 | 15 | 105987.312 | 2811424.0975 | 1736.71 | 1736.71 | 2104343.5884 | -708817.2191
-388.0763 | 3 | 16 | 93148.936 | 2470872.7713 | 4676.21 | 4676.21 | 2087472.7158 | -388076.2655
648.4278 | 3 | 17 | 53990.328 | 1432149.814 | 15780.8 | 15780.8 | 2096358.4457 | 648427.8316
2048.9143 | 3 | 18 | 0 | 0 | 46691.8 | 46691.8 | 2095606.0885 | 2048914.2885
2150.5903 | 3 | 19 | 0 | 0 | 68397 | 68397 | 2218987.3237 | 2150590.3237
2111.7945 | 3 | 20 | 0 | 0 | 86020.1 | 86020.1 | 2197814.6103 | 2111794.5103
2126.3655 | 3 | 21 | 0 | 0 | 64330.8 | 64330.8 | 2190696.3453 | 2126365.5453
2088.1325 | 3 | 22 | 0 | 0 | 43375.5 | 43375.5 | 2131508.0084 | 2088132.5084
1989.0522 | 3 | 23 | 0 | 0 | 43231.3 | 43231.3 | 2032283.504 | 1989052.204
1898.432 | 3 | 0 | 0 | 0 | 42417 | 42417 | 1940849.026 | 1898432.026
1809.5398 | 3 | 1 | 0 | 0 | 46853.1 | 46853.1 | 1856392.9044 | 1809539.8044
1762.141 | 3 | 2 | 0 | 0 | 36208.1 | 36208.1 | 1798349.1224 | 1762141.0224
1708.8886 | 3 | 3 | 0 | 0 | 40950.8 | 40950.8 | 1749839.4461 | 1708888.6461
1719.107 | 3 | 4 | 0 | 0 | 34801.8 | 34801.8 | 1753908.7649 | 1719106.9649
1778.2397 | 3 | 5 | 0 | 0 | 37265.6 | 37265.6 | 1815505.3479 | 1778239.7479
1808.2907 | 3 | 6 | 0 | 0 | 24602.3 | 24602.3 | 1832893.0117 | 1808290.7117
382.0663 | 3 | 7 | 55287.648 | 1466562.5814 | 21451.5 | 21451.5 | 1870080.4022 | 382066.3209
-551.8307 | 3 | 8 | 95966.264 | 2545605.3377 | 19057.1 | 19057.1 | 2012831.7183 | -551830.7194
-718.699 | 3 | 9 | 106211.624 | 2817374.2075 | 15364.6 | 15364.6 | 2114039.8073 | -718699.0001
-729.7057 | 3 | 10 | 109727.456 | 2910635.3216 | 6054.68 | 6054.68 | 2186984.3087 | -729705.6929
-731.5859 | 3 | 11 | 110886.424 | 2941378.1578 | 2144.59 | 2144.59 | 2211936.8378 | -731585.9099
-746.6562 | 3 | 12 | 110730.912 | 2937253.0396 | 0 | 0 | 2190596.8812 | -746656.1584
-720.8935 | 3 | 13 | 110079.056 | 2919961.8787 | 0 | 0 | 2199068.356 | -720893.5227
-691.7409 | 3 | 14 | 108907.92 | 2888896.2737 | 0 | 0 | 2197155.4017 | -691740.872
-595.2354 | 3 | 15 | 104315.048 | 2767065.5491 | 0 | 0 | 2171830.1931 | -595235.356
-351.8029 | 3 | 16 | 93631.592 | 2483675.7256 | 0 | 0 | 2131872.7817 | -351802.9439
665.1087 | 3 | 17 | 54551.292 | 1447029.9698 | 0 | 0 | 2112138.6889 | 665108.7192
2112.7685 | 3 | 18 | 0 | 0 | 0 | 0 | 2112768.5124 | 2112768.5124
2194.8961 | 3 | 19 | 0 | 0 | 23244.5 | 23244.5 | 2218140.6319 | 2194896.1319
2080.5064 | 3 | 20 | 0 | 0 | 93186.4 | 93186.4 | 2173692.7818 | 2080506.3818
2004.1869 | 3 | 21 | 0 | 0 | 55250.1 | 55250.1 | 2059437.0077 | 2004186.9077
1939.1677 | 3 | 22 | 0 | 0 | 34334.8 | 34334.8 | 1973502.5001 | 1939167.7001
1864.9683 | 3 | 23 | 0 | 0 | 34358.8 | 34358.8 | 1899327.0517 | 1864968.2517
1794.574 | 3 | 0 | 0 | 0 | 35951.6 | 35951.6 | 1830525.6268 | 1794574.0268
1764.6059 | 3 | 1 | 0 | 0 | 24662.9 | 24662.9 | 1789268.7611 | 1764605.8611
1772.5234 | 3 | 2 | 0 | 0 | 18600.7 | 18600.7 | 1791124.0699 | 1772523.3699
1772.8151 | 3 | 3 | 0 | 0 | 28619.5 | 28619.5 | 1801434.5504 | 1772815.0504
1703.568 | 3 | 4 | 0 | 0 | 62448.7 | 62448.7 | 1766016.7377 | 1703568.0377
1724.2974 | 3 | 5 | 0 | 0 | 91705.6 | 91705.6 | 1816002.9961 | 1724297.3961
1718.4235 | 3 | 6 | 0 | 0 | 91761.3 | 91761.3 | 1810184.8212 | 1718423.5212
293.7982 | 3 | 7 | 55760.468 | 1479104.6255 | 69045.7 | 69045.7 | 1841948.531 | 293798.2055
-589.2336 | 3 | 8 | 95410.192 | 2530854.9474 | 39350 | 39350 | 1980971.3625 | -589233.5849
-753.5674 | 3 | 9 | 104986.368 | 2784873.0129 | 45025.4 | 45025.4 | 2076330.982 | -753567.4309
-772.8492 | 3 | 10 | 108191.368 | 2869888.9838 | 44779.7 | 44779.7 | 2141819.527 | -772849.1568
-775.9569 | 3 | 11 | 110539.472 | 2932174.8938 | 26883.8 | 26883.8 | 2183101.8172 | -775956.8766
-755.8132 | 3 | 12 | 110959 | 2943303.3119 | 4620.17 | 4620.17 | 2192110.2625 | -755813.2194
-716.0703 | 3 | 13 | 110401.936 | 2928526.6078 | 2219.61 | 2219.61 | 2214675.9416 | -716070.2762
-659.7842 | 3 | 14 | 108148.952 | 2868763.8551 | 787.273 | 787.273 | 2209766.9256 | -659784.2026
-578.5322 | 3 | 15 | 104326.384 | 2767366.2483 | 0 | 0 | 2188834.0459 | -578532.2024
-314.8021 | 3 | 16 | 92895.88 | 2464160.1967 | 0 | 0 | 2149358.1328 | -314802.064
702.2225 | 3 | 17 | 54038.856 | 1433437.0699 | 2820.62 | 2820.62 | 2138480.1405 | 702222.4506
2048.6465 | 3 | 18 | 0 | 0 | 82659.4 | 82659.4 | 2131305.8991 | 2048646.4991
2136.3426 | 3 | 19 | 0 | 0 | 89750.4 | 89750.4 | 2226093.0127 | 2136342.6127
2146.0106 | 3 | 20 | 0 | 0 | 94148.8 | 94148.8 | 2240159.447 | 2146010.647
2135.8365 | 3 | 21 | 0 | 0 | 92027.9 | 92027.9 | 2227864.4385 | 2135836.5385
2073.0228 | 3 | 22 | 0 | 0 | 96446.8 | 96446.8 | 2169469.6126 | 2073022.8126
1983.8021 | 3 | 23 | 0 | 0 | 98885.3 | 98885.3 | 2082687.4283 | 1983802.1283
1829.1123 | 3 | 0 | 0 | 0 | 99357.5 | 99357.5 | 1928469.8357 | 1829112.3357
1747.1587 | 3 | 1 | 0 | 0 | 97964.2 | 97964.2 | 1845122.901 | 1747158.701
1682.1074 | 3 | 2 | 0 | 0 | 98252.4 | 98252.4 | 1780359.7817 | 1682107.3817
1642.7558 | 3 | 3 | 0 | 0 | 97930.7 | 97930.7 | 1740686.5089 | 1642755.8089
1610.1687 | 3 | 4 | 0 | 0 | 97758.8 | 97758.8 | 1707927.4703 | 1610168.6703
1661.6797 | 3 | 5 | 0 | 0 | 91402 | 91402 | 1753081.7131 | 1661679.7131
1666.6079 | 3 | 6 | 0 | 0 | 91188.3 | 91188.3 | 1757796.2148 | 1666607.9148
190.8722 | 3 | 7 | 56668.548 | 1503192.3955 | 91590.3 | 91590.3 | 1785654.891 | 190872.1955
-729.7087 | 3 | 8 | 96607.896 | 2562625.2963 | 91808.8 | 91808.8 | 1924725.3472 | -729708.7491
-899.7432 | 3 | 9 | 106518.944 | 2825526.1913 | 87303.1 | 87303.1 | 2013086.068 | -899743.2233
-931.9074 | 3 | 10 | 109820.288 | 2913097.7874 | 93210.3 | 93210.3 | 2074400.6711 | -931907.4163
-918.2131 | 3 | 11 | 110766.736 | 2938203.3086 | 89514.6 | 89514.6 | 2109504.7604 | -918213.1482
-435.0505 | 3 | 12 | 93639.888 | 2483895.7856 | 85647 | 85647 | 2134492.3004 | -435050.4853
1099.78 | 3 | 13 | 36772.356 | 975425.1318 | 65016.1 | 65016.1 | 2140221.2253 | 1099779.9935
320.7543 | 3 | 14 | 67201.176 | 1782581.3488 | 40187.9 | 40187.9 | 2143523.5056 | 320754.2568
-658.5229 | 3 | 15 | 103080.504 | 2734317.9807 | 39603 | 39603 | 2115398.0523 | -658522.9284
-360.2655 | 3 | 16 | 91408.528 | 2424706.6322 | 33428.7 | 33428.7 | 2097869.8672 | -360265.465
642.1606 | 3 | 17 | 53122.916 | 1409140.8052 | 37947 | 37947 | 2089248.3589 | 642160.5537
2030.183 | 3 | 18 | 0 | 0 | 48089.3 | 48089.3 | 2078272.251 | 2030182.951
2144.1037 | 3 | 19 | 0 | 0 | 33736.1 | 33736.1 | 2177839.7837 | 2144103.6837
2172.3084 | 3 | 20 | 0 | 0 | 22503.8 | 22503.8 | 2194812.1504 | 2172308.3504
2190.6518 | 3 | 21 | 0 | 0 | 13703.3 | 13703.3 | 2204355.0816 | 2190651.7816
2151.2351 | 3 | 22 | 0 | 0 | 11309.1 | 11309.1 | 2162544.1703 | 2151235.0703
2048.878 | 3 | 23 | 0 | 0 | 13777.7 | 13777.7 | 2062655.7343 | 2048878.0343
1948.9983 | 3 | 0 | 0 | 0 | 19435.8 | 19435.8 | 1968434.1452 | 1948998.3452
1873.2411 | 3 | 1 | 0 | 0 | 19172.1 | 19172.1 | 1892413.2295 | 1873241.1295
1812.9352 | 3 | 2 | 0 | 0 | 17851.3 | 17851.3 | 1830786.4756 | 1812935.1756
1765.0466 | 3 | 3 | 0 | 0 | 18827.8 | 18827.8 | 1783874.426 | 1765046.626
1746.0382 | 3 | 4 | 0 | 0 | 23801.7 | 23801.7 | 1769839.8505 | 1746038.1505
1781.1213 | 3 | 5 | 0 | 0 | 24196.2 | 24196.2 | 1805317.5113 | 1781121.3113
1770.0185 | 3 | 6 | 0 | 0 | 24460.8 | 24460.8 | 1794479.2681 | 1770018.4681
341.7825 | 3 | 7 | 55328.864 | 1467655.8788 | 32081.4 | 32081.4 | 1841519.8231 | 341782.5443
-584.9817 | 3 | 8 | 95353.92 | 2529362.2738 | 41558.4 | 41558.4 | 1985938.9265 | -584981.7473
-757.6329 | 3 | 9 | 105511.408 | 2798800.2471 | 31792.5 | 31792.5 | 2072959.8244 | -757632.9226
1280.3935 | 3 | 10 | 30164.314 | 800139.9192 | 44987.3 | 44987.3 | 2125520.6742 | 1280393.455
1362.614 | 3 | 11 | 28721.968 | 761880.1858 | 35125.6 | 35125.6 | 2159619.8305 | 1362614.0447
1246.8388 | 3 | 12 | 33394.59 | 885826.3624 | 27942.9 | 27942.9 | 2160608.0205 | 1246838.7581
1549.0048 | 3 | 13 | 22575.506 | 598838.8646 | 23585.6 | 23585.6 | 2171429.2586 | 1549004.794
1280.7227 | 3 | 14 | 32940.004 | 873767.9942 | 22346.2 | 22346.2 | 2176836.9403 | 1280722.7461
128.2848 | 3 | 15 | 75844.256 | 2011848.0689 | 12652 | 12652 | 2152784.8313 | 128284.7624
-325.9353 | 3 | 16 | 91331.992 | 2422676.4349 | 6329.99 | 6329.99 | 2103071.1457 | -325935.2792
680.705 | 3 | 17 | 52813.656 | 1400937.3608 | 4850.48 | 4850.48 | 2086492.816 | 680704.9751
2058.549 | 3 | 18 | 0 | 0 | 8819.8 | 8819.8 | 2067368.7683 | 2058548.9683
2145.3142 | 3 | 19 | 0 | 0 | 6979.65 | 6979.65 | 2152293.8927 | 2145314.2427
2135.6648 | 3 | 20 | 0 | 0 | 5296.52 | 5296.52 | 2140961.3105 | 2135664.7905
2131.357 | 3 | 21 | 0 | 0 | 1616.03 | 1616.03 | 2132973.0602 | 2131357.0302
2110.3179 | 3 | 22 | 0 | 0 | 0 | 0 | 2110317.9471 | 2110317.9471
2046.8416 | 3 | 23 | 0 | 0 | 0 | 0 | 2046841.5865 | 2046841.5865
1963.074 | 3 | 0 | 0 | 0 | 0 | 0 | 1963073.9956 | 1963073.9956
1883.4298 | 3 | 1 | 0 | 0 | 0 | 0 | 1883429.7702 | 1883429.7702
1821.5627 | 3 | 2 | 0 | 0 | 0 | 0 | 1821562.6669 | 1821562.6669
1762.7881 | 3 | 3 | 0 | 0 | 0 | 0 | 1762788.1377 | 1762788.1377
1713.1477 | 3 | 4 | 0 | 0 | 960.776 | 960.776 | 1714108.5046 | 1713147.7286
1709.3076 | 3 | 5 | 0 | 0 | 0 | 0 | 1709307.5841 | 1709307.5841
1642.32 | 3 | 6 | 0 | 0 | 0 | 0 | 1642319.9562 | 1642319.9562
209.2543 | 3 | 7 | 55938.28 | 1483821.2744 | 0 | 0 | 1693075.6106 | 209254.3362
-757.18 | 3 | 8 | 95780.68 | 2540682.5283 | 0 | 0 | 1783502.5574 | -757179.9709
-961.1045 | 3 | 9 | 106344.688 | 2820903.869 | 0 | 0 | 1859799.3359 | -961104.5331
-1021.9658 | 3 | 10 | 109723.168 | 2910521.578 | 0 | 0 | 1888555.8226 | -1021965.7554
-1004.4408 | 3 | 11 | 110482.096 | 2930652.9355 | 0 | 0 | 1926212.1304 | -1004440.805
-1052.3537 | 3 | 12 | 112190.624 | 2975973.4243 | 0 | 0 | 1923619.7061 | -1052353.7182
-1068.2195 | 3 | 13 | 111733.84 | 2963856.7518 | 0 | 0 | 1895637.2107 | -1068219.5412
-1034.062 | 3 | 14 | 109179.984 | 2896113.0553 | 5637.63 | 5637.63 | 1867688.6438 | -1034062.0415
-927.1924 | 3 | 15 | 104855.672 | 2781406.1651 | 14166.6 | 14166.6 | 1868380.3185 | -927192.4466
881.327 | 3 | 16 | 36433.872 | 966446.4904 | 14526.7 | 14526.7 | 1862300.146 | 881326.9556
429.2544 | 3 | 17 | 55029.26 | 1459708.5699 | 13838.3 | 13838.3 | 1902801.2477 | 429254.3778
1934.315 | 3 | 18 | 0 | 0 | 10749.3 | 10749.3 | 1945064.2772 | 1934314.9772
2021.8738 | 3 | 19 | 0 | 0 | 19763.2 | 19763.2 | 2041637.0093 | 2021873.8093
2012.35 | 3 | 20 | 0 | 0 | 34302.8 | 34302.8 | 2046652.7609 | 2012349.9609
1993.6672 | 3 | 21 | 0 | 0 | 58705.9 | 58705.9 | 2052373.0779 | 1993667.1779
1970.1667 | 3 | 22 | 0 | 0 | 77321.4 | 77321.4 | 2047488.0608 | 1970166.6608
1927.4732 | 3 | 23 | 0 | 0 | 85212.8 | 85212.8 | 2012686.0112 | 1927473.2112
1860.333 | 3 | 0 | 0 | 0 | 84390.8 | 84390.8 | 1944723.7717 | 1860332.9717
1782.4603 | 3 | 1 | 0 | 0 | 83763.9 | 83763.9 | 1866224.1864 | 1782460.2864
1716.3144 | 3 | 2 | 0 | 0 | 79712.8 | 79712.8 | 1796027.2264 | 1716314.4264
1694.5884 | 3 | 3 | 0 | 0 | 70535.4 | 70535.4 | 1765123.7688 | 1694588.3688
1653.09 | 3 | 4 | 0 | 0 | 67657.2 | 67657.2 | 1720747.2446 | 1653090.0446
1614.1846 | 3 | 5 | 0 | 0 | 87655.6 | 87655.6 | 1701840.1653 | 1614184.5653
1561.3836 | 3 | 6 | 0 | 0 | 57864.6 | 57864.6 | 1619248.1593 | 1561383.5593
60.1221 | 3 | 7 | 57745.248 | 1531752.987 | 41371.6 | 41371.6 | 1633246.7061 | 60122.119
-962.1079 | 3 | 8 | 99019.512 | 2626595.9284 | 28223.2 | 28223.2 | 1692711.2611 | -962107.8673
-1190.5869 | 3 | 9 | 108989.928 | 2891071.6215 | 20198.1 | 20198.1 | 1720682.7745 | -1190586.947
-1261.8587 | 3 | 10 | 112370.552 | 2980746.2023 | 2239.61 | 2239.61 | 1721127.1134 | -1261858.6989
-1292.7745 | 3 | 11 | 113496.304 | 3010607.9494 | 4175.14 | 4175.14 | 1722008.5755 | -1292774.5139
-1274.0349 | 3 | 12 | 113437.472 | 3009047.3692 | 0 | 0 | 1735012.4588 | -1274034.9104
-1271.0767 | 3 | 13 | 112985.4 | 2997055.6874 | 4898.05 | 4898.05 | 1730877.0642 | -1271076.6732
-1244.8759 | 3 | 14 | 111237.12 | 2950680.7353 | 9099.12 | 9099.12 | 1714903.9644 | -1244875.8908
-1147.025 | 3 | 15 | 107391.96 | 2848683.8521 | 6572.03 | 6572.03 | 1708230.8806 | -1147025.0015
-845.8887 | 3 | 16 | 95963.216 | 2545524.4863 | 5090.06 | 5090.06 | 1704725.8412 | -845888.7051
327.1511 | 3 | 17 | 54900.636 | 1456296.6841 | 0 | 0 | 1783447.7843 | 327151.1003
1852.1945 | 3 | 18 | 0 | 0 | 2441.6 | 2441.6 | 1854636.1101 | 1852194.5101
1956.7425 | 3 | 19 | 0 | 0 | 16028 | 16028 | 1972770.4794 | 1956742.4794
1988.3057 | 3 | 20 | 0 | 0 | 44148 | 44148 | 2032453.6854 | 1988305.6854
1974.2664 | 3 | 21 | 0 | 0 | 75838.1 | 75838.1 | 2050104.5446 | 1974266.4446
1950.9747 | 3 | 22 | 0 | 0 | 87211.4 | 87211.4 | 2038186.1368 | 1950974.7368
1888.2526 | 3 | 23 | 0 | 0 | 88009 | 88009 | 1976261.6361 | 1888252.6361
1830.2396 | 3 | 0 | 0 | 0 | 60627.7 | 60627.7 | 1890867.2814 | 1830239.5814
1754.0458 | 3 | 1 | 0 | 0 | 63627.6 | 63627.6 | 1817673.4329 | 1754045.8329
1684.4744 | 3 | 2 | 0 | 0 | 71709.5 | 71709.5 | 1756183.9258 | 1684474.4258
1670.7627 | 3 | 3 | 0 | 0 | 51024.8 | 51024.8 | 1721787.5449 | 1670762.7449
1664.1529 | 3 | 4 | 0 | 0 | 51746.8 | 51746.8 | 1715899.7499 | 1664152.9499
1747.3347 | 3 | 5 | 0 | 0 | 22729.3 | 22729.3 | 1770063.967 | 1747334.667
1784.3438 | 3 | 6 | 0 | 0 | 9090.96 | 9090.96 | 1793434.7258 | 1784343.7658
327.1754 | 3 | 7 | 57516.964 | 1525697.5156 | 14461.1 | 14461.1 | 1867334.0614 | 327175.4458
1327.7343 | 3 | 8 | 25340.482 | 672182.7395 | 21934.6 | 21934.6 | 2021851.6713 | 1327734.3317
-764.0628 | 3 | 9 | 108637.432 | 2881721.2971 | 7583.81 | 7583.81 | 2125242.3224 | -764062.7847
-810.8996 | 3 | 10 | 112152.904 | 2974972.8619 | 18910.3 | 18910.3 | 2182983.5469 | -810899.615
923.9306 | 3 | 11 | 46103.8 | 1222951.4256 | 68804.1 | 68804.1 | 2215686.1409 | 923930.6153
704.3144 | 3 | 12 | 53837.792 | 1428103.6374 | 84359.7 | 84359.7 | 2216777.6986 | 704314.3613
-867.868 | 3 | 13 | 113271.648 | 3004648.7144 | 90371.4 | 90371.4 | 2227152.1537 | -867867.9608
-795.2639 | 3 | 14 | 110174.752 | 2922500.315 | 95405.2 | 95405.2 | 2222641.5996 | -795263.9154
-738.9989 | 3 | 15 | 106977.736 | 2837696.128 | 99366.2 | 99366.2 | 2198063.4158 | -738998.9122
-462.0956 | 3 | 16 | 95140.632 | 2523704.587 | 97921.1 | 97921.1 | 2159530.0411 | -462095.6459
658.1013 | 3 | 17 | 53438.168 | 1417503.1936 | 59304 | 59304 | 2134908.4441 | 658101.2505
2088.0559 | 3 | 18 | 0 | 0 | 23570.5 | 23570.5 | 2111626.365 | 2088055.865
2116.7417 | 3 | 19 | 0 | 0 | 94922.3 | 94922.3 | 2211664.0023 | 2116741.7023
2111.6519 | 3 | 20 | 0 | 0 | 100134 | 100134 | 2211785.9174 | 2111651.9174
2106.8946 | 3 | 21 | 0 | 0 | 100134 | 100134 | 2207028.6377 | 2106894.6377
2061.7212 | 3 | 22 | 0 | 0 | 97622.1 | 97622.1 | 2159343.3363 | 2061721.2363
1971.2634 | 3 | 23 | 0 | 0 | 96078.9 | 96078.9 | 2067342.2635 | 1971263.3635
1883.6539 | 3 | 0 | 0 | 0 | 90768.5 | 90768.5 | 1974422.3552 | 1883653.8552
1792.7348 | 3 | 1 | 0 | 0 | 95658.6 | 95658.6 | 1888393.4234 | 1792734.8234
1725.0659 | 3 | 2 | 0 | 0 | 98820.2 | 98820.2 | 1823886.0665 | 1725065.8665
1672.7114 | 3 | 3 | 0 | 0 | 97348.9 | 97348.9 | 1770060.333 | 1672711.433
1643.7972 | 3 | 4 | 0 | 0 | 85466.5 | 85466.5 | 1729263.6551 | 1643797.1551
1725.9595 | 3 | 5 | 0 | 0 | 64853.8 | 64853.8 | 1790813.2656 | 1725959.4656
1754.4606 | 3 | 6 | 2158.312 | 57251.479 | 21197.6 | 21197.6 | 1832909.6902 | 1754460.6112
402.0463 | 3 | 7 | 54822.688 | 1454229.032 | 12292.5 | 12292.5 | 1868567.8254 | 402046.2934
-533.3382 | 3 | 8 | 94783.872 | 2514241.1555 | 5606.05 | 5606.05 | 1986509.0426 | -533338.1629
-734.861 | 3 | 9 | 106133.616 | 2815304.9638 | 3401 | 3401 | 2083844.923 | -734861.0409
-766.086 | 3 | 10 | 108923.72 | 2889315.3852 | 27146.6 | 27146.6 | 2150375.9774 | -766086.0078
-819.9557 | 3 | 11 | 109944.832 | 2916401.447 | 57922.6 | 57922.6 | 2154368.339 | -819955.7079
1006.861 | 3 | 12 | 40203.676 | 1066444.477 | 92228.4 | 92228.4 | 2165533.8924 | 1006861.0154
-859.8627 | 3 | 13 | 110870.688 | 2940960.7439 | 99373.8 | 99373.8 | 2180471.8458 | -859862.6982
-800.3014 | 3 | 14 | 108614.048 | 2881101.0121 | 100130 | 100130 | 2180929.5868 | -800301.4253
-751.4874 | 3 | 15 | 105786.376 | 2806094.0603 | 100070 | 100070 | 2154676.7039 | -751487.3565
-440.3713 | 3 | 16 | 93379.896 | 2476999.2264 | 98478.3 | 98478.3 | 2135106.1997 | -440371.3267
654.6303 | 3 | 17 | 52097.932 | 1381952.0345 | 91566.9 | 91566.9 | 2128149.1926 | 654630.2581
2055.7613 | 3 | 18 | 0 | 0 | 83573.7 | 83573.7 | 2139335.0421 | 2055761.3421
2162.0096 | 3 | 19 | 0 | 0 | 81225.9 | 81225.9 | 2243235.4573 | 2162009.5573
2144.8553 | 3 | 20 | 0 | 0 | 79200.9 | 79200.9 | 2224056.2094 | 2144855.3094
2099.0034 | 3 | 21 | 0 | 0 | 95392.2 | 95392.2 | 2194395.6289 | 2099003.4289
2041.6046 | 3 | 22 | 0 | 0 | 98031.5 | 98031.5 | 2139636.1319 | 2041604.6319
1932.589 | 3 | 23 | 0 | 0 | 100134 | 100134 | 2032723.0267 | 1932589.0267
1835.9037 | 3 | 0 | 0 | 0 | 100134 | 100134 | 1936037.6928 | 1835903.6928
1755.666 | 3 | 1 | 0 | 0 | 100103 | 100103 | 1855769.0419 | 1755666.0419
1692.6298 | 3 | 2 | 0 | 0 | 97790 | 97790 | 1790419.8467 | 1692629.8467
1665.5575 | 3 | 3 | 0 | 0 | 86098 | 86098 | 1751655.4716 | 1665557.4716
1668.5282 | 3 | 4 | 0 | 0 | 79012.2 | 79012.2 | 1747540.4237 | 1668528.2237
1682.2106 | 3 | 5 | 0 | 0 | 52422.3 | 52422.3 | 1734632.9163 | 1682210.6163
1667.1814 | 3 | 6 | 4700.9145 | 124696.6647 | 22761.2 | 22761.2 | 1814639.2371 | 1667181.3724
286.4958 | 3 | 7 | 58346.676 | 1547706.4926 | 9290.41 | 9290.41 | 1843492.707 | 286495.8044
-604.0906 | 3 | 8 | 97715.144 | 2591996.2055 | 1825.69 | 1825.69 | 1989731.314 | -604090.5815
-779.9779 | 3 | 9 | 107686.696 | 2856502.0322 | 5194.56 | 5194.56 | 2081718.7346 | -779977.8576
-829.0468 | 3 | 10 | 110967.208 | 2943521.0377 | 17987.6 | 17987.6 | 2132461.7883 | -829046.8494
-808.181 | 3 | 11 | 112527.08 | 2984898.2709 | 284.94 | 284.94 | 2177002.2242 | -808180.9868
1816.8936 | 3 | 12 | 14216.511 | 377107.7958 | 1265.52 | 1265.52 | 2195266.9623 | 1816893.6466
-744.9619 | 3 | 13 | 111209.576 | 2949950.1019 | 3913.71 | 3913.71 | 2208901.873 | -744961.9389
-608.2107 | 3 | 14 | 105619.88 | 2801677.5801 | 12427.3 | 12427.3 | 2205894.1308 | -608210.7493
-524.2084 | 3 | 15 | 102305.44 | 2713758.5989 | 7478.95 | 7478.95 | 2197029.1326 | -524208.4163
-238.016 | 3 | 16 | 89586.784 | 2376382.9708 | 10532 | 10532 | 2148898.9628 | -238016.0079
1617.2838 | 3 | 17 | 16899.142 | 448267.3836 | 10509.2 | 10509.2 | 2076060.4115 | 1617283.8279
2128.6983 | 3 | 18 | 0 | 0 | 14220 | 14220 | 2142918.309 | 2128698.309
2211.0507 | 3 | 19 | 0 | 0 | 17711.2 | 17711.2 | 2228761.9439 | 2211050.7439
2195.1471 | 3 | 20 | 0 | 0 | 22655 | 22655 | 2217802.1087 | 2195147.1087
2196.9405 | 3 | 21 | 0 | 0 | 19821.8 | 19821.8 | 2216762.3479 | 2196940.5479
2116.0851 | 3 | 22 | 0 | 0 | 34886.5 | 34886.5 | 2150971.5835 | 2116085.0835
2040.4082 | 3 | 23 | 0 | 0 | 14141.7 | 14141.7 | 2054549.8927 | 2040408.1927
1972.5593 | 3 | 0 | 0 | 0 | 50321.6 | 50321.6 | 2022880.865 | 1972559.265
1905.9057 | 3 | 1 | 0 | 0 | 36557.4 | 36557.4 | 1942463.0552 | 1905905.6552
1825.2854 | 3 | 2 | 0 | 0 | 53999 | 53999 | 1879284.3695 | 1825285.3695
1770.2339 | 3 | 3 | 0 | 0 | 63922.6 | 63922.6 | 1834156.5465 | 1770233.9465
1256.9838 | 3 | 4 | 0 | 0 | 98035.5 | 98035.5 | 1355019.3391 | 1256983.8391
1297.4039 | 3 | 5 | 0 | 0 | 14299.2 | 14299.2 | 1311703.1372 | 1297403.9372
1325.0215 | 3 | 6 | 593.7206 | 15749.0594 | 1475.17 | 1475.17 | 1342245.7229 | 1325021.4935
-153.7582 | 3 | 7 | 58657.256 | 1555944.9513 | 33590 | 33590 | 1435776.7148 | -153758.2365
-321.7243 | 3 | 8 | 66539.436 | 1765028.0045 | 93673.1 | 93673.1 | 1536976.7835 | -321724.321
-989.9096 | 3 | 9 | 95785.184 | 2540802.0016 | 54299.6 | 54299.6 | 1605192.0492 | -989909.5524
130.8848 | 3 | 10 | 57237.844 | 1518293.5662 | 0 | 0 | 1649178.4106 | 130884.8444
-488.0517 | 3 | 11 | 81723.744 | 2167807.626 | 0 | 0 | 1679755.9209 | -488051.7051
-239.1982 | 3 | 12 | 73860.976 | 1959239.4964 | 0 | 0 | 1720041.2817 | -239198.2147
-1235.4616 | 3 | 13 | 110698.632 | 2936396.7789 | 0 | 0 | 1700935.1344 | -1235461.6445
-1149.4073 | 3 | 14 | 107667.088 | 2855981.9095 | 1539.09 | 1539.09 | 1708113.679 | -1149407.3205
-857.0309 | 3 | 15 | 96207.208 | 2551996.6288 | 1256.12 | 1256.12 | 1696221.8085 | -857030.9403
-342.0942 | 3 | 16 | 75924.448 | 2013975.2454 | 0 | 0 | 1671881.0243 | -342094.2211
352.4849 | 3 | 17 | 48289.964 | 1280941.708 | 4256.4 | 4256.4 | 1637682.9878 | 352484.8798
1683.9167 | 3 | 18 | 0 | 0 | 4493.48 | 4493.48 | 1688410.1905 | 1683916.7105
1709.7012 | 3 | 19 | 0 | 0 | 2609.33 | 2609.33 | 1712310.5184 | 1709701.1884
2247.5495 | 3 | 20 | 0 | 0 | 1134.56 | 1134.56 | 2248684.0865 | 2247549.5265
2251.9871 | 3 | 21 | 0 | 0 | 1582.49 | 1582.49 | 2253569.624 | 2251987.134
2204.1239 | 3 | 22 | 0 | 0 | 0 | 0 | 2204123.8668 | 2204123.8668
2134.4002 | 3 | 23 | 0 | 0 | 0 | 0 | 2134400.2475 | 2134400.2475
2025.9645 | 3 | 0 | 0 | 0 | 0 | 0 | 2025964.5152 | 2025964.5152
1949.0646 | 3 | 1 | 0 | 0 | 4924.09 | 4924.09 | 1953988.6506 | 1949064.5606
1850.7908 | 3 | 2 | 0 | 0 | 37207.7 | 37207.7 | 1887998.4709 | 1850790.7709
1758.7931 | 3 | 3 | 0 | 0 | 77538.9 | 77538.9 | 1836332.0149 | 1758793.1149
1773.8535 | 3 | 4 | 0 | 0 | 93458.4 | 93458.4 | 1867311.8832 | 1773853.4832
1695.3787 | 3 | 5 | 0 | 0 | 90197.3 | 90197.3 | 1785576.0395 | 1695378.7395
1532.2301 | 3 | 6 | 5671.535 | 150443.3867 | 85673.5 | 85673.5 | 1768347.0251 | 1532230.1384
200.8264 | 3 | 7 | 57737.12 | 1531537.3833 | 70008.9 | 70008.9 | 1802372.6389 | 200826.3555
-753.1266 | 3 | 8 | 96416.28 | 2557542.4819 | 50317.4 | 50317.4 | 1854733.2493 | -753126.6326
1167.8729 | 3 | 9 | 24811.64 | 658154.6534 | 57814.7 | 57814.7 | 1883842.2123 | 1167872.8589
1039.2733 | 3 | 10 | 29683.57 | 787387.6828 | 76961.3 | 76961.3 | 1903622.3194 | 1039273.3366
409.17 | 3 | 11 | 53597.348 | 1421725.6093 | 70524.9 | 70524.9 | 1901420.5218 | 409170.0125
355.8152 | 3 | 12 | 53785.716 | 1426722.2671 | 73212.2 | 73212.2 | 1855749.7052 | 355815.2381
-925.9551 | 3 | 13 | 101750.24 | 2699031.3393 | 68869.1 | 68869.1 | 1841945.3629 | -925955.0765
-599.349 | 3 | 14 | 88730.912 | 2353680.0725 | 66606.7 | 66606.7 | 1820937.7288 | -599349.0437
-1072.5564 | 3 | 15 | 105885.672 | 2808727.9904 | 57982.9 | 57982.9 | 1794154.5302 | -1072556.3601
277.2003 | 3 | 16 | 54258.716 | 1439269.0859 | 34402.1 | 34402.1 | 1750871.5003 | 277200.3144
735.1455 | 3 | 17 | 35235.284 | 934652.6924 | 45429.1 | 45429.1 | 1715227.287 | 735145.4946
1725.2512 | 3 | 18 | 0 | 0 | 53751 | 53751 | 1779002.2021 | 1725251.2021
1775.3176 | 3 | 19 | 0 | 0 | 58204 | 58204 | 1833521.5723 | 1775317.5723
1740.3208 | 3 | 20 | 0 | 0 | 62161.1 | 62161.1 | 1802481.8603 | 1740320.7603
1761.8111 | 3 | 21 | 0 | 0 | 32928.5 | 32928.5 | 1794739.5768 | 1761811.0768
1764.336 | 3 | 22 | 0 | 0 | 18128.5 | 18128.5 | 1782464.539 | 1764336.039
1712.5517 | 3 | 23 | 0 | 0 | 23646.4 | 23646.4 | 1736198.1047 | 1712551.7047
1662.2116 | 4 | 0 | 0 | 0 | 12870.2 | 12870.2 | 1675081.7623 | 1662211.5623
1587.2348 | 4 | 1 | 0 | 0 | 23148.2 | 23148.2 | 1610382.9876 | 1587234.7876
1546.9532 | 4 | 2 | 0 | 0 | 16501.6 | 16501.6 | 1563454.7532 | 1546953.1532
1511.0828 | 4 | 3 | 0 | 0 | 11345.6 | 11345.6 | 1522428.3681 | 1511082.7681
1538.8902 | 4 | 4 | 0 | 0 | 21882.7 | 21882.7 | 1560772.8735 | 1538890.1735
1464.544 | 4 | 5 | 0 | 0 | 15340.3 | 15340.3 | 1479884.2604 | 1464543.9604
1370.5606 | 4 | 6 | 3634.092 | 96398.0842 | 4221.94 | 4221.94 | 1471180.5985 | 1370560.5743
32.7319 | 4 | 7 | 56154.716 | 1489562.4653 | 0 | 0 | 1522294.3656 | 32731.9003
-978.6984 | 4 | 8 | 97485.44 | 2585903.0671 | 0 | 0 | 1607204.7138 | -978698.3533
66.946 | 4 | 9 | 60903.84 | 1615537.9373 | 0 | 0 | 1682483.8934 | 66945.9561
-1262.6843 | 4 | 10 | 112020.856 | 2971470.1509 | 0 | 0 | 1708785.8596 | -1262684.2913
-1290.13 | 4 | 11 | 114124.368 | 3027268.0027 | 0 | 0 | 1737138.0052 | -1290129.9975
-1343.7584 | 4 | 12 | 114363.112 | 3033600.9365 | 0 | 0 | 1689842.4968 | -1343758.4396
-1339.4624 | 4 | 13 | 113440.84 | 3009136.7089 | 0 | 0 | 1669674.271 | -1339462.4379
-1308.6688 | 4 | 14 | 111588.792 | 2960009.2022 | 3202.24 | 3202.24 | 1654542.6094 | -1308668.8328
-1167.1433 | 4 | 15 | 106107.864 | 2814621.8651 | 8532.74 | 8532.74 | 1656011.3475 | -1167143.2576
-788.9346 | 4 | 16 | 91514.424 | 2427515.6341 | 14783.3 | 14783.3 | 1653364.3751 | -788934.559
361.0714 | 4 | 17 | 47361.1 | 1256302.6207 | 22228 | 22228 | 1639601.9709 | 361071.3502
1739.3382 | 4 | 18 | 101.8628 | 2702.0162 | 16775.6 | 16775.6 | 1758815.8311 | 1739338.2149
1815.9008 | 4 | 19 | 0 | 0 | 17278.7 | 17278.7 | 1833179.4631 | 1815900.7631
1692.902 | 4 | 20 | 0 | 0 | 17423.3 | 17423.3 | 1710325.2789 | 1692901.9789
1694.0946 | 4 | 21 | 0 | 0 | 10172.5 | 10172.5 | 1704267.1118 | 1694094.6118
1682.924 | 4 | 22 | 0 | 0 | 11570.8 | 11570.8 | 1694494.8054 | 1682924.0054
1649.0703 | 4 | 23 | 0 | 0 | 8391.74 | 8391.74 | 1657462.0162 | 1649070.2762
1587.4745 | 4 | 0 | 0 | 0 | 2406.7 | 2406.7 | 1589881.1832 | 1587474.4832
1515.3624 | 4 | 1 | 0 | 0 | 4605.9 | 4605.9 | 1519968.3123 | 1515362.4123
1458.7404 | 4 | 2 | 0 | 0 | 9352.89 | 9352.89 | 1468093.2439 | 1458740.3539
1431.7295 | 4 | 3 | 0 | 0 | 8263.74 | 8263.74 | 1439993.2416 | 1431729.5016
1466.7797 | 4 | 4 | 0 | 0 | 4857.21 | 4857.21 | 1471636.9237 | 1466779.7137
1375.604 | 4 | 5 | 0 | 0 | 0 | 0 | 1375603.9919 | 1375603.9919
1353.3344 | 4 | 6 | 294.4729 | 7811.2004 | 0 | 0 | 1361145.5935 | 1353334.3931
515.1431 | 4 | 7 | 32956.124 | 874195.594 | 2516.69 | 2516.69 | 1391855.4078 | 515143.1237
428.5735 | 4 | 8 | 38360.06 | 1017540.6379 | 9155.98 | 9155.98 | 1455270.1599 | 428573.542
-634.9122 | 4 | 9 | 79723.944 | 2114760.8433 | 4661.62 | 4661.62 | 1484510.3057 | -634912.1577
-718.026 | 4 | 10 | 83655.08 | 2219038.3297 | 1111.13 | 1111.13 | 1502123.4638 | -718025.9959
-958.1091 | 4 | 11 | 93227.36 | 2472953.0498 | 0 | 0 | 1514843.9882 | -958109.0616
425.9264 | 4 | 12 | 43334.724 | 1149498.7939 | 3138.8 | 3138.8 | 1578564.034 | 425926.4401
-450.7168 | 4 | 13 | 75569.8 | 2004567.837 | 5146.46 | 5146.46 | 1558997.502 | -450716.7949
-285.3459 | 4 | 14 | 69003.664 | 1830394.2248 | 14236.2 | 14236.2 | 1559284.4872 | -285345.9375
-787.5124 | 4 | 15 | 87929.824 | 2332430.377 | 18918.4 | 18918.4 | 1563836.4027 | -787512.3743
203.127 | 4 | 16 | 50367.536 | 1336051.4742 | 21487.5 | 21487.5 | 1560666.0001 | 203127.026
536.5118 | 4 | 17 | 38306.804 | 1016127.9669 | 30040.4 | 30040.4 | 1582680.1684 | 536511.8015
1677.3839 | 4 | 18 | 0 | 0 | 43848.2 | 43848.2 | 1721232.1201 | 1677383.9201
1737.5175 | 4 | 19 | 0 | 0 | 28139.7 | 28139.7 | 1765657.1726 | 1737517.4726
1938.6516 | 4 | 20 | 0 | 0 | 16279.2 | 16279.2 | 1954930.7593 | 1938651.5593
1934.4659 | 4 | 21 | 0 | 0 | 25545.9 | 25545.9 | 1960011.8385 | 1934465.9385
1911.4286 | 4 | 22 | 0 | 0 | 28092.6 | 28092.6 | 1939521.1682 | 1911428.5682
1849.1829 | 4 | 23 | 0 | 0 | 16377.4 | 16377.4 | 1865560.2899 | 1849182.8899
1752.9086 | 4 | 0 | 0 | 0 | 24692.5 | 24692.5 | 1777601.1242 | 1752908.6242
1686.8225 | 4 | 1 | 0 | 0 | 21410.2 | 21410.2 | 1708232.7357 | 1686822.5357
1624.6401 | 4 | 2 | 0 | 0 | 27378.2 | 27378.2 | 1652018.2504 | 1624640.0504
1591.1282 | 4 | 3 | 0 | 0 | 34542 | 34542 | 1625670.1592 | 1591128.1592
1579.532 | 4 | 4 | 0 | 0 | 43479.6 | 43479.6 | 1623011.6436 | 1579532.0436
1561.9752 | 4 | 5 | 0 | 0 | 45304.5 | 45304.5 | 1607279.6716 | 1561975.1716
1638.266 | 4 | 6 | 754.7034 | 20019.2949 | 41784.9 | 41784.9 | 1700070.2291 | 1638266.0342
1698.7178 | 4 | 7 | 1831.3346 | 48578.0628 | 37280.2 | 37280.2 | 1784576.0504 | 1698717.7877
225.8014 | 4 | 8 | 62000.968 | 1644640.4028 | 34130.4 | 34130.4 | 1904572.1877 | 225801.3848
1323.586 | 4 | 9 | 23676.086 | 628032.8981 | 41637.5 | 41637.5 | 1993256.3822 | 1323585.9841
1501.1051 | 4 | 10 | 18278.366 | 484852.7401 | 39213.6 | 39213.6 | 2025171.4152 | 1501105.0752
483.5013 | 4 | 11 | 58136.72 | 1542137.1905 | 31523.4 | 31523.4 | 2057161.8549 | 483501.2644
585.9118 | 4 | 12 | 54192.136 | 1437502.9819 | 41900.3 | 41900.3 | 2065315.0627 | 585911.7808
1283.3577 | 4 | 13 | 27215.324 | 721914.8809 | 65884.2 | 65884.2 | 2071156.7745 | 1283357.6937
1911.8546 | 4 | 14 | 3154.7962 | 83684.264 | 71821.2 | 71821.2 | 2067360.0488 | 1911854.5847
725.3898 | 4 | 15 | 47119.412 | 1249891.5942 | 66160 | 66160 | 2041441.3959 | 725389.8017
1269.8741 | 4 | 16 | 25477.676 | 675821.9536 | 60275.8 | 60275.8 | 2005971.8589 | 1269874.1053
1899.3627 | 4 | 17 | 0 | 0 | 44868.6 | 44868.6 | 1944231.2848 | 1899362.6848
1985.7656 | 4 | 18 | 0 | 0 | 22852.8 | 22852.8 | 2008618.4193 | 1985765.6193
2089.1983 | 4 | 19 | 0 | 0 | 9649.24 | 9649.24 | 2098847.5885 | 2089198.3485
2082.4499 | 4 | 20 | 0 | 0 | 2016.11 | 2016.11 | 2084465.9979 | 2082449.8879
2060.2919 | 4 | 21 | 0 | 0 | 6265.87 | 6265.87 | 2066557.7734 | 2060291.9034
1993.476 | 4 | 22 | 0 | 0 | 11814 | 11814 | 2005289.9669 | 1993475.9669
1889.0271 | 4 | 23 | 0 | 0 | 11909.2 | 11909.2 | 1900936.3246 | 1889027.1246
1779.5594 | 4 | 0 | 0 | 0 | 23872 | 23872 | 1803431.445 | 1779559.445
1703.6372 | 4 | 1 | 0 | 0 | 18897.8 | 18897.8 | 1722534.9804 | 1703637.1804
1650.5573 | 4 | 2 | 0 | 0 | 18957.9 | 18957.9 | 1669515.2227 | 1650557.3227
1602.5065 | 4 | 3 | 0 | 0 | 21142.3 | 21142.3 | 1623648.7994 | 1602506.4994
1610.1001 | 4 | 4 | 0 | 0 | 18266.3 | 18266.3 | 1628366.3659 | 1610100.0659
1607.7124 | 4 | 5 | 0 | 0 | 11129.1 | 11129.1 | 1618841.5131 | 1607712.4131
1694.8346 | 4 | 6 | 1015.1496 | 26927.9019 | 5904.68 | 5904.68 | 1727667.1907 | 1694834.6087
444.0523 | 4 | 7 | 49981.148 | 1325802.1291 | 7022.37 | 7022.37 | 1776876.8488 | 444052.3497
743.9057 | 4 | 8 | 42264.672 | 1121114.5475 | 7942.19 | 7942.19 | 1872962.4367 | 743905.6992
-911.7261 | 4 | 9 | 107808.176 | 2859724.416 | 4054.8 | 4054.8 | 1952053.1175 | -911726.0985
611.5579 | 4 | 10 | 52173.54 | 1383957.6157 | 12870.2 | 12870.2 | 2008385.7096 | 611557.8939
-200.0488 | 4 | 11 | 84165.096 | 2232567.0365 | 10625.7 | 10625.7 | 2043143.9471 | -200048.7894
-948.7662 | 4 | 12 | 112372.184 | 2980789.4928 | 4977.11 | 4977.11 | 2037000.3702 | -948766.2327
-940.3995 | 4 | 13 | 111727.28 | 2963682.741 | 4787.34 | 4787.34 | 2028070.604 | -940399.477
-918.525 | 4 | 14 | 110404.736 | 2928600.8807 | 13521.9 | 13521.9 | 2023597.7878 | -918524.9929
-800.4289 | 4 | 15 | 105622.536 | 2801748.0333 | 26856.6 | 26856.6 | 2028175.699 | -800428.9343
-448.1362 | 4 | 16 | 91012.528 | 2414202.3188 | 37988.7 | 37988.7 | 2004054.8625 | -448136.1563
638.4907 | 4 | 17 | 47933.432 | 1271484.3245 | 31226.5 | 31226.5 | 1941201.4829 | 638490.6584
1986.3515 | 4 | 18 | 318.0099 | 8435.5447 | 25452.2 | 25452.2 | 2020239.2638 | 1986351.5191
2069.9455 | 4 | 19 | 0 | 0 | 19235 | 19235 | 2089180.5234 | 2069945.5234
2055.6736 | 4 | 20 | 0 | 0 | 13676.6 | 13676.6 | 2069350.1612 | 2055673.5612
2003.6159 | 4 | 21 | 0 | 0 | 18559 | 18559 | 2022174.8546 | 2003615.8546
1944.845 | 4 | 22 | 0 | 0 | 20924.7 | 20924.7 | 1965769.6839 | 1944844.9839
1830.9183 | 4 | 23 | 0 | 0 | 24208.3 | 24208.3 | 1855126.6151 | 1830918.3151
1717.8735 | 4 | 0 | 0 | 0 | 37864.5 | 37864.5 | 1755737.9883 | 1717873.4883
1635.2831 | 4 | 1 | 0 | 0 | 43232.1 | 43232.1 | 1678515.2036 | 1635283.1036
1591.7964 | 4 | 2 | 0 | 0 | 38029.9 | 38029.9 | 1629826.2739 | 1591796.3739
1548.7251 | 4 | 3 | 0 | 0 | 58453.9 | 58453.9 | 1607179.0351 | 1548725.1351
1572.0101 | 4 | 4 | 0 | 0 | 51083.3 | 51083.3 | 1623093.3814 | 1572010.0814
1560.5359 | 4 | 5 | 0 | 0 | 49078.3 | 49078.3 | 1609614.2146 | 1560535.9146
1576.7185 | 4 | 6 | 3179.5075 | 84339.7557 | 42409.2 | 42409.2 | 1703467.5047 | 1576718.549
316.9199 | 4 | 7 | 53889.244 | 1429468.4554 | 22269.7 | 22269.7 | 1768658.1032 | 316919.9478
-669.0943 | 4 | 8 | 95977.192 | 2545895.2143 | 9420.15 | 9420.15 | 1886221.0458 | -669094.3185
-875.3046 | 4 | 9 | 107964.264 | 2863864.8131 | 2917.52 | 2917.52 | 1991477.7817 | -875304.5514
-939.3365 | 4 | 10 | 112356.552 | 2980374.8377 | 1831.92 | 1831.92 | 2042870.2936 | -939336.4642
-921.7283 | 4 | 11 | 113194.48 | 3002601.7527 | 4990.77 | 4990.77 | 2085864.2547 | -921728.268
-897.7984 | 4 | 12 | 112958.408 | 2996339.6964 | 4930.52 | 4930.52 | 2103471.8365 | -897798.38
-861.2596 | 4 | 13 | 111726.152 | 2963652.8196 | 19258.2 | 19258.2 | 2121651.4322 | -861259.5874
-870.9464 | 4 | 14 | 109550.928 | 2905952.7322 | 63169.8 | 63169.8 | 2098176.0977 | -870946.4344
-790.2692 | 4 | 15 | 105207.992 | 2790751.8209 | 85981.5 | 85981.5 | 2086464.1064 | -790269.2145
-415.4446 | 4 | 16 | 90023.536 | 2387968.2735 | 91447.8 | 91447.8 | 2063971.4986 | -415444.5749
681.2875 | 4 | 17 | 46453.728 | 1232233.6311 | 87885.2 | 87885.2 | 2001406.3197 | 681287.4886
1980.6442 | 4 | 18 | 196.9409 | 5224.0636 | 81734.1 | 81734.1 | 2067602.343 | 1980644.1794
2096.1292 | 4 | 19 | 0 | 0 | 69992.7 | 69992.7 | 2166121.9312 | 2096129.2312
2065.2907 | 4 | 20 | 0 | 0 | 58236.5 | 58236.5 | 2123527.2247 | 2065290.7247
2047.8539 | 4 | 21 | 0 | 0 | 55607.7 | 55607.7 | 2103461.6497 | 2047853.9497
1971.8085 | 4 | 22 | 0 | 0 | 78960.2 | 78960.2 | 2050768.7317 | 1971808.5317
1873.2052 | 4 | 23 | 0 | 0 | 81839.8 | 81839.8 | 1955044.9943 | 1873205.1943
1725.2155 | 4 | 0 | 0 | 0 | 67999.6 | 67999.6 | 1793215.0516 | 1725215.4516
1646.2033 | 4 | 1 | 0 | 0 | 68496.7 | 68496.7 | 1714699.9963 | 1646203.2963
1588.2068 | 4 | 2 | 0 | 0 | 73171.6 | 73171.6 | 1661378.405 | 1588206.805
1546.4478 | 4 | 3 | 0 | 0 | 76907.3 | 76907.3 | 1623355.0752 | 1546447.7752
1543.5441 | 4 | 4 | 0 | 0 | 74951.6 | 74951.6 | 1618495.7284 | 1543544.1284
1507.0245 | 4 | 5 | 0 | 0 | 86669 | 86669 | 1593693.5435 | 1507024.5435
1379.3297 | 4 | 6 | 8272.744 | 219443.171 | 88165.9 | 88165.9 | 1686938.7659 | 1379329.6949
127.8054 | 4 | 7 | 57895.764 | 1535745.5811 | 85217.8 | 85217.8 | 1748768.7828 | 127805.4018
-757.4637 | 4 | 8 | 95396.288 | 2530486.1293 | 81698.2 | 81698.2 | 1854720.6079 | -757463.7213
-937.1392 | 4 | 9 | 106678.624 | 2829761.87 | 43385 | 43385 | 1936007.6489 | -937139.2211
-987.6642 | 4 | 10 | 110580.52 | 2933263.7348 | 37267.7 | 37267.7 | 1982867.1864 | -987664.2485
-149.4419 | 4 | 11 | 80175.656 | 2126742.9757 | 40649.6 | 40649.6 | 2017950.6336 | -149441.9421
80.1911 | 4 | 12 | 71860.584 | 1906177.0103 | 66209.3 | 66209.3 | 2052577.3953 | 80191.085
-1034.5975 | 4 | 13 | 112280.288 | 2978351.8555 | 90192.4 | 90192.4 | 2033946.7448 | -1034597.5107
482.1351 | 4 | 14 | 55032.996 | 1459807.6712 | 98485.5 | 98485.5 | 2040428.2929 | 482135.1216
1612.4711 | 4 | 15 | 11835.055 | 313937.1892 | 98535 | 98535 | 2024943.3066 | 1612471.1174
1603.2823 | 4 | 16 | 11453.873 | 303825.9387 | 98457.7 | 98457.7 | 2005565.9083 | 1603282.2696
494.9834 | 4 | 17 | 51020.376 | 1353368.7367 | 95858.6 | 95858.6 | 1944210.7693 | 494983.4326
1860.2863 | 4 | 18 | 2157.082 | 57218.852 | 93194.4 | 93194.4 | 2010699.5363 | 1860286.2843
2020.3551 | 4 | 19 | 0 | 0 | 90419.5 | 90419.5 | 2110774.6212 | 2020355.1212
2004.7017 | 4 | 20 | 0 | 0 | 86391.6 | 86391.6 | 2091093.3416 | 2004701.7416
1984.4963 | 4 | 21 | 0 | 0 | 92723.6 | 92723.6 | 2077219.8914 | 1984496.2914
1924.3633 | 4 | 22 | 0 | 0 | 94245.1 | 94245.1 | 2018608.4322 | 1924363.3322
1810.0974 | 4 | 23 | 0 | 0 | 97673.1 | 97673.1 | 1907770.5217 | 1810097.4217
1713.3331 | 4 | 0 | 0 | 0 | 89993.2 | 89993.2 | 1803326.338 | 1713333.138
1647.8693 | 4 | 1 | 0 | 0 | 84305 | 84305 | 1732174.3025 | 1647869.3025
1591.7043 | 4 | 2 | 0 | 0 | 89440.8 | 89440.8 | 1681145.1137 | 1591704.3137
1547.073 | 4 | 3 | 0 | 0 | 96372.6 | 96372.6 | 1643445.5724 | 1547072.9724
1509.5957 | 4 | 4 | 0 | 0 | 94050.1 | 94050.1 | 1603645.7971 | 1509595.6971
1488.4544 | 4 | 5 | 0 | 0 | 92242.1 | 92242.1 | 1580696.5067 | 1488454.4067
1361.7667 | 4 | 6 | 8909.039 | 236321.5602 | 71888.8 | 71888.8 | 1669977.099 | 1361766.7389
1506.9403 | 4 | 7 | 6027.9145 | 159896.725 | 65309.2 | 65309.2 | 1732146.229 | 1506940.3039
-791.0543 | 4 | 8 | 97436.448 | 2584603.5031 | 57613.9 | 57613.9 | 1851163.0666 | -791054.3365
-997.8234 | 4 | 9 | 108181.568 | 2869629.0286 | 55490.1 | 55490.1 | 1927295.7298 | -997823.3988
-1040.0019 | 4 | 10 | 110988.912 | 2944096.759 | 78966.7 | 78966.7 | 1983061.528 | -1040001.931
-1056.8146 | 4 | 11 | 112720.408 | 2990026.498 | 85831.1 | 85831.1 | 2019043.015 | -1056814.583
-1172.3486 | 4 | 12 | 113037.376 | 2998434.4051 | 86373.9 | 86373.9 | 1912459.6615 | -1172348.6435
-1135.4877 | 4 | 13 | 111117.576 | 2947509.7059 | 88532.8 | 88532.8 | 1900554.8245 | -1135487.6813
-1085.6685 | 4 | 14 | 108990.424 | 2891084.7784 | 95931.2 | 95931.2 | 1901347.4843 | -1085668.4941
-986.7451 | 4 | 15 | 105457.112 | 2797359.989 | 92430.6 | 92430.6 | 1903045.4755 | -986745.1135
-692.7755 | 4 | 16 | 93008.288 | 2467141.9363 | 91179 | 91179 | 1865545.3958 | -692775.5404
368.5392 | 4 | 17 | 50662.412 | 1343873.3679 | 90344.9 | 90344.9 | 1802757.4949 | 368539.227
1726.7635 | 4 | 18 | 2429.4655 | 64444.1087 | 77315.3 | 77315.3 | 1868522.9387 | 1726763.5301
1864.1894 | 4 | 19 | 0 | 0 | 62087.3 | 62087.3 | 1926276.7345 | 1864189.4345
1853.1789 | 4 | 20 | 0 | 0 | 46578.6 | 46578.6 | 1899757.4743 | 1853178.8743
1808.1447 | 4 | 21 | 0 | 0 | 78388.4 | 78388.4 | 1886533.1217 | 1808144.7217
1769.9994 | 4 | 22 | 0 | 0 | 93247 | 93247 | 1863246.428 | 1769999.428
1714.1813 | 4 | 23 | 0 | 0 | 99351.8 | 99351.8 | 1813533.1098 | 1714181.3098
1635.4542 | 4 | 0 | 0 | 0 | 99106.7 | 99106.7 | 1734560.9359 | 1635454.2359
1566.2228 | 4 | 1 | 0 | 0 | 100090 | 100090 | 1666312.7722 | 1566222.7722
1514.6958 | 4 | 2 | 0 | 0 | 99875.1 | 99875.1 | 1614570.8741 | 1514695.7741
1475.8701 | 4 | 3 | 0 | 0 | 98479.9 | 98479.9 | 1574349.961 | 1475870.061
1423.052 | 4 | 4 | 0 | 0 | 94297 | 94297 | 1517348.9721 | 1423051.9721
1354.1872 | 4 | 5 | 0 | 0 | 92083.5 | 92083.5 | 1446270.6528 | 1354187.1528
1089.2874 | 4 | 6 | 10687.666 | 283501.4982 | 80096.2 | 80096.2 | 1452885.1456 | 1089287.4475
-264.985 | 4 | 7 | 63856.388 | 1693857.3553 | 77968.8 | 77968.8 | 1506841.1562 | -264984.9992
-1142.3061 | 4 | 8 | 99983.216 | 2652159.183 | 75726.6 | 75726.6 | 1585579.7246 | -1142306.0584
-1311.8413 | 4 | 9 | 109632.88 | 2908126.5945 | 55861.9 | 55861.9 | 1652147.1664 | -1311841.3282
-1371.7161 | 4 | 10 | 112180.888 | 2975715.1667 | 81647.4 | 81647.4 | 1685646.4936 | -1371716.0731
-1346.1831 | 4 | 11 | 111788.08 | 2965295.5245 | 93100.4 | 93100.4 | 1712212.8464 | -1346183.078
520.6751 | 4 | 12 | 41349.54 | 1096839.7158 | 98205.6 | 98205.6 | 1715720.4458 | 520675.13
-1342.667 | 4 | 13 | 111292.744 | 2952156.2199 | 99894.8 | 99894.8 | 1709384.0346 | -1342666.9854
-1281.4839 | 4 | 14 | 108056.008 | 2866298.4185 | 100134 | 100134 | 1684948.4853 | -1281483.9332
-1204.2104 | 4 | 15 | 104519.944 | 2772500.6294 | 100134 | 100134 | 1668424.1991 | -1204210.4303
1434.589 | 4 | 16 | 4968.6685 | 131799.1191 | 100134 | 100134 | 1666522.1567 | 1434589.0377
325.4259 | 4 | 17 | 46234.84 | 1226427.3984 | 100134 | 100134 | 1651987.2512 | 325425.8528
1640.6928 | 4 | 18 | 951.3461 | 25235.4491 | 100134 | 100134 | 1766062.2989 | 1640692.8498
1733.3973 | 4 | 19 | 0 | 0 | 100134 | 100134 | 1833531.3247 | 1733397.3247
1711.1846 | 4 | 20 | 0 | 0 | 100134 | 100134 | 1811318.5629 | 1711184.5629
1699.7801 | 4 | 21 | 0 | 0 | 100134 | 100134 | 1799914.1002 | 1699780.1002
1680.251 | 4 | 22 | 0 | 0 | 94016.7 | 94016.7 | 1774267.7479 | 1680251.0479
1651.7869 | 4 | 23 | 0 | 0 | 85213.6 | 85213.6 | 1737000.4654 | 1651786.8654
1642.03 | 4 | 0 | 0 | 0 | 31410.4 | 31410.4 | 1673440.4413 | 1642030.0413
1575.0617 | 4 | 1 | 0 | 0 | 30486.1 | 30486.1 | 1605547.7889 | 1575061.6889
1525.923 | 4 | 2 | 0 | 0 | 25453.6 | 25453.6 | 1551376.6255 | 1525923.0255
1483.7077 | 4 | 3 | 0 | 0 | 39524.3 | 39524.3 | 1523231.954 | 1483707.654
1434.1176 | 4 | 4 | 0 | 0 | 51134.4 | 51134.4 | 1485252.0219 | 1434117.6219
1343.5144 | 4 | 5 | 0 | 0 | 55126.2 | 55126.2 | 1398640.6123 | 1343514.4123
1008.3133 | 4 | 6 | 10879.004 | 288576.9384 | 83724.8 | 83724.8 | 1380615.0468 | 1008313.3084
-350.2021 | 4 | 7 | 63582.928 | 1686603.5433 | 84560.4 | 84560.4 | 1420961.8696 | -350202.0737
-1223.772 | 4 | 8 | 98984.976 | 2625679.8249 | 85362.3 | 85362.3 | 1487270.1578 | -1223771.9671
-1406.6871 | 4 | 9 | 107894.432 | 2862012.4464 | 82138.3 | 82138.3 | 1537463.6293 | -1406687.1171
-1463.4051 | 4 | 10 | 110618.76 | 2934278.0907 | 88244.2 | 88244.2 | 1559117.1985 | -1463405.0923
-1423.6218 | 4 | 11 | 109568.504 | 2906418.9539 | 80478.1 | 80478.1 | 1563275.3007 | -1423621.7532
-1411.4989 | 4 | 12 | 109610.496 | 2907532.8355 | 79917.7 | 79917.7 | 1575951.6044 | -1411498.9311
-1377.0801 | 4 | 13 | 108646.28 | 2881955.9995 | 61201.9 | 61201.9 | 1566077.8043 | -1377080.0952
-1319.7632 | 4 | 14 | 106407.176 | 2822561.4284 | 54320.5 | 54320.5 | 1557118.7766 | -1319763.1518
-1216.5836 | 4 | 15 | 102868.376 | 2728691.064 | 50259.5 | 50259.5 | 1562366.9254 | -1216583.6386
-886.2726 | 4 | 16 | 89885.216 | 2384299.1911 | 55961 | 55961 | 1553987.5648 | -886272.6263
279.6741 | 4 | 17 | 46583.012 | 1235663.0242 | 58521.5 | 58521.5 | 1573858.5764 | 279674.0522
1642.4555 | 4 | 18 | 983.8086 | 26096.5492 | 51205 | 51205 | 1719757.0831 | 1642455.534
1787.0472 | 4 | 19 | 0 | 0 | 36583 | 36583 | 1823630.2233 | 1787047.2233
1931.174 | 4 | 20 | 0 | 0 | 25199.3 | 25199.3 | 1956373.3094 | 1931174.0094
1941.2498 | 4 | 21 | 0 | 0 | 11370.9 | 11370.9 | 1952620.6561 | 1941249.7561
1918.3619 | 4 | 22 | 0 | 0 | 5542.74 | 5542.74 | 1923904.6682 | 1918361.9282
1853.039 | 4 | 23 | 0 | 0 | 4344.83 | 4344.83 | 1857383.8619 | 1853039.0319
1755.5676 | 4 | 0 | 0 | 0 | 14177.3 | 14177.3 | 1769744.9341 | 1755567.6341
1678.7449 | 4 | 1 | 0 | 0 | 20338.6 | 20338.6 | 1699083.506 | 1678744.906
1631.6182 | 4 | 2 | 0 | 0 | 13525.4 | 13525.4 | 1645143.6291 | 1631618.2291
1590.2954 | 4 | 3 | 0 | 0 | 23170 | 23170 | 1613465.3985 | 1590295.3985
1583.931 | 4 | 4 | 0 | 0 | 54652 | 54652 | 1638582.9521 | 1583930.9521
1547.8453 | 4 | 5 | 0 | 0 | 81906.4 | 81906.4 | 1629751.7108 | 1547845.3108
1380.7224 | 4 | 6 | 9831.905 | 260801.5443 | 89597.1 | 89597.1 | 1731121.0315 | 1380722.3873
73.8618 | 4 | 7 | 61347.452 | 1627305.2087 | 81350.4 | 81350.4 | 1782517.4365 | 73861.8278
-756.1983 | 4 | 8 | 97984.64 | 2599144.8682 | 70442.9 | 70442.9 | 1913389.492 | -756198.2762
-949.3276 | 4 | 9 | 108156.6 | 2868966.7263 | 79430 | 79430 | 1999069.1723 | -949327.5541
-939.492 | 4 | 10 | 110434.936 | 2929401.9672 | 66704.3 | 66704.3 | 2056614.3042 | -939491.963
-615.2957 | 4 | 11 | 99690.36 | 2644390.8719 | 54177.1 | 54177.1 | 2083272.25 | -615295.7219
-912.395 | 4 | 12 | 111694.168 | 2962804.4106 | 65213.5 | 65213.5 | 2115622.9413 | -912394.9694
-862.0053 | 4 | 13 | 110193.176 | 2922989.0308 | 63039.3 | 63039.3 | 2124023.0672 | -862005.2636
-826.6618 | 4 | 14 | 108426.008 | 2876113.0548 | 68252.4 | 68252.4 | 2117703.6327 | -826661.8221
219.806 | 4 | 15 | 68261.592 | 1810709.9903 | 72261.5 | 72261.5 | 2102777.4484 | 219805.9581
428.4808 | 4 | 16 | 59308.048 | 1573207.8885 | 65885.2 | 65885.2 | 2067573.8807 | 428480.7922
1046.7208 | 4 | 17 | 33555.604 | 890097.4269 | 62048.2 | 62048.2 | 1998866.4612 | 1046720.8343
1890.3788 | 4 | 18 | 4686.981 | 124327.0641 | 57843 | 57843 | 2072548.9109 | 1890378.8469
2117.2222 | 4 | 19 | 0 | 0 | 49104.7 | 49104.7 | 2166326.9429 | 2117222.2429
2118.5747 | 4 | 20 | 0 | 0 | 41293.8 | 41293.8 | 2159868.5299 | 2118574.7299
2108.337 | 4 | 21 | 0 | 0 | 30276.7 | 30276.7 | 2138613.6587 | 2108336.9587
2040.4799 | 4 | 22 | 0 | 0 | 51971 | 51971 | 2092450.8955 | 2040479.8955
1957.3275 | 4 | 23 | 0 | 0 | 22379.6 | 22379.6 | 1979707.1295 | 1957327.5295
1859.6504 | 4 | 0 | 0 | 0 | 22118.6 | 22118.6 | 1881769.0039 | 1859650.4039
1782.8578 | 4 | 1 | 0 | 0 | 13913.4 | 13913.4 | 1796771.1571 | 1782857.7571
1728.963 | 4 | 2 | 0 | 0 | 13117.9 | 13117.9 | 1742080.8821 | 1728962.9821
1680.0122 | 4 | 3 | 0 | 0 | 16338 | 16338 | 1696350.1786 | 1680012.1786
1655.4313 | 4 | 4 | 0 | 0 | 26266.5 | 26266.5 | 1681697.8011 | 1655431.3011
1613.1089 | 4 | 5 | 0 | 0 | 57346.7 | 57346.7 | 1670455.5915 | 1613108.8915
1402.4417 | 4 | 6 | 11294.073 | 299587.0769 | 70492.7 | 70492.7 | 1772521.4762 | 1402441.6993
16.1079 | 4 | 7 | 64496.108 | 1710826.5962 | 74304.9 | 74304.9 | 1801239.4223 | 16107.9262
-810.9865 | 4 | 8 | 100104.704 | 2655381.7791 | 76897 | 76897 | 1921292.3286 | -810986.4505
-926.4525 | 4 | 9 | 108930.52 | 2889495.7623 | 48746.6 | 48746.6 | 2011789.8272 | -926452.5351
-937.8035 | 4 | 10 | 111593.448 | 2960132.7075 | 57943.8 | 57943.8 | 2080273.036 | -937803.4715
-907.2426 | 4 | 11 | 112103.864 | 2973672.0247 | 49497.2 | 49497.2 | 2115926.649 | -907242.5758
-926.3204 | 4 | 12 | 112450.664 | 2982871.2568 | 62114.3 | 62114.3 | 2118665.2046 | -926320.3521
-887.6515 | 4 | 13 | 111934.792 | 2969187.2134 | 49989.8 | 49989.8 | 2131525.5314 | -887651.482
-857.2999 | 4 | 14 | 110803.16 | 2939169.4932 | 40859.1 | 40859.1 | 2122728.7047 | -857299.8886
-760.3394 | 4 | 15 | 106590.44 | 2827422.6973 | 34022.5 | 34022.5 | 2101105.7652 | -760339.4321
-494.4647 | 4 | 16 | 95441.808 | 2531693.5948 | 40772.9 | 40772.9 | 2078001.8159 | -494464.6789
601.1572 | 4 | 17 | 51837.792 | 1375051.5495 | 36028.3 | 36028.3 | 2012237.0604 | 601157.211
1929.6945 | 4 | 18 | 4558.116 | 120908.7854 | 51217.5 | 51217.5 | 2101820.8126 | 1929694.5272
2128.0904 | 4 | 19 | 0 | 0 | 36400.1 | 36400.1 | 2164490.4977 | 2128090.3977
2106.0857 | 4 | 20 | 0 | 0 | 25418.1 | 25418.1 | 2131503.7527 | 2106085.6527
2078.3879 | 4 | 21 | 0 | 0 | 22717.2 | 22717.2 | 2101105.0571 | 2078387.8571
2039.4473 | 4 | 22 | 0 | 0 | 14017.7 | 14017.7 | 2053464.9503 | 2039447.2503
1943.7776 | 4 | 23 | 0 | 0 | 9162.18 | 9162.18 | 1952939.762 | 1943777.582
1838.6363 | 4 | 0 | 0 | 0 | 14285 | 14285 | 1852921.2638 | 1838636.2638
1764.2854 | 4 | 1 | 0 | 0 | 13286.3 | 13286.3 | 1777571.654 | 1764285.354
1707.4825 | 4 | 2 | 0 | 0 | 12163.3 | 12163.3 | 1719645.8185 | 1707482.5185
1678.6925 | 4 | 3 | 0 | 0 | 6380.25 | 6380.25 | 1685072.7198 | 1678692.4698
1673.7532 | 4 | 4 | 0 | 0 | 2522.12 | 2522.12 | 1676275.3303 | 1673753.2103
1640.301 | 4 | 5 | 0 | 0 | 7692.31 | 7692.31 | 1647993.2745 | 1640300.9645
1409.1038 | 4 | 6 | 11262.911 | 298760.4723 | 8055.76 | 8055.76 | 1715920.045 | 1409103.8127
38.4446 | 4 | 7 | 63900.72 | 1695033.3079 | 18589 | 18589 | 1752066.9273 | 38444.6194
-779.4752 | 4 | 8 | 99245.872 | 2632600.3637 | 34869.6 | 34869.6 | 1887994.7622 | -779475.2014
-905.3887 | 4 | 9 | 107741.176 | 2857947.171 | 35008.9 | 35008.9 | 1987567.3874 | -905388.6837
-946.0328 | 4 | 10 | 111019.128 | 2944898.2699 | 36489.7 | 36489.7 | 2035355.1821 | -946032.7878
-912.2308 | 4 | 11 | 111424.76 | 2955658.0822 | 36155.8 | 36155.8 | 2079583.0619 | -912230.8202
-872.5215 | 4 | 12 | 110220.048 | 2923701.8387 | 37352.1 | 37352.1 | 2088532.4271 | -872521.5116
-853.5277 | 4 | 13 | 109551.168 | 2905959.0984 | 40054.9 | 40054.9 | 2092486.2923 | -853527.7061
-854.9802 | 4 | 14 | 108759.36 | 2884955.5646 | 56787.8 | 56787.8 | 2086763.1967 | -854980.1679
-781.4088 | 4 | 15 | 105735.832 | 2804753.3279 | 53690.8 | 53690.8 | 2077035.3237 | -781408.8042
-449.4284 | 4 | 16 | 92372.512 | 2450277.3142 | 49932.1 | 49932.1 | 2050781.0121 | -449428.4021
630.25 | 4 | 17 | 50082.064 | 1328479.0313 | 34523.9 | 34523.9 | 1993252.9566 | 630250.0252
1968.7609 | 4 | 18 | 2710.191 | 71890.6456 | 37570.7 | 37570.7 | 2078222.2951 | 1968760.9495
2119.3829 | 4 | 19 | 0 | 0 | 49252.7 | 49252.7 | 2168635.5511 | 2119382.8511
2000.8687 | 4 | 20 | 0 | 0 | 61884.5 | 61884.5 | 2062753.223 | 2000868.723
2052.4885 | 4 | 21 | 0 | 0 | 27416.6 | 27416.6 | 2079905.1271 | 2052488.5271
2026.2403 | 4 | 22 | 0 | 0 | 32259.8 | 32259.8 | 2058500.0986 | 2026240.2986
1950.3434 | 4 | 23 | 0 | 0 | 16901.6 | 16901.6 | 1967245.0277 | 1950343.4277
1777.5557 | 4 | 0 | 0 | 0 | 29238.1 | 29238.1 | 1806793.7552 | 1777555.6552
1699.401 | 4 | 1 | 0 | 0 | 33758.5 | 33758.5 | 1733159.4616 | 1699400.9616
1630.3235 | 4 | 2 | 0 | 0 | 48005.8 | 48005.8 | 1678329.3154 | 1630323.5154
1592.8705 | 4 | 3 | 0 | 0 | 48173.3 | 48173.3 | 1641043.8388 | 1592870.5388
1618.312 | 4 | 4 | 0 | 0 | 62333.9 | 62333.9 | 1680645.8978 | 1618311.9978
1573.5824 | 4 | 5 | 0 | 0 | 75273.4 | 75273.4 | 1648855.792 | 1573582.392
1348.7864 | 4 | 6 | 10427.743 | 276606.7692 | 82195.6 | 82195.6 | 1707588.7897 | 1348786.4205
4.7095 | 4 | 7 | 62414.92 | 1655620.9118 | 77250.2 | 77250.2 | 1737580.6117 | 4709.4999
-809.8774 | 4 | 8 | 97925.128 | 2597566.2503 | 71033.8 | 71033.8 | 1858722.668 | -809877.3822
-946.7034 | 4 | 9 | 106760.512 | 2831934.0347 | 46942.1 | 46942.1 | 1932172.7686 | -946703.3661
-1004.7301 | 4 | 10 | 110178.48 | 2922599.2041 | 62929.1 | 62929.1 | 1980798.226 | -1004730.0781
-1013.2872 | 4 | 11 | 111024.52 | 2945041.2983 | 68258.7 | 68258.7 | 2000012.8103 | -1013287.188
-978.492 | 4 | 12 | 110689.872 | 2936164.4108 | 77271.8 | 77271.8 | 2034944.1641 | -978492.0467
-956.8872 | 4 | 13 | 109930.312 | 2916016.2888 | 70382.3 | 70382.3 | 2029511.3423 | -956887.2465
-900.3154 | 4 | 14 | 108660.2 | 2882325.2421 | 43639.8 | 43639.8 | 2025649.6068 | -900315.4353
-821.0267 | 4 | 15 | 105122.016 | 2788471.2177 | 44618.6 | 44618.6 | 2012063.1584 | -821026.6593
-508.8523 | 4 | 16 | 92273.92 | 2447662.0584 | 43047.9 | 43047.9 | 1981857.7014 | -508852.2571
568.4109 | 4 | 17 | 49777.256 | 1320393.6809 | 45881.6 | 45881.6 | 1934686.184 | 568410.903
1876.8556 | 4 | 18 | 2874.4575 | 76247.986 | 56941.1 | 56941.1 | 2010044.6486 | 1876855.5626
2020.6829 | 4 | 19 | 0 | 0 | 61832.7 | 61832.7 | 2082515.6345 | 2020682.9345
1994.5265 | 4 | 20 | 0 | 0 | 68026.3 | 68026.3 | 2062552.7747 | 1994526.4747
1995.7869 | 4 | 21 | 0 | 0 | 53042.4 | 53042.4 | 2048829.3291 | 1995786.9291
1980.3859 | 4 | 22 | 0 | 0 | 15423 | 15423 | 1995808.895 | 1980385.895
1874.0999 | 4 | 23 | 0 | 0 | 8215.63 | 8215.63 | 1882315.4916 | 1874099.8616
1784.7348 | 4 | 0 | 0 | 0 | 2866.14 | 2866.14 | 1787600.9382 | 1784734.7982
1724.9133 | 4 | 1 | 0 | 0 | 2903.56 | 2903.56 | 1727816.8737 | 1724913.3137
1674.835 | 4 | 2 | 0 | 0 | 4087.66 | 4087.66 | 1678922.6431 | 1674834.9831
1635.1293 | 4 | 3 | 0 | 0 | 7602.73 | 7602.73 | 1642732.0614 | 1635129.3314
1625.7435 | 4 | 4 | 0 | 0 | 12826 | 12826 | 1638569.4702 | 1625743.4702
1606.7515 | 4 | 5 | 0 | 0 | 19257.9 | 19257.9 | 1626009.3719 | 1606751.4719
1686.3776 | 4 | 6 | 300.4591 | 7969.9903 | 19985.7 | 19985.7 | 1714333.3193 | 1686377.629
1639.5564 | 4 | 7 | 4307.5645 | 114262.6453 | 17272.4 | 17272.4 | 1771091.4739 | 1639556.4286
1585.326 | 4 | 8 | 10769.278 | 285666.3417 | 14708.4 | 14708.4 | 1885700.7037 | 1585325.9621
1522.0183 | 4 | 9 | 16386.632 | 434672.5208 | 6900.04 | 6900.04 | 1963590.8961 | 1522018.3353
546.743 | 4 | 10 | 55152.284 | 1462971.91 | 6439.12 | 6439.12 | 2016154.0284 | 546742.9984
1127.0347 | 4 | 11 | 34421.172 | 913057.5217 | 4076.99 | 4076.99 | 2044169.2432 | 1127034.7315
1743.174 | 4 | 12 | 11933.164 | 316539.6329 | 6182.79 | 6182.79 | 2065896.457 | 1743174.0341
768.2882 | 4 | 13 | 48785.352 | 1294082.3918 | 7301.8 | 7301.8 | 2069672.4007 | 768288.2089
423.6054 | 4 | 14 | 61571.324 | 1633243.6472 | 12291.2 | 12291.2 | 2069140.2455 | 423605.3983
857.0602 | 4 | 15 | 43852.252 | 1163226.7644 | 21368.1 | 21368.1 | 2041655.1094 | 857060.2451
-252.4754 | 4 | 16 | 84061.336 | 2229814.6942 | 20435.2 | 20435.2 | 1997774.5252 | -252475.369
841.9487 | 4 | 17 | 41022.5 | 1088164.6384 | 15698.6 | 15698.6 | 1945811.8948 | 841948.6563
1981.0997 | 4 | 18 | 356.9254 | 9467.8182 | 25847.6 | 25847.6 | 2016415.1307 | 1981099.7125
2031.8199 | 4 | 19 | 0 | 0 | 51601.8 | 51601.8 | 2083421.7108 | 2031819.9108
1973.9228 | 4 | 20 | 0 | 0 | 79924.4 | 79924.4 | 2053847.2427 | 1973922.8427
1963.1903 | 4 | 21 | 0 | 0 | 68646.2 | 68646.2 | 2031836.4996 | 1963190.2996
1919.0469 | 4 | 22 | 0 | 0 | 77096.7 | 77096.7 | 1996143.6283 | 1919046.9283
1875.9417 | 4 | 23 | 0 | 0 | 55743.7 | 55743.7 | 1931685.3715 | 1875941.6715
1796.2936 | 4 | 0 | 0 | 0 | 58220.7 | 58220.7 | 1854514.2893 | 1796293.5893
1714.788 | 4 | 1 | 0 | 0 | 67776.6 | 67776.6 | 1782564.557 | 1714787.957
1664.379 | 4 | 2 | 0 | 0 | 68143.2 | 68143.2 | 1732522.184 | 1664378.984
1641.2124 | 4 | 3 | 0 | 0 | 46998.5 | 46998.5 | 1688210.9231 | 1641212.4231
1591.2936 | 4 | 4 | 0 | 0 | 55098.9 | 55098.9 | 1646392.4887 | 1591293.5887
1499.509 | 4 | 5 | 0 | 0 | 72734.2 | 72734.2 | 1572243.1785 | 1499508.9785
1468.4005 | 4 | 6 | 1778.6843 | 47181.4566 | 76019.4 | 76019.4 | 1591601.405 | 1468400.5484
1157.3251 | 4 | 7 | 16041.263 | 425511.2475 | 69222.5 | 69222.5 | 1652058.8373 | 1157325.0898
-756.6049 | 4 | 8 | 91249.528 | 2420488.9912 | 62387.3 | 62387.3 | 1726271.3898 | -756604.9014
-895.2807 | 4 | 9 | 100112.736 | 2655594.8362 | 31261.9 | 31261.9 | 1791576.0416 | -895280.6946
-957.0267 | 4 | 10 | 103585.312 | 2747708.5399 | 29675.7 | 29675.7 | 1820357.5073 | -957026.7326
-962.8446 | 4 | 11 | 105135.528 | 2788829.6376 | 18979.2 | 18979.2 | 1844964.198 | -962844.6397
-945.7774 | 4 | 12 | 105210.832 | 2790827.1549 | 13829.8 | 13829.8 | 1858879.5129 | -945777.442
-961.8919 | 4 | 13 | 104794.64 | 2779787.2276 | 12309.1 | 12309.1 | 1830204.3834 | -961891.9442
-931.8213 | 4 | 14 | 102452.968 | 2717671.9332 | 13178.8 | 13178.8 | 1799029.3959 | -931821.3372
-827.1111 | 4 | 15 | 97945.632 | 2598110.1403 | 22382.6 | 22382.6 | 1793381.6121 | -827111.1281
-481.7625 | 4 | 16 | 84447.312 | 2240053.1105 | 23279.9 | 23279.9 | 1781570.5057 | -481762.5049
656.4208 | 4 | 17 | 41072.664 | 1089495.2909 | 16633.8 | 16633.8 | 1762549.8457 | 656420.7548
1842.2879 | 4 | 18 | 1037.0974 | 27510.0922 | 11922.6 | 11922.6 | 1881720.5927 | 1842287.9005
1934.2936 | 4 | 19 | 0 | 0 | 11447.5 | 11447.5 | 1945741.089 | 1934293.589
1927.2872 | 4 | 20 | 0 | 0 | 11007.2 | 11007.2 | 1938294.3625 | 1927287.1625
1899.0756 | 4 | 21 | 0 | 0 | 4415.87 | 4415.87 | 1903491.514 | 1899075.644
1873.1047 | 4 | 22 | 0 | 0 | 912.062 | 912.062 | 1874016.799 | 1873104.737
1833.5298 | 4 | 23 | 0 | 0 | 0 | 0 | 1833529.848 | 1833529.848
1765.6118 | 4 | 0 | 0 | 0 | 0 | 0 | 1765611.8334 | 1765611.8334
1675.3362 | 4 | 1 | 0 | 0 | 0 | 0 | 1675336.2252 | 1675336.2252
1620.9017 | 4 | 2 | 0 | 0 | 0 | 0 | 1620901.7172 | 1620901.7172
1596.7444 | 4 | 3 | 0 | 0 | 0 | 0 | 1596744.3629 | 1596744.3629
1560.4462 | 4 | 4 | 0 | 0 | 0 | 0 | 1560446.1692 | 1560446.1692
1474.5058 | 4 | 5 | 0 | 0 | 0 | 0 | 1474505.7999 | 1474505.7999
1208.2799 | 4 | 6 | 10226 | 271255.3256 | 0 | 0 | 1479535.2679 | 1208279.9423
8.9549 | 4 | 7 | 57502.316 | 1525308.9621 | 0 | 0 | 1534263.9031 | 8954.941
-799.2262 | 4 | 8 | 91190.92 | 2418934.3528 | 0 | 0 | 1619708.1997 | -799226.1531
-1001.5007 | 4 | 9 | 100738.2 | 2672185.9218 | 0 | 0 | 1670685.2696 | -1001500.6522
-1057.4071 | 4 | 10 | 103824.504 | 2754053.3574 | 0 | 0 | 1696646.2548 | -1057407.1026
-1083.3391 | 4 | 11 | 105189.976 | 2790273.9277 | 0 | 0 | 1706934.8251 | -1083339.1026
-1057.892 | 4 | 12 | 104718.424 | 2777765.5186 | 2965.18 | 2965.18 | 1722838.6645 | -1057892.0341
-1057.4332 | 4 | 13 | 104138.936 | 2762393.9944 | 10463.6 | 10463.6 | 1715424.3453 | -1057433.2491
-1060.047 | 4 | 14 | 103166.088 | 2736588.1856 | 36839.4 | 36839.4 | 1713380.5514 | -1060047.0342
-995.25 | 4 | 15 | 98535.16 | 2613747.9859 | 76623.6 | 76623.6 | 1695121.5415 | -995250.0444
-658.579 | 4 | 16 | 85506.704 | 2268154.5893 | 83453.6 | 83453.6 | 1693029.1943 | -658578.995
462.8029 | 4 | 17 | 43447.196 | 1152482.2311 | 90548.3 | 90548.3 | 1705833.4691 | 462802.938
1692.2417 | 4 | 18 | 2440.0425 | 64724.6746 | 79412.4 | 79412.4 | 1836378.767 | 1692241.6923
1875.0431 | 4 | 19 | 0 | 0 | 74650 | 74650 | 1949693.1216 | 1875043.1216
1921.5499 | 4 | 20 | 0 | 0 | 70941.1 | 70941.1 | 1992491.0249 | 1921549.9249
1913.8274 | 4 | 21 | 0 | 0 | 89989.6 | 89989.6 | 2003816.9766 | 1913827.3766
1906.4385 | 4 | 22 | 0 | 0 | 92085.9 | 92085.9 | 1998524.3831 | 1906438.4831
1857.9569 | 4 | 23 | 0 | 0 | 91626.3 | 91626.3 | 1949583.2343 | 1857956.9343
1790.1208 | 4 | 0 | 0 | 0 | 73745.1 | 73745.1 | 1863865.923 | 1790120.823
1710.8334 | 4 | 1 | 0 | 0 | 84260.4 | 84260.4 | 1795093.83 | 1710833.43
1655.4436 | 4 | 2 | 0 | 0 | 87407.2 | 87407.2 | 1742850.7971 | 1655443.5971
1617.1471 | 4 | 3 | 0 | 0 | 90435.8 | 90435.8 | 1707582.8951 | 1617147.0951
1604.8192 | 4 | 4 | 0 | 0 | 72661.6 | 72661.6 | 1677480.7679 | 1604819.1679
1607.0716 | 4 | 5 | 0 | 0 | 51240.9 | 51240.9 | 1658312.5317 | 1607071.6317
1405.4219 | 4 | 6 | 10683.85 | 283400.2748 | 41235.5 | 41235.5 | 1730057.661 | 1405421.8862
114.9041 | 4 | 7 | 58771.132 | 1558965.6311 | 61183 | 61183 | 1735052.6821 | 114904.051
-686.1399 | 4 | 8 | 91479.216 | 2426581.7052 | 79643.9 | 79643.9 | 1820085.6606 | -686139.9446
-838.631 | 4 | 9 | 100547.464 | 2667126.4503 | 71606.4 | 71606.4 | 1900101.8514 | -838630.9989
-828.1131 | 4 | 10 | 103888.6 | 2755753.5707 | 29847.6 | 29847.6 | 1957488.0627 | -828113.108
513.4927 | 4 | 11 | 55290.548 | 1466639.5069 | 25137.9 | 25137.9 | 2005270.1168 | 513492.7099
407.5938 | 4 | 12 | 59791.06 | 1586020.2861 | 27159.2 | 27159.2 | 2020773.2803 | 407593.7942
-43.7911 | 4 | 13 | 76473.376 | 2028536.1337 | 36340.1 | 36340.1 | 2021085.1324 | -43791.1013
-754.4337 | 4 | 14 | 102606.52 | 2721745.0603 | 51925.5 | 51925.5 | 2019236.8319 | -754433.7284
-652.8557 | 4 | 15 | 98320.76 | 2608060.8021 | 86282.9 | 86282.9 | 2041488.0411 | -652855.661
-299.2759 | 4 | 16 | 84634.424 | 2245016.4517 | 93686.1 | 93686.1 | 2039426.6239 | -299275.9278
801.92 | 4 | 17 | 41828.452 | 1109543.3566 | 90756.5 | 90756.5 | 2002219.8621 | 801920.0055
2025.5163 | 4 | 18 | 1240.3097 | 32900.511 | 77964.1 | 77964.1 | 2136380.9562 | 2025516.3453
2159.2633 | 4 | 19 | 0 | 0 | 89529.6 | 89529.6 | 2248792.8758 | 2159263.2758
2167.7389 | 4 | 20 | 0 | 0 | 95425.2 | 95425.2 | 2263164.1074 | 2167738.9074
2152.3214 | 4 | 21 | 0 | 0 | 98065.7 | 98065.7 | 2250387.0623 | 2152321.3623
2103.4874 | 4 | 22 | 0 | 0 | 98163.4 | 98163.4 | 2201650.7718 | 2103487.3718
1999.8722 | 4 | 23 | 0 | 0 | 93978.4 | 93978.4 | 2093850.6346 | 1999872.2346
1908.0276 | 4 | 0 | 0 | 0 | 91883.3 | 91883.3 | 1999910.9045 | 1908027.6045
1821.4493 | 4 | 1 | 0 | 0 | 91554.1 | 91554.1 | 1913003.3985 | 1821449.2985
1780.2176 | 4 | 2 | 0 | 0 | 71084.6 | 71084.6 | 1851302.2467 | 1780217.6467
1745.5233 | 4 | 3 | 0 | 0 | 52446.3 | 52446.3 | 1797969.6356 | 1745523.3356
1764.8209 | 4 | 4 | 0 | 0 | 32068.7 | 32068.7 | 1796889.5707 | 1764820.8707
1738.0704 | 4 | 5 | 0 | 0 | 39639.1 | 39639.1 | 1777709.5249 | 1738070.4249
1490.8949 | 4 | 6 | 10669.742 | 283026.0454 | 80625.3 | 80625.3 | 1854546.2362 | 1490894.8908
237.0967 | 4 | 7 | 58808.972 | 1559969.3766 | 88439.2 | 88439.2 | 1885505.3217 | 237096.7451
-557.8369 | 4 | 8 | 92175.352 | 2445047.4393 | 93432.3 | 93432.3 | 1980642.8763 | -557836.8631
-740.1181 | 4 | 9 | 102608.728 | 2721803.6298 | 80624.1 | 80624.1 | 2062309.5868 | -740118.1429
-731.4283 | 4 | 10 | 105445.48 | 2797051.438 | 64944 | 64944 | 2130567.1431 | -731428.2949
-718.2641 | 4 | 11 | 106452.096 | 2823752.9783 | 68286.4 | 68286.4 | 2173775.2715 | -718264.1068
-733.1021 | 4 | 12 | 106863.08 | 2834654.7579 | 84052.2 | 84052.2 | 2185604.8854 | -733102.0725
-688.7449 | 4 | 13 | 105291.432 | 2792965.154 | 81710.3 | 81710.3 | 2185930.5847 | -688744.8693
-633.5629 | 4 | 14 | 103651.448 | 2749462.8663 | 68360.8 | 68360.8 | 2184260.7873 | -633562.879
-543.7943 | 4 | 15 | 100176.976 | 2657298.8693 | 60065.8 | 60065.8 | 2173570.3744 | -543794.295
-257.9614 | 4 | 16 | 88161.968 | 2338588.2389 | 64976.6 | 64976.6 | 2145603.444 | -257961.3949
773.9455 | 4 | 17 | 46661.588 | 1237747.3346 | 60405.9 | 60405.9 | 2072098.7693 | 773945.5347
2014.0968 | 4 | 18 | 2981.6723 | 79091.9692 | 49596.9 | 49596.9 | 2142785.6809 | 2014096.8118
2196.1586 | 4 | 19 | 0 | 0 | 41471.2 | 41471.2 | 2237629.8099 | 2196158.6099
2232.9612 | 4 | 20 | 0 | 0 | 33764.8 | 33764.8 | 2266726.0278 | 2232961.2278
2237.6227 | 4 | 21 | 0 | 0 | 9413.98 | 9413.98 | 2247036.6583 | 2237622.6783
2191.8186 | 4 | 22 | 0 | 0 | 8917.95 | 8917.95 | 2200736.5293 | 2191818.5793
2090.4176 | 4 | 23 | 0 | 0 | 9554.2 | 9554.2 | 2099971.8143 | 2090417.6143
1944.4079 | 4 | 0 | 0 | 0 | 37184.9 | 37184.9 | 1981592.7896 | 1944407.8896
1838.6674 | 4 | 1 | 0 | 0 | 57040.7 | 57040.7 | 1895708.1228 | 1838667.4228
1764.6831 | 4 | 2 | 0 | 0 | 66037.3 | 66037.3 | 1830720.442 | 1764683.142
1728.1656 | 4 | 3 | 0 | 0 | 57353.5 | 57353.5 | 1785519.1326 | 1728165.6326
1672.3713 | 4 | 4 | 0 | 0 | 55592.5 | 55592.5 | 1727963.8269 | 1672371.3269
1629.5498 | 4 | 5 | 0 | 0 | 71741.8 | 71741.8 | 1701291.5596 | 1629549.7596
1403.2681 | 4 | 6 | 11210.378 | 297366.9797 | 61616.9 | 61616.9 | 1762251.9565 | 1403268.0768
76.4644 | 4 | 7 | 62524.412 | 1658525.3014 | 56495 | 56495 | 1791484.699 | 76464.3977
-672.162 | 4 | 8 | 95755.032 | 2540002.1884 | 51241 | 51241 | 1919081.1908 | -672161.9976
-762.0623 | 4 | 9 | 103986.632 | 2758353.9718 | 27476.4 | 27476.4 | 2023768.0343 | -762062.3375
-790.0501 | 4 | 10 | 106753.688 | 2831753.0209 | 42872 | 42872 | 2084574.9068 | -790050.1142
-754.9951 | 4 | 11 | 107469.112 | 2850730.3894 | 32317.9 | 32317.9 | 2128053.2369 | -754995.0525
-703.1046 | 4 | 12 | 107513.4 | 2851905.1749 | 35015.4 | 35015.4 | 2183815.9396 | -703104.6352
-668.0314 | 4 | 13 | 106262.896 | 2818734.2508 | 37651.4 | 37651.4 | 2188354.2093 | -668031.4415
-635.782 | 4 | 14 | 104797.832 | 2779871.8987 | 34666.8 | 34666.8 | 2178756.7137 | -635781.985
-546.1255 | 4 | 15 | 101066.928 | 2680905.7752 | 32222 | 32222 | 2167002.2533 | -546125.5219
-224.2812 | 4 | 16 | 88111.688 | 2337254.5094 | 19836.8 | 19836.8 | 2132810.1035 | -224281.2059
859.5312 | 4 | 17 | 45370.952 | 1203511.8673 | 6073.5 | 6073.5 | 2069116.5667 | 859531.1994
2094.1352 | 4 | 18 | 1631.8318 | 43286.0407 | 0 | 0 | 2137421.1971 | 2094135.1564
2243.4663 | 4 | 19 | 0 | 0 | 0 | 0 | 2243466.3304 | 2243466.3304
2270.9016 | 4 | 20 | 0 | 0 | 0 | 0 | 2270901.5722 | 2270901.5722
2283.7239 | 4 | 21 | 0 | 0 | 0 | 0 | 2283723.9491 | 2283723.9491
2236.9407 | 4 | 22 | 0 | 0 | 1494.94 | 1494.94 | 2238435.6811 | 2236940.7411
2135.5822 | 4 | 23 | 0 | 0 | 0 | 0 | 2135582.2389 | 2135582.2389
1964.3368 | 4 | 0 | 0 | 0 | 0 | 0 | 1964336.8344 | 1964336.8344
1887.7161 | 4 | 1 | 0 | 0 | 0 | 0 | 1887716.0753 | 1887716.0753
1824.0696 | 4 | 2 | 0 | 0 | 0 | 0 | 1824069.616 | 1824069.616
1782.2432 | 4 | 3 | 0 | 0 | 0 | 0 | 1782243.2159 | 1782243.2159
1761.5932 | 4 | 4 | 0 | 0 | 0 | 0 | 1761593.1695 | 1761593.1695
1716.7832 | 4 | 5 | 0 | 0 | 0 | 0 | 1716783.1728 | 1716783.1728
1465.0936 | 4 | 6 | 11391.072 | 302160.0766 | 0 | 0 | 1767253.6506 | 1465093.574
140.8925 | 4 | 7 | 62862.732 | 1667499.5926 | 0 | 0 | 1808392.0916 | 140892.499
-582.4241 | 4 | 8 | 95429.192 | 2531358.9422 | 0 | 0 | 1948934.8714 | -582424.0708
-709.5133 | 4 | 9 | 103512.28 | 2745771.2898 | 0 | 0 | 2036257.959 | -709513.3308
-722.7904 | 4 | 10 | 106074.376 | 2813733.561 | 1760.46 | 1760.46 | 2092703.5752 | -722790.4458
-718.9672 | 4 | 11 | 107340.568 | 2847320.6256 | 0 | 0 | 2128353.4638 | -718967.1618
-679.2517 | 4 | 12 | 105151.512 | 2789253.6299 | 3568.12 | 3568.12 | 2113570.0547 | -679251.6953
-664.1074 | 4 | 13 | 104568.824 | 2773797.2224 | 6827.76 | 6827.76 | 2116517.5712 | -664107.4112
-607.4838 | 4 | 14 | 102273.88 | 2712921.437 | 9578.1 | 9578.1 | 2115015.7341 | -607483.8029
-544.2686 | 4 | 15 | 99436.264 | 2637650.7102 | 15140.4 | 15140.4 | 2108522.5235 | -544268.5867
-233.7411 | 4 | 16 | 86920.536 | 2305657.9591 | 12839.1 | 12839.1 | 2084755.9174 | -233741.1417
811.6224 | 4 | 17 | 45314.816 | 1202022.8013 | 9609.31 | 9609.31 | 2023254.4873 | 811622.376
2012.2707 | 4 | 18 | 2896.4 | 76830.0337 | 14917.1 | 14917.1 | 2104017.8243 | 2012270.6905
2183.6777 | 4 | 19 | 0 | 0 | 15586.8 | 15586.8 | 2199264.5355 | 2183677.7355
2201.5372 | 4 | 20 | 0 | 0 | 16467.2 | 16467.2 | 2218004.3815 | 2201537.1815
2214.0938 | 4 | 21 | 0 | 0 | 12269 | 12269 | 2226362.8206 | 2214093.8206
2180.2638 | 4 | 22 | 0 | 0 | 12324.3 | 12324.3 | 2192588.1205 | 2180263.8205
2085.7537 | 4 | 23 | 0 | 0 | 16160.6 | 16160.6 | 2101914.2572 | 2085753.6572
1924.9944 | 4 | 0 | 0 | 0 | 85307.8 | 85307.8 | 2010302.2364 | 1924994.4364
1835.7115 | 4 | 1 | 0 | 0 | 91657.4 | 91657.4 | 1927368.875 | 1835711.475
1850.9607 | 4 | 2 | 0 | 0 | 14677.3 | 14677.3 | 1865638.0486 | 1850960.7486
1811.4744 | 4 | 3 | 0 | 0 | 7149.85 | 7149.85 | 1818624.2221 | 1811474.3721
1787.0457 | 4 | 4 | 0 | 0 | 4418.8 | 4418.8 | 1791464.5027 | 1787045.7027
1754.9052 | 4 | 5 | 0 | 0 | 0 | 0 | 1754905.2163 | 1754905.2163
1467.3937 | 4 | 6 | 12144.934 | 322157.0532 | 0 | 0 | 1789550.739 | 1467393.6858
123.1504 | 4 | 7 | 64366.66 | 1707392.8528 | 185.818 | 185.818 | 1830729.0713 | 123150.4004
-566.9012 | 4 | 8 | 95650.952 | 2537241.3577 | 1297.76 | 1297.76 | 1971637.8713 | -566901.2464
-669.7275 | 4 | 9 | 102383.168 | 2715820.4153 | 2233.72 | 2233.72 | 2048326.6559 | -669727.4794
-687.6672 | 4 | 10 | 104889.456 | 2782302.321 | 0 | 0 | 2094635.1666 | -687667.1544
-659.5436 | 4 | 11 | 105609.592 | 2801404.6802 | 0 | 0 | 2141861.1112 | -659543.5689
-633.5855 | 4 | 12 | 105210.44 | 2790816.7567 | 0 | 0 | 2157231.2668 | -633585.4898
-549.8779 | 4 | 13 | 102033.784 | 2706552.6399 | 0 | 0 | 2156674.6984 | -549877.9416
-495.1388 | 4 | 14 | 99756.104 | 2646134.8001 | 3972.95 | 3972.95 | 2154968.9099 | -495138.8403
-450.2136 | 4 | 15 | 96884.52 | 2569963.0367 | 21094.7 | 21094.7 | 2140844.1191 | -450213.6176
1551.9783 | 4 | 16 | 19919.046 | 528373.4899 | 23949.4 | 23949.4 | 2104301.1575 | 1551978.2677
1873.3598 | 4 | 17 | 5521.669 | 146468.0346 | 16105.5 | 16105.5 | 2035933.3302 | 1873359.7956
2023.887 | 4 | 18 | 2896.2165 | 76825.1662 | 9420.87 | 9420.87 | 2110133.0675 | 2023887.0313
2175.2339 | 4 | 19 | 0 | 0 | 5913.34 | 5913.34 | 2181147.2482 | 2175233.9082
2144.6308 | 4 | 20 | 0 | 0 | 3366.77 | 3366.77 | 2147997.584 | 2144630.814
2118.8082 | 4 | 21 | 0 | 0 | 11596.7 | 11596.7 | 2130404.8714 | 2118808.1714
2112.7448 | 4 | 22 | 0 | 0 | 13154.9 | 13154.9 | 2125899.6544 | 2112744.7544
2064.3939 | 4 | 23 | 0 | 0 | 20304.8 | 20304.8 | 2084698.7105 | 2064393.9105
1969.0213 | 4 | 0 | 0 | 0 | 37860.6 | 37860.6 | 2006881.8903 | 1969021.2903
1873.9172 | 4 | 1 | 0 | 0 | 59899.3 | 59899.3 | 1933816.5001 | 1873917.2001
1826.84 | 4 | 2 | 0 | 0 | 49883.8 | 49883.8 | 1876723.8454 | 1826840.0454
1763.3472 | 4 | 3 | 0 | 0 | 63372.5 | 63372.5 | 1826719.67 | 1763347.17
1730.2539 | 4 | 4 | 0 | 0 | 61839.1 | 61839.1 | 1792092.9923 | 1730253.8923
1674.0776 | 4 | 5 | 0 | 0 | 41263 | 41263 | 1715340.5932 | 1674077.5932
1367.6662 | 4 | 6 | 11391.612 | 302174.4007 | 40820.6 | 40820.6 | 1710661.1851 | 1367666.1844
72.3109 | 4 | 7 | 62260.94 | 1651536.4315 | 31448 | 31448 | 1755295.3771 | 72310.9455
-689.4662 | 4 | 8 | 94132.472 | 2496962.0905 | 23467.2 | 23467.2 | 1830963.1184 | -689466.1721
-832.6291 | 4 | 9 | 102280.912 | 2713107.9681 | 10399.2 | 10399.2 | 1890878.0811 | -832629.0871
1010.8311 | 4 | 10 | 33826.988 | 897296.1708 | 1496.81 | 1496.81 | 1909624.0746 | 1010831.0939
962.7596 | 4 | 11 | 36355.976 | 964380.2176 | 0 | 0 | 1927139.8121 | 962759.5945
977.2848 | 4 | 12 | 35579.036 | 943771.073 | 0 | 0 | 1921055.8642 | 977284.7912
843.5413 | 4 | 13 | 39607.156 | 1050621.1612 | 0 | 0 | 1894162.4771 | 843541.3158
644.6441 | 4 | 14 | 45457.148 | 1205798.3062 | 7768.76 | 7768.76 | 1858211.1801 | 644644.1139
-726.5326 | 4 | 15 | 95894.808 | 2543709.8927 | 23027.7 | 23027.7 | 1840205.0411 | -726532.5516
-372.9533 | 4 | 16 | 82026.304 | 2175833.3459 | 29381.4 | 29381.4 | 1832261.4529 | -372953.293
682.1394 | 4 | 17 | 41845.784 | 1110003.106 | 20392.1 | 20392.1 | 1812534.654 | 682139.4481
1872.5314 | 4 | 18 | 743.6648 | 19726.4839 | 22662 | 22662 | 1914919.8654 | 1872531.3815
1940.7463 | 4 | 19 | 0 | 0 | 52180.6 | 52180.6 | 1992926.8527 | 1940746.2527
1913.5051 | 4 | 20 | 0 | 0 | 84843.6 | 84843.6 | 1998348.7109 | 1913505.1109
1900.049 | 4 | 21 | 0 | 0 | 92736.6 | 92736.6 | 1992785.6139 | 1900049.0139
1883.7809 | 4 | 22 | 0 | 0 | 91301.8 | 91301.8 | 1975082.7082 | 1883780.9082
1844.078 | 4 | 23 | 0 | 0 | 85634.2 | 85634.2 | 1929712.1955 | 1844077.9955
1795.9689 | 4 | 0 | 0 | 0 | 65270.6 | 65270.6 | 1861239.5284 | 1795968.9284
1743.342 | 4 | 1 | 0 | 0 | 43716.4 | 43716.4 | 1787058.4123 | 1743342.0123
1687.7002 | 4 | 2 | 0 | 0 | 40778.6 | 40778.6 | 1728478.806 | 1687700.206
1655.0887 | 4 | 3 | 0 | 0 | 46800 | 46800 | 1701888.7224 | 1655088.7224
1631.4632 | 4 | 4 | 0 | 0 | 36787 | 36787 | 1668250.1543 | 1631463.1543
1561.4632 | 4 | 5 | 0 | 0 | 22648.6 | 22648.6 | 1584111.8283 | 1561463.2283
1248.9225 | 4 | 6 | 11548.523 | 306336.6288 | 12772.6 | 12772.6 | 1568031.7558 | 1248922.527
24.1637 | 4 | 7 | 59257.424 | 1571865.0341 | 10929.6 | 10929.6 | 1606958.3528 | 24163.7188
-719.4407 | 4 | 8 | 89693.24 | 2379206.8273 | 9024.21 | 9024.21 | 1668790.3757 | -719440.6616
-951.8866 | 4 | 9 | 99562.968 | 2641011.6661 | 23462.9 | 23462.9 | 1712588.0153 | -951886.5509
-978.9219 | 4 | 10 | 101492 | 2692181.2537 | 24699.2 | 24699.2 | 1737958.5253 | -978921.9285
-1009.6207 | 4 | 11 | 102313.376 | 2713969.1096 | 38503.2 | 38503.2 | 1742851.6153 | -1009620.6943
-234.0884 | 4 | 12 | 73376.064 | 1946376.6994 | 53436.9 | 53436.9 | 1765725.1537 | -234088.4457
748.843 | 4 | 13 | 34530.152 | 915948.33 | 92597.9 | 92597.9 | 1757389.2198 | 748842.9898
1414.7643 | 4 | 14 | 8752.813 | 232177.5024 | 97224.3 | 97224.3 | 1744166.1428 | 1414764.3403
1536.3027 | 4 | 15 | 3741.2928 | 99241.696 | 97056.4 | 97056.4 | 1732600.7558 | 1536302.6598
-430.0073 | 4 | 16 | 79662.92 | 2113142.118 | 95621.5 | 95621.5 | 1778756.2995 | -430007.3185
650.4709 | 4 | 17 | 39600.2 | 1050436.6461 | 95767 | 95767 | 1796674.5363 | 650470.8903
1819.3123 | 4 | 18 | 691.3534 | 18338.87 | 92229.5 | 92229.5 | 1929880.6531 | 1819312.2831
1905.0161 | 4 | 19 | 0 | 0 | 88513.1 | 88513.1 | 1993529.2057 | 1905016.1057
1955.1331 | 4 | 20 | 0 | 0 | 84983 | 84983 | 2040116.1275 | 1955133.1275
1966.936 | 4 | 21 | 0 | 0 | 94169.1 | 94169.1 | 2061105.1251 | 1966936.0251
1940.0904 | 4 | 22 | 0 | 0 | 95298.9 | 95298.9 | 2035389.3467 | 1940090.4467
1868.4092 | 4 | 23 | 0 | 0 | 97601.6 | 97601.6 | 1966010.7584 | 1868409.1584
1774.0299 | 4 | 0 | 0 | 0 | 98025.1 | 98025.1 | 1872054.9926 | 1774029.8926
1705.8035 | 4 | 1 | 0 | 0 | 95764.4 | 95764.4 | 1801567.8525 | 1705803.4525
1653.3885 | 4 | 2 | 0 | 0 | 89505.7 | 89505.7 | 1742894.199 | 1653388.499
1643.9808 | 4 | 3 | 0 | 0 | 64026.2 | 64026.2 | 1708007.0084 | 1643980.8084
1650.5118 | 4 | 4 | 0 | 0 | 51015.1 | 51015.1 | 1701526.8527 | 1650511.7527
1618.2119 | 4 | 5 | 0 | 0 | 70130.4 | 70130.4 | 1688342.2725 | 1618211.8725
1531.4026 | 4 | 6 | 5684.7085 | 150792.8276 | 89670.4 | 89670.4 | 1771865.8756 | 1531402.648
418.6949 | 4 | 7 | 51098.972 | 1355453.5777 | 65278.8 | 65278.8 | 1839427.3273 | 418694.9497
391.6357 | 4 | 8 | 59150.38 | 1569025.5802 | 34143.8 | 34143.8 | 1994805.0322 | 391635.652
-154.83 | 4 | 9 | 83786.04 | 2222512.1804 | 19368.5 | 19368.5 | 2087050.6379 | -154830.0425
-311.8167 | 4 | 10 | 92566.2 | 2455415.0906 | 21748.5 | 21748.5 | 2165346.8955 | -311816.6951
-381.1848 | 4 | 11 | 94758.392 | 2513565.2719 | 67760.3 | 67760.3 | 2200140.8101 | -381184.7618
1379.4253 | 4 | 12 | 27365.03 | 725885.9888 | 75697.2 | 75697.2 | 2181008.5366 | 1379425.3478
-603.6017 | 4 | 13 | 102058.16 | 2707199.2388 | 97881.7 | 97881.7 | 2201479.2636 | -603601.6752
-521.8289 | 4 | 14 | 98803.168 | 2620857.1779 | 100134 | 100134 | 2199162.2451 | -521828.9328
-400.0582 | 4 | 15 | 93880.376 | 2490274.9809 | 100134 | 100134 | 2190350.7748 | -400058.2061
-12.0985 | 4 | 16 | 77593.92 | 2058259.7331 | 100134 | 100134 | 2146295.2596 | -12098.4734
912.3866 | 4 | 17 | 39484.372 | 1047364.1875 | 100134 | 100134 | 2059884.8018 | 912386.6143
2002.4339 | 4 | 18 | 684.0053 | 18143.955 | 100134 | 100134 | 2120711.8727 | 2002433.9177
2142.3212 | 4 | 19 | 0 | 0 | 98444.4 | 98444.4 | 2240765.6483 | 2142321.2483
2188.5099 | 4 | 20 | 0 | 0 | 93170.4 | 93170.4 | 2281680.3335 | 2188509.9335
2176.3166 | 4 | 21 | 0 | 0 | 98897.9 | 98897.9 | 2275214.4967 | 2176316.5967
2122.7756 | 4 | 22 | 0 | 0 | 100134 | 100134 | 2222909.6288 | 2122775.6288
2026.0747 | 4 | 23 | 0 | 0 | 100134 | 100134 | 2126208.7207 | 2026074.7207
1938.7898 | 4 | 0 | 0 | 0 | 100134 | 100134 | 2038923.7847 | 1938789.7847
1847.3077 | 4 | 1 | 0 | 0 | 100134 | 100134 | 1947441.7162 | 1847307.7162
1786.1326 | 4 | 2 | 0 | 0 | 100134 | 100134 | 1886266.6286 | 1786132.6286
1730.343 | 4 | 3 | 0 | 0 | 100134 | 100134 | 1830476.9849 | 1730342.9849
1707.1608 | 4 | 4 | 0 | 0 | 100134 | 100134 | 1807294.7579 | 1707160.7579
1680.3187 | 4 | 5 | 0 | 0 | 100134 | 100134 | 1780452.7068 | 1680318.7068
1588.2526 | 4 | 6 | 5756.5505 | 152698.5116 | 100134 | 100134 | 1841085.1616 | 1588252.6499
330.4604 | 4 | 7 | 54385.936 | 1442643.7292 | 100134 | 100134 | 1873238.093 | 330460.3638
-296.5305 | 4 | 8 | 83268.984 | 2208796.7302 | 100134 | 100134 | 2012400.2073 | -296530.5229
406.5783 | 4 | 9 | 60549.044 | 1606126.603 | 100134 | 100134 | 2112838.8633 | 406578.2603
-471.0129 | 4 | 10 | 96054.16 | 2547936.8708 | 100134 | 100134 | 2177057.9536 | -471012.9173
-438.0008 | 4 | 11 | 95982.84 | 2546045.0334 | 100134 | 100134 | 2208178.2393 | -438000.7941
900.1462 | 4 | 12 | 45345.048 | 1202824.7367 | 100134 | 100134 | 2203104.9408 | 900146.2041
1759.5539 | 4 | 13 | 13758.738 | 364964.889 | 100134 | 100134 | 2224652.7693 | 1759553.8802
2016.639 | 4 | 14 | 3994.8185 | 105966.7311 | 100134 | 100134 | 2222739.7136 | 2016638.9824
1913.2067 | 4 | 15 | 7368.443 | 195455.6429 | 98857.1 | 98857.1 | 2207519.4111 | 1913206.6682
2069.9362 | 4 | 16 | 195.5768 | 5187.88 | 99891.9 | 99891.9 | 2175015.9584 | 2069936.1784
1987.2931 | 4 | 17 | 0 | 0 | 98527.4 | 98527.4 | 2085820.4704 | 1987293.0704
2061.0204 | 4 | 18 | 0 | 0 | 98052.1 | 98052.1 | 2159072.5188 | 2061020.4188
2167.0914 | 4 | 19 | 0 | 0 | 97922.9 | 97922.9 | 2265014.2866 | 2167091.3866
2211.0158 | 4 | 20 | 0 | 0 | 97625.1 | 97625.1 | 2308640.9095 | 2211015.8095
2220.6362 | 4 | 21 | 0 | 0 | 95948.9 | 95948.9 | 2316585.1074 | 2220636.2074
2197.2907 | 4 | 22 | 0 | 0 | 92557.2 | 92557.2 | 2289847.853 | 2197290.653
2090.6622 | 4 | 23 | 0 | 0 | 96852.1 | 96852.1 | 2187514.3379 | 2090662.2379
1999.599 | 4 | 0 | 0 | 0 | 77022.1 | 77022.1 | 2076621.0976 | 1999598.9976
1894.5293 | 4 | 1 | 0 | 0 | 98488.1 | 98488.1 | 1993017.3812 | 1894529.2812
1821.8227 | 4 | 2 | 0 | 0 | 98503.6 | 98503.6 | 1920326.3399 | 1821822.7399
1791.0547 | 4 | 3 | 0 | 0 | 97770.2 | 97770.2 | 1888824.939 | 1791054.739
1717.9387 | 4 | 4 | 0 | 0 | 94957.5 | 94957.5 | 1812896.2148 | 1717938.7148
1664.8111 | 4 | 5 | 0 | 0 | 96427.6 | 96427.6 | 1761238.7017 | 1664811.1017
1429.2362 | 4 | 6 | 9734.434 | 258216.0242 | 97904.2 | 97904.2 | 1785356.3889 | 1429236.1647
914.9538 | 4 | 7 | 30493.928 | 808883.2747 | 92952.9 | 92952.9 | 1816789.9312 | 914953.7565
682.6946 | 4 | 8 | 44813.228 | 1188717.656 | 81386.8 | 81386.8 | 1952799.0581 | 682694.6021
532.2678 | 4 | 9 | 54586.288 | 1447958.2752 | 66272.2 | 66272.2 | 2046498.2446 | 532267.7694
-639.3443 | 4 | 10 | 102056.04 | 2707143.0036 | 41059.6 | 41059.6 | 2108858.2603 | -639344.3433
-439.9682 | 4 | 11 | 95565.584 | 2534976.8824 | 47175.9 | 47175.9 | 2142184.5527 | -439968.2297
-272.6836 | 4 | 12 | 91256.472 | 2420673.188 | 44043.3 | 44043.3 | 2192032.876 | -272683.6121
1122.1671 | 4 | 13 | 38468.448 | 1020415.7428 | 75831.7 | 75831.7 | 2218414.5616 | 1122167.1188
1788.0979 | 4 | 14 | 12320.255 | 326807.6257 | 94450.5 | 94450.5 | 2209355.9923 | 1788097.8665
1552.6419 | 4 | 15 | 20280.028 | 537948.9143 | 97527.2 | 97527.2 | 2188118.0514 | 1552641.9371
486.2468 | 4 | 16 | 59450.892 | 1576996.9747 | 97801.1 | 97801.1 | 2161044.8503 | 486246.7755
1812.1962 | 4 | 17 | 6915.1655 | 183431.9841 | 98348.5 | 98348.5 | 2093976.6817 | 1812196.1976
2054.0423 | 4 | 18 | 0 | 0 | 97877.7 | 97877.7 | 2151920.0149 | 2054042.3149
2182.1079 | 4 | 19 | 0 | 0 | 98047.7 | 98047.7 | 2280155.5705 | 2182107.8705
2243.5621 | 4 | 20 | 0 | 0 | 98309.1 | 98309.1 | 2341871.2216 | 2243562.1216
2245.5532 | 4 | 21 | 0 | 0 | 99749.9 | 99749.9 | 2345303.1137 | 2245553.2137
2222.2079 | 4 | 22 | 0 | 0 | 98252.8 | 98252.8 | 2320460.71 | 2222207.91
2124.5649 | 4 | 23 | 0 | 0 | 99345.5 | 99345.5 | 2223910.3642 | 2124564.8642
1961.1205 | 4 | 0 | 0 | 0 | 97981 | 97981 | 2059101.4691 | 1961120.4691
1883.0502 | 4 | 1 | 0 | 0 | 96610.1 | 96610.1 | 1979660.2528 | 1883050.1528
1819.2983 | 4 | 2 | 0 | 0 | 94587.8 | 94587.8 | 1913886.108 | 1819298.308
1781.8799 | 4 | 3 | 0 | 0 | 84481.7 | 84481.7 | 1866361.5849 | 1781879.8849
1745.2233 | 4 | 4 | 0 | 0 | 67994.7 | 67994.7 | 1813218.0063 | 1745223.3063
1709.8477 | 4 | 5 | 0 | 0 | 52890 | 52890 | 1762737.7132 | 1709847.7132
1421.2815 | 4 | 6 | 11709.344 | 310602.5737 | 55849.9 | 55849.9 | 1787733.9919 | 1421281.5182
128.1303 | 4 | 7 | 62072.416 | 1646535.6356 | 52876.4 | 52876.4 | 1827542.3244 | 128130.2888
1023.8668 | 4 | 8 | 33443.06 | 887112.0798 | 50840.9 | 50840.9 | 1961819.7853 | 1023866.8055
-98.5516 | 4 | 9 | 78989.712 | 2095284.573 | 50253.7 | 50253.7 | 2046986.7144 | -98551.5586
-327.6525 | 4 | 10 | 90446.944 | 2399199.6127 | 39215.8 | 39215.8 | 2110762.9458 | -327652.4669
117.9789 | 4 | 11 | 74497.224 | 1976116.6388 | 45102.5 | 45102.5 | 2139198.025 | 117978.8862
1902.8801 | 4 | 12 | 7921.8685 | 210135.8321 | 44039.5 | 44039.5 | 2157055.4054 | 1902880.0734
1118.1858 | 4 | 13 | 37068.88 | 983290.7405 | 71076.7 | 71076.7 | 2172553.264 | 1118185.8235
1656.6234 | 4 | 14 | 15664.898 | 415527.773 | 86510.6 | 86510.6 | 2158661.7989 | 1656623.4259
1684.4672 | 4 | 15 | 13256.251 | 351635.8968 | 100134 | 100134 | 2136237.1255 | 1684467.2287
2018.8938 | 4 | 16 | 1612.217 | 42765.739 | 95558.5 | 95558.5 | 2157218.0341 | 2018893.7951
1966.5541 | 4 | 17 | 953.5963 | 25295.1377 | 98572.6 | 98572.6 | 2090421.8473 | 1966554.1096
2068.7394 | 4 | 18 | 0 | 0 | 99474.4 | 99474.4 | 2168213.8384 | 2068739.4384
2128.1194 | 4 | 19 | 0 | 0 | 99402 | 99402 | 2227521.3863 | 2128119.3863
2174.2379 | 4 | 20 | 0 | 0 | 99367 | 99367 | 2273604.8619 | 2174237.8619
2191.6016 | 4 | 21 | 0 | 0 | 100134 | 100134 | 2291735.6042 | 2191601.6042
2148.8793 | 4 | 22 | 0 | 0 | 99598.2 | 99598.2 | 2248477.4529 | 2148879.2529
2080.58 | 4 | 23 | 0 | 0 | 100134 | 100134 | 2180714.0201 | 2080580.0201
2093.9209 | 4 | 0 | 0 | 0 | 100134 | 100134 | 2194054.8713 | 2093920.8713
2012.0577 | 4 | 1 | 0 | 0 | 99273.9 | 99273.9 | 2111331.6445 | 2012057.7445
1942.2848 | 4 | 2 | 0 | 0 | 98153.8 | 98153.8 | 2040438.5832 | 1942284.7832
1891.4644 | 4 | 3 | 0 | 0 | 95202.2 | 95202.2 | 1986666.5514 | 1891464.3514
1759.0892 | 4 | 4 | 0 | 0 | 86612.1 | 86612.1 | 1845701.2739 | 1759089.1739
1736.6635 | 4 | 5 | 0 | 0 | 69655.9 | 69655.9 | 1806319.3724 | 1736663.4724
1574.6918 | 4 | 6 | 8228.8815 | 218279.6724 | 54982.2 | 54982.2 | 1847953.7094 | 1574691.837
1281.8229 | 4 | 7 | 20941.198 | 555487.1388 | 29302.5 | 29302.5 | 1866612.5728 | 1281822.9341
278.8024 | 4 | 8 | 63815.932 | 1692784.2177 | 12527.7 | 12527.7 | 1984114.326 | 278802.4084
-32.8361 | 4 | 9 | 78630.328 | 2085751.5372 | 6309.99 | 6309.99 | 2059225.4548 | -32836.0724
-596.4192 | 4 | 10 | 102016.92 | 2706105.3047 | 2795.1 | 2795.1 | 2112481.2325 | -596419.1722
-546.7575 | 4 | 11 | 102117.568 | 2708775.098 | 0 | 0 | 2162017.6321 | -546757.4659
-583.4841 | 4 | 12 | 102261.064 | 2712581.4792 | 0 | 0 | 2129097.4125 | -583484.0667
-584.3938 | 4 | 13 | 102119.456 | 2708825.1792 | 0 | 0 | 2124431.335 | -584393.8442
-503.9622 | 4 | 14 | 99440.968 | 2637775.4887 | 0 | 0 | 2133813.325 | -503962.1638
-345.1614 | 4 | 15 | 93313.512 | 2475238.3215 | 3981.02 | 3981.02 | 2134057.9865 | -345161.3551
69.7914 | 4 | 16 | 76217.776 | 2021756.0768 | 18497.5 | 18497.5 | 2110044.9378 | 69791.3609
1116.006 | 4 | 17 | 35011.496 | 928716.4821 | 14414.9 | 14414.9 | 2059137.4105 | 1116006.0284
2108.884 | 4 | 18 | 572.4168 | 15183.9535 | 3928.17 | 3928.17 | 2127996.0822 | 2108883.9586
2187.7592 | 4 | 19 | 0 | 0 | 4251.82 | 4251.82 | 2192011.0421 | 2187759.2221
2166.4951 | 4 | 20 | 0 | 0 | 4312.98 | 4312.98 | 2170808.1068 | 2166495.1268
2154.9298 | 4 | 21 | 0 | 0 | 5078.73 | 5078.73 | 2160008.5491 | 2154929.8191
2131.5621 | 4 | 22 | 0 | 0 | 11965.9 | 11965.9 | 2143527.9757 | 2131562.0757
2078.2879 | 4 | 23 | 0 | 0 | 19868.5 | 19868.5 | 2098156.3808 | 2078287.8808
1966.26 | 4 | 0 | 0 | 0 | 17949.4 | 17949.4 | 1984209.3707 | 1966259.9707
1889.4224 | 4 | 1 | 0 | 0 | 23087.5 | 23087.5 | 1912509.9335 | 1889422.4335
1844.2196 | 4 | 2 | 0 | 0 | 16087.2 | 16087.2 | 1860306.7892 | 1844219.5892
1796.1927 | 4 | 3 | 0 | 0 | 12854.4 | 12854.4 | 1809047.0715 | 1796192.6715
1771.3541 | 4 | 4 | 0 | 0 | 7257.29 | 7257.29 | 1778611.4318 | 1771354.1418
1693.6946 | 4 | 5 | 0 | 0 | 2463.89 | 2463.89 | 1696158.4509 | 1693694.5609
1354.7678 | 4 | 6 | 12055.651 | 319788.7284 | 2764.22 | 2764.22 | 1677320.7721 | 1354767.8237
136.8303 | 4 | 7 | 59812.272 | 1586582.9565 | 0 | 0 | 1723413.2313 | 136830.2748
-610.5151 | 4 | 8 | 91176.328 | 2418547.2848 | 0 | 0 | 1808032.1584 | -610515.1264
-810.4898 | 4 | 9 | 100772.864 | 2673105.4206 | 2302.97 | 2302.97 | 1864918.5427 | -810489.8479
-842.7807 | 4 | 10 | 102802.8 | 2726951.5922 | 0 | 0 | 1884170.9409 | -842780.6512
-817.061 | 4 | 11 | 103021.624 | 2732756.1272 | 0 | 0 | 1915695.1528 | -817060.9745
-840.0059 | 4 | 12 | 103316.552 | 2740579.4003 | 0 | 0 | 1900573.527 | -840005.8733
-859.6802 | 4 | 13 | 102754.864 | 2725680.0397 | 13840 | 13840 | 1879839.8337 | -859680.206
-827.9193 | 4 | 14 | 99833.424 | 2648185.7939 | 37037.3 | 37037.3 | 1857303.7505 | -827919.3434
-715.6664 | 4 | 15 | 95353.496 | 2529351.0268 | 40131.4 | 40131.4 | 1853816.0216 | -715666.4052
-328.3171 | 4 | 16 | 80479.696 | 2134807.9541 | 40628.3 | 40628.3 | 1847119.1838 | -328317.0703
744.0296 | 4 | 17 | 39432.556 | 1045989.714 | 41356.3 | 41356.3 | 1831375.6126 | 744029.5986
1863.9292 | 4 | 18 | 2219.7092 | 58880.1051 | 20593.1 | 20593.1 | 1943402.4522 | 1863929.247
2009.8391 | 4 | 19 | 0 | 0 | 16963.6 | 16963.6 | 2026802.6974 | 2009839.0974
1998.0058 | 4 | 20 | 0 | 0 | 13473.3 | 13473.3 | 2011479.0861 | 1998005.7861
1988.0416 | 4 | 21 | 0 | 0 | 22816.1 | 22816.1 | 2010857.7369 | 1988041.6369
1984.3406 | 4 | 22 | 0 | 0 | 12866.5 | 12866.5 | 1997207.1256 | 1984340.6256
1960.9412 | 4 | 23 | 0 | 0 | 10184.9 | 10184.9 | 1971126.055 | 1960941.155
1850.179 | 4 | 0 | 0 | 0 | 27552.8 | 27552.8 | 1877731.7788 | 1850178.9788
1781.8008 | 4 | 1 | 0 | 0 | 28897.2 | 28897.2 | 1810697.9965 | 1781800.7965
1719.2684 | 4 | 2 | 0 | 0 | 31974.1 | 31974.1 | 1751242.4507 | 1719268.3507
1670.8778 | 4 | 3 | 0 | 0 | 53017.6 | 53017.6 | 1723895.4123 | 1670877.8123
1631.3614 | 4 | 4 | 0 | 0 | 37951.4 | 37951.4 | 1669312.7634 | 1631361.3634
1544.8824 | 4 | 5 | 0 | 0 | 29722.6 | 29722.6 | 1574604.9645 | 1544882.3645
1226.7552 | 4 | 6 | 12121.902 | 321546.1053 | 10718.6 | 10718.6 | 1559019.8901 | 1226755.1848
-69.382 | 4 | 7 | 62254.628 | 1651368.9991 | 8767.48 | 8767.48 | 1590754.4573 | -69382.0219
-802.6647 | 4 | 8 | 91874.272 | 2437060.978 | 7217.34 | 7217.34 | 1641613.5985 | -802664.7195
-1001.5069 | 4 | 9 | 101040.864 | 2680214.4004 | 11248.1 | 11248.1 | 1689955.5716 | -1001506.9288
-1035.7492 | 4 | 10 | 102664.92 | 2723294.1812 | 19363.5 | 19363.5 | 1706908.4522 | -1035749.229
-1036.0001 | 4 | 11 | 101837.128 | 2701336.1342 | 47009.8 | 47009.8 | 1712345.8285 | -1036000.1057
-1015.9041 | 4 | 12 | 101314.24 | 2687465.9842 | 48122.2 | 48122.2 | 1719684.0932 | -1015904.091
-979.0904 | 4 | 13 | 100576.672 | 2667901.223 | 22668.9 | 22668.9 | 1711479.6954 | -979090.4276
-955.9497 | 4 | 14 | 99274.056 | 2633347.9737 | 35238.5 | 35238.5 | 1712636.7835 | -955949.6902
-895.907 | 4 | 15 | 95036.696 | 2520947.5761 | 75900.8 | 75900.8 | 1700941.426 | -895906.9501
-527.2964 | 4 | 16 | 81329.856 | 2157359.3356 | 61516.2 | 61516.2 | 1691579.1022 | -527296.4335
561.4032 | 4 | 17 | 40625.3 | 1077628.4938 | 57754.9 | 57754.9 | 1696786.6079 | 561403.2142
1628.8899 | 4 | 18 | 4645.482 | 123226.2598 | 67025.6 | 67025.6 | 1819141.789 | 1628889.9293
1850.3627 | 4 | 19 | 0 | 0 | 77776 | 77776 | 1928138.7265 | 1850362.7265
1910.7083 | 4 | 20 | 0 | 0 | 87211.3 | 87211.3 | 1997919.6153 | 1910708.3153
1959.4151 | 4 | 21 | 0 | 0 | 62461.4 | 62461.4 | 2021876.4608 | 1959415.0608
1957.6842 | 4 | 22 | 0 | 0 | 59178.1 | 59178.1 | 2016862.2524 | 1957684.1524
1922.5445 | 4 | 23 | 0 | 0 | 32206.7 | 32206.7 | 1954751.16 | 1922544.46
1726.3502 | 5 | 0 | 0 | 0 | 12295.2 | 12295.2 | 1738645.4381 | 1726350.2381
1709.6036 | 5 | 1 | 0 | 0 | 6033.38 | 6033.38 | 1715637.0256 | 1709603.6456
1712.459 | 5 | 2 | 0 | 0 | 16313.4 | 16313.4 | 1728772.3888 | 1712458.9888
1732.0246 | 5 | 3 | 0 | 0 | 14340.1 | 14340.1 | 1746364.6786 | 1732024.5786
1681.6201 | 5 | 4 | 0 | 0 | 21100 | 21100 | 1702720.0691 | 1681620.0691
1665.7061 | 5 | 5 | 0 | 0 | 16900.5 | 16900.5 | 1682606.5989 | 1665706.0989
1414.8799 | 5 | 6 | 11906.024 | 315819.716 | 23142.4 | 23142.4 | 1753841.968 | 1414879.8519
239.8497 | 5 | 7 | 58513.224 | 1552124.3522 | 31538.8 | 31538.8 | 1823512.8529 | 239849.7007
-448.7719 | 5 | 8 | 89641.088 | 2377823.441 | 41904.1 | 41904.1 | 1970955.6213 | -448771.9198
-643.0125 | 5 | 9 | 98995.08 | 2625947.8441 | 85685.5 | 85685.5 | 2068620.8716 | -643012.4724
-695.1728 | 5 | 10 | 102723.296 | 2724842.6656 | 93912.3 | 93912.3 | 2123582.178 | -695172.7876
-709.8824 | 5 | 11 | 104321.088 | 2767225.7664 | 89421.5 | 89421.5 | 2146764.8358 | -709882.4306
-706.5395 | 5 | 12 | 104318.728 | 2767163.1649 | 88103.9 | 88103.9 | 2148727.5645 | -706539.5005
-694.2275 | 5 | 13 | 103629.16 | 2748871.6539 | 94009.4 | 94009.4 | 2148653.5305 | -694227.5233
-641.3686 | 5 | 14 | 101523.376 | 2693013.5349 | 84215.3 | 84215.3 | 2135860.2482 | -641368.5867
-556.5198 | 5 | 15 | 96629.56 | 2563199.9565 | 95729.9 | 95729.9 | 2102410.104 | -556519.7525
-195.4305 | 5 | 16 | 82392.016 | 2185534.2385 | 94747.9 | 94747.9 | 2084851.6507 | -195430.4878
860.6952 | 5 | 17 | 40081.976 | 1063216.2574 | 94000.6 | 94000.6 | 2017912.0575 | 860695.2
1870.8672 | 5 | 18 | 4182.2097 | 110937.4797 | 97399.4 | 97399.4 | 2079204.0411 | 1870867.1615
2085.687 | 5 | 19 | 0 | 0 | 98526.3 | 98526.3 | 2184213.2669 | 2085686.9669
2100.8957 | 5 | 20 | 0 | 0 | 99267.8 | 99267.8 | 2200163.5285 | 2100895.7285
2100.438 | 5 | 21 | 0 | 0 | 96732.1 | 96732.1 | 2197170.1244 | 2100438.0244
2060.7454 | 5 | 22 | 0 | 0 | 97825.1 | 97825.1 | 2158570.4929 | 2060745.3929
1962.2411 | 5 | 23 | 0 | 0 | 95838.9 | 95838.9 | 2058080.0021 | 1962241.1021
1870.1052 | 5 | 0 | 0 | 0 | 98340.5 | 98340.5 | 1968445.7228 | 1870105.2228
1788.1231 | 5 | 1 | 0 | 0 | 99855.1 | 99855.1 | 1887978.178 | 1788123.078
1732.7854 | 5 | 2 | 0 | 0 | 100134 | 100134 | 1832919.3542 | 1732785.3542
1688.4401 | 5 | 3 | 0 | 0 | 98720.2 | 98720.2 | 1787160.309 | 1688440.109
1669.4014 | 5 | 4 | 0 | 0 | 98318.6 | 98318.6 | 1767720.0368 | 1669401.4368
1640.9556 | 5 | 5 | 0 | 0 | 98935.7 | 98935.7 | 1739891.2663 | 1640955.5663
1389.0486 | 5 | 6 | 11915.292 | 316065.5594 | 96415.5 | 96415.5 | 1801529.7029 | 1389048.6435
171.4338 | 5 | 7 | 59384.044 | 1575223.7618 | 98709.4 | 98709.4 | 1845366.9351 | 171433.7733
-532.5342 | 5 | 8 | 90462.48 | 2399611.7214 | 100092 | 100092 | 1967169.5296 | -532534.1917
-702.4275 | 5 | 9 | 99591.144 | 2641759.0639 | 100134 | 100134 | 2039465.5145 | -702427.5494
-732.6916 | 5 | 10 | 102679.528 | 2723681.6737 | 100134 | 100134 | 2091124.0915 | -732691.5821
-730.4363 | 5 | 11 | 103904.096 | 2756164.6183 | 94341.8 | 94341.8 | 2120070.0867 | -730436.3316
-721.0222 | 5 | 12 | 103349.472 | 2741452.6377 | 99242.2 | 99242.2 | 2119672.6415 | -721022.1962
539.6818 | 5 | 13 | 55815.3 | 1480559.1015 | 100134 | 100134 | 2120374.9008 | 539681.7993
365.4269 | 5 | 14 | 62582.792 | 1660073.8918 | 99432.6 | 99432.6 | 2124933.3763 | 365426.8844
-549.0459 | 5 | 15 | 96446.152 | 2558334.8679 | 100108 | 100108 | 2109396.9752 | -549045.8927
-222.3597 | 5 | 16 | 82965.832 | 2200755.3069 | 100086 | 100086 | 2078481.6413 | -222359.6656
808.1715 | 5 | 17 | 41463.22 | 1099855.1965 | 100134 | 100134 | 2008160.7026 | 808171.5061
1790.481 | 5 | 18 | 7500.811 | 198966.8423 | 100134 | 100134 | 2089581.805 | 1790480.9627
2059.7874 | 5 | 19 | 0 | 0 | 100134 | 100134 | 2159921.4 | 2059787.4
2080.3421 | 5 | 20 | 0 | 0 | 100134 | 100134 | 2180476.0974 | 2080342.0974
2089.8256 | 5 | 21 | 0 | 0 | 84490.3 | 84490.3 | 2174315.8869 | 2089825.5869
2048.1912 | 5 | 22 | 0 | 0 | 83514.3 | 83514.3 | 2131705.5121 | 2048191.2121
1938.9632 | 5 | 23 | 0 | 0 | 94910.8 | 94910.8 | 2033873.9578 | 1938963.1578
1865.7758 | 5 | 0 | 0 | 0 | 63731.7 | 63731.7 | 1929507.5454 | 1865775.8454
1798.0334 | 5 | 1 | 0 | 0 | 54408.4 | 54408.4 | 1852441.8228 | 1798033.4228
1767.1196 | 5 | 2 | 0 | 0 | 23904.3 | 23904.3 | 1791023.8636 | 1767119.5636
1739.602 | 5 | 3 | 0 | 0 | 10245.2 | 10245.2 | 1749847.2093 | 1739602.0093
1728.8867 | 5 | 4 | 0 | 0 | 7878.04 | 7878.04 | 1736764.7487 | 1728886.7087
1697.355 | 5 | 5 | 0 | 0 | 7694.74 | 7694.74 | 1705049.7873 | 1697355.0473
1419.9738 | 5 | 6 | 12123.402 | 321585.8944 | 14946.2 | 14946.2 | 1756505.9084 | 1419973.814
217.6831 | 5 | 7 | 58855.196 | 1561195.5165 | 20273.1 | 20273.1 | 1799151.6937 | 217683.0772
-485.7297 | 5 | 8 | 90490.416 | 2400352.7529 | 26115.4 | 26115.4 | 1940738.4983 | -485729.6546
347.1201 | 5 | 9 | 62317.368 | 1653033.2431 | 26182.8 | 26182.8 | 2026336.1661 | 347120.123
-315.3515 | 5 | 10 | 88571.472 | 2349450.76 | 41439.2 | 41439.2 | 2075538.4254 | -315351.5346
-50.4302 | 5 | 11 | 79449.208 | 2107473.1841 | 53267.8 | 53267.8 | 2110310.8319 | -50430.1522
-389.9919 | 5 | 12 | 93222.416 | 2472821.905 | 19200.2 | 19200.2 | 2102030.2428 | -389991.8622
1081.2123 | 5 | 13 | 38158.76 | 1012200.9453 | 17362.8 | 17362.8 | 2110776.0271 | 1081212.2818
-594.3922 | 5 | 14 | 100328.776 | 2661325.5228 | 39772.3 | 39772.3 | 2106705.6237 | -594392.199
-485.493 | 5 | 15 | 94949.144 | 2518625.1679 | 47112.7 | 47112.7 | 2080244.8937 | -485492.9742
1920.3198 | 5 | 16 | 2589.6295 | 68692.626 | 64942.3 | 64942.3 | 2053954.7217 | 1920319.7958
860.9227 | 5 | 17 | 40534.592 | 1075222.3694 | 61183.3 | 61183.3 | 1997328.4076 | 860922.7382
1832.6109 | 5 | 18 | 5502.9765 | 145972.1966 | 69432.8 | 69432.8 | 2048015.8749 | 1832610.8784
2068.8 | 5 | 19 | 0 | 0 | 70622 | 70622 | 2139422.0393 | 2068800.0393
2062.0676 | 5 | 20 | 0 | 0 | 71971.4 | 71971.4 | 2134039.0162 | 2062067.6162
2079.8973 | 5 | 21 | 0 | 0 | 56276.3 | 56276.3 | 2136173.6099 | 2079897.3099
2017.8833 | 5 | 22 | 0 | 0 | 84369.9 | 84369.9 | 2102253.1633 | 2017883.2633
1908.0832 | 5 | 23 | 0 | 0 | 99637.6 | 99637.6 | 2007720.7964 | 1908083.1964
1748.0844 | 5 | 0 | 0 | 0 | 99745.1 | 99745.1 | 1847829.5377 | 1748084.4377
1669.6363 | 5 | 1 | 0 | 0 | 97328.7 | 97328.7 | 1766964.9646 | 1669636.2646
1618.4613 | 5 | 2 | 0 | 0 | 98309.6 | 98309.6 | 1716770.9175 | 1618461.3175
1584.269 | 5 | 3 | 0 | 0 | 95424.8 | 95424.8 | 1679693.7568 | 1584268.9568
1550.7716 | 5 | 4 | 0 | 0 | 91689.4 | 91689.4 | 1642461.0168 | 1550771.6168
1528.0426 | 5 | 5 | 0 | 0 | 82282.4 | 82282.4 | 1610324.9556 | 1528042.5556
1271.0984 | 5 | 6 | 12033.704 | 319206.5613 | 81793.7 | 81793.7 | 1672098.678 | 1271098.4167
-20.5906 | 5 | 7 | 63800.176 | 1692366.2733 | 72347.2 | 72347.2 | 1744122.8671 | -20590.6062
-685.0281 | 5 | 8 | 94103.672 | 2496198.1404 | 62656.2 | 62656.2 | 1873826.269 | -685028.0714
-835.342 | 5 | 9 | 101720.784 | 2698249.9882 | 82389.7 | 82389.7 | 1945297.6627 | -835342.0255
-821.5501 | 5 | 10 | 104634.616 | 2775542.4239 | 45948.6 | 45948.6 | 1999940.9115 | -821550.1124
-748.0042 | 5 | 11 | 103488.68 | 2745145.2752 | 25981.2 | 25981.2 | 2023122.2553 | -748004.2199
-684.5176 | 5 | 12 | 103512.312 | 2745772.1387 | 1715.83 | 1715.83 | 2062970.3367 | -684517.632
-608.7355 | 5 | 13 | 101035.744 | 2680078.587 | 0 | 0 | 2071343.0618 | -608735.5253
-542.4089 | 5 | 14 | 98763.672 | 2619809.5053 | 0 | 0 | 2077400.5654 | -542408.9399
-488.6236 | 5 | 15 | 95929.496 | 2544630.0281 | 0 | 0 | 2056006.4353 | -488623.5928
-204.5266 | 5 | 16 | 83965.288 | 2227266.9207 | 0 | 0 | 2022740.3428 | -204526.5779
816.2089 | 5 | 17 | 43289.272 | 1148293.1321 | 0 | 0 | 1964502.0527 | 816208.9206
1753.3886 | 5 | 18 | 10293.569 | 273047.6638 | 0 | 0 | 2026436.255 | 1753388.5912
2109.1963 | 5 | 19 | 0 | 0 | 0 | 0 | 2109196.2647 | 2109196.2647
2124.008 | 5 | 20 | 0 | 0 | 3531.97 | 3531.97 | 2127540.0027 | 2124008.0327
2125.2627 | 5 | 21 | 0 | 0 | 18212.6 | 18212.6 | 2143475.2864 | 2125262.6864
2097.6403 | 5 | 22 | 0 | 0 | 25194.8 | 25194.8 | 2122835.0897 | 2097640.2897
2011.8919 | 5 | 23 | 0 | 0 | 21413 | 21413 | 2033304.8773 | 2011891.8773
1924.9978 | 5 | 0 | 0 | 0 | 11960.8 | 11960.8 | 1936958.6351 | 1924997.8351
1854.2192 | 5 | 1 | 0 | 0 | 3034.19 | 3034.19 | 1857253.3751 | 1854219.1851
1793.9156 | 5 | 2 | 0 | 0 | 1619.88 | 1619.88 | 1795535.4637 | 1793915.5837
1743.1905 | 5 | 3 | 0 | 0 | 3633.04 | 3633.04 | 1746823.5792 | 1743190.5392
1666.0065 | 5 | 4 | 0 | 0 | 11308.9 | 11308.9 | 1677315.3949 | 1666006.4949
1619.592 | 5 | 5 | 0 | 0 | 11197.9 | 11197.9 | 1630789.8891 | 1619591.9891
1348.268 | 5 | 6 | 12210.231 | 323889.1243 | 10686.6 | 10686.6 | 1682843.744 | 1348268.0197
144.352 | 5 | 7 | 60944.44 | 1616614.8947 | 9882.68 | 9882.68 | 1770849.5463 | 144351.9717
-477.3756 | 5 | 8 | 89396.848 | 2371344.7201 | 9452.07 | 9452.07 | 1903421.2056 | -477375.5845
-505.7724 | 5 | 9 | 93107.368 | 2469770.1367 | 7447.2 | 7447.2 | 1971444.951 | -505772.3857
-516.6639 | 5 | 10 | 95285.104 | 2527536.8576 | 4161.22 | 4161.22 | 2015034.1775 | -516663.9001
-496.8772 | 5 | 11 | 95632.08 | 2536740.7582 | 0 | 0 | 2039863.5215 | -496877.2367
-480.6816 | 5 | 12 | 95795.848 | 2541084.8754 | 0 | 0 | 2060403.3075 | -480681.5679
-559.039 | 5 | 13 | 98727.872 | 2618859.8729 | 0 | 0 | 2059820.9058 | -559038.9671
1152.698 | 5 | 14 | 34247.536 | 908451.6455 | 251.611 | 251.611 | 2061401.2108 | 1152697.9543
1478.1652 | 5 | 15 | 20534.168 | 544690.2431 | 11313.7 | 11313.7 | 2034169.1169 | 1478165.1738
1680.0199 | 5 | 16 | 11573.303 | 306993.9442 | 11375.4 | 11375.4 | 1998389.2577 | 1680019.9135
1926.3117 | 5 | 17 | 0 | 0 | 13230.8 | 13230.8 | 1939542.4928 | 1926311.6928
1977.4425 | 5 | 18 | 0 | 0 | 17613.3 | 17613.3 | 1995055.7944 | 1977442.4944
2018.3059 | 5 | 19 | 0 | 0 | 36251.1 | 36251.1 | 2054556.9825 | 2018305.8825
1918.9755 | 5 | 20 | 0 | 0 | 61823.3 | 61823.3 | 1980798.7826 | 1918975.4826
1939.2073 | 5 | 21 | 0 | 0 | 30867.7 | 30867.7 | 1970075.0155 | 1939207.3155
1913.8997 | 5 | 22 | 0 | 0 | 39022.8 | 39022.8 | 1952922.546 | 1913899.746
1856.7877 | 5 | 23 | 0 | 0 | 44286.5 | 44286.5 | 1901074.2151 | 1856787.7151
1797.259 | 5 | 0 | 0 | 0 | 32921.2 | 32921.2 | 1830180.1649 | 1797258.9649
1725.1668 | 5 | 1 | 0 | 0 | 39497.5 | 39497.5 | 1764664.3171 | 1725166.8171
1684.0715 | 5 | 2 | 0 | 0 | 30997.8 | 30997.8 | 1715069.2997 | 1684071.4997
1642.5448 | 5 | 3 | 0 | 0 | 29380.5 | 29380.5 | 1671925.2954 | 1642544.7954
1590.6568 | 5 | 4 | 0 | 0 | 34984.4 | 34984.4 | 1625641.2163 | 1590656.8163
1516.4921 | 5 | 5 | 0 | 0 | 32807.4 | 32807.4 | 1549299.5162 | 1516492.1162
1202.0805 | 5 | 6 | 11962.592 | 317320.2413 | 31574.5 | 31574.5 | 1550975.2297 | 1202080.4885
-65.8094 | 5 | 7 | 62193.932 | 1649758.9744 | 18546.3 | 18546.3 | 1602495.8454 | -65809.429
-686.6666 | 5 | 8 | 88805.032 | 2355646.1828 | 8862.39 | 8862.39 | 1677841.9771 | -686666.5957
-808.9111 | 5 | 9 | 95531.024 | 2534060.1423 | 8171.03 | 8171.03 | 1733320.0762 | -808911.0961
-746.1401 | 5 | 10 | 94321.336 | 2501971.9052 | 2197.1 | 2197.1 | 1758028.8637 | -746140.1415
-715.2621 | 5 | 11 | 93987.184 | 2493108.1746 | 0 | 0 | 1777846.0863 | -715262.0883
-231.791 | 5 | 12 | 75468.368 | 2001877.2473 | 0 | 0 | 1770086.2108 | -231791.0365
463.1675 | 5 | 13 | 48088.388 | 1275594.6941 | 0 | 0 | 1738762.1803 | 463167.4861
346.1018 | 5 | 14 | 51336.552 | 1361755.6352 | 3680.23 | 3680.23 | 1711537.6687 | 346101.8035
-798.0042 | 5 | 15 | 94365.112 | 2503133.1093 | 15999.9 | 15999.9 | 1721128.8134 | -798004.196
1136.6905 | 5 | 16 | 21580.438 | 572443.6471 | 18420.5 | 18420.5 | 1727554.6099 | 1136690.4628
933.4895 | 5 | 17 | 28870.082 | 765809.0643 | 20935.7 | 20935.7 | 1720234.2891 | 933489.5248
1762.1342 | 5 | 18 | 1040.4094 | 27597.9448 | 20092.3 | 20092.3 | 1809824.4116 | 1762134.1668
1839.6794 | 5 | 19 | 0 | 0 | 25582.5 | 25582.5 | 1865261.8974 | 1839679.3974
1825.1838 | 5 | 20 | 0 | 0 | 32806.6 | 32806.6 | 1857990.4284 | 1825183.8284
1821.9334 | 5 | 21 | 0 | 0 | 36859 | 36859 | 1858792.4472 | 1821933.4472
1822.4682 | 5 | 22 | 0 | 0 | 30015.9 | 30015.9 | 1852484.0647 | 1822468.1647
1796.6187 | 5 | 23 | 0 | 0 | 20473.3 | 20473.3 | 1817091.9902 | 1796618.6902
1748.5538 | 5 | 0 | 0 | 0 | 8732.35 | 8732.35 | 1757286.105 | 1748553.755
1686.8312 | 5 | 1 | 0 | 0 | 5143.87 | 5143.87 | 1691975.0803 | 1686831.2103
1618.0709 | 5 | 2 | 0 | 0 | 15797.1 | 15797.1 | 1633868.0184 | 1618070.9184
1589.2324 | 5 | 3 | 0 | 0 | 20136.8 | 20136.8 | 1609369.2411 | 1589232.4411
1552.2707 | 5 | 4 | 0 | 0 | 29196.5 | 29196.5 | 1581467.1544 | 1552270.6544
1473.7286 | 5 | 5 | 0 | 0 | 21057.2 | 21057.2 | 1494785.8072 | 1473728.6072
1369.9939 | 5 | 6 | 4033.3065 | 106987.6655 | 16000.9 | 16000.9 | 1492982.443 | 1369993.8774
525.6938 | 5 | 7 | 38151.22 | 1012000.9389 | 6682.28 | 6682.28 | 1544377.0141 | 525693.7952
-118.5531 | 5 | 8 | 65265.448 | 1731234.1428 | 1464.21 | 1464.21 | 1614145.2186 | -118553.1342
-647.3911 | 5 | 9 | 86803.584 | 2302555.6852 | 0 | 0 | 1655164.5803 | -647391.1049
-152.6338 | 5 | 10 | 68839.76 | 1826046.5001 | 2632.11 | 2632.11 | 1676044.822 | -152633.788
-160.8318 | 5 | 11 | 69333.04 | 1839131.267 | 3243.87 | 3243.87 | 1681543.3169 | -160831.8202
-847.9216 | 5 | 12 | 94581.088 | 2508862.0982 | 4492.96 | 4492.96 | 1665433.4968 | -847921.5614
-860.7705 | 5 | 13 | 93773.024 | 2487427.357 | 10090.2 | 10090.2 | 1636747.0792 | -860770.4779
2.03 | 5 | 14 | 60147.308 | 1595470.1362 | 13103.5 | 13103.5 | 1610603.6442 | 2030.008
1238.5995 | 5 | 15 | 11936.469 | 316627.3014 | 19263.6 | 19263.6 | 1574490.3819 | 1238599.4805
1278.3776 | 5 | 16 | 9042.006 | 239848.6487 | 30076.9 | 30076.9 | 1548303.11 | 1278377.5613
1485.7345 | 5 | 17 | 749.9925 | 19894.334 | 35111.1 | 35111.1 | 1540739.9117 | 1485734.4777
1617.2686 | 5 | 18 | 0 | 0 | 43916.1 | 43916.1 | 1661184.6665 | 1617268.5665
1721.5052 | 5 | 19 | 0 | 0 | 47973 | 47973 | 1769478.2114 | 1721505.2114
1783.4468 | 5 | 20 | 0 | 0 | 52025.3 | 52025.3 | 1835472.0941 | 1783446.7941
1816.1175 | 5 | 21 | 0 | 0 | 55329.1 | 55329.1 | 1871446.6045 | 1816117.5045
1843.636 | 5 | 22 | 0 | 0 | 29827.7 | 29827.7 | 1873463.7381 | 1843636.0381
1797.4603 | 5 | 23 | 0 | 0 | 22310.6 | 22310.6 | 1819770.8525 | 1797460.2525
1731.4903 | 5 | 0 | 0 | 0 | 14240.3 | 14240.3 | 1745730.5822 | 1731490.2822
1675.9812 | 5 | 1 | 0 | 0 | 10598.1 | 10598.1 | 1686579.2845 | 1675981.1845
1617.6063 | 5 | 2 | 0 | 0 | 12749.7 | 12749.7 | 1630356.0181 | 1617606.3181
1587.5341 | 5 | 3 | 0 | 0 | 8052.56 | 8052.56 | 1595586.6348 | 1587534.0748
1624.1569 | 5 | 4 | 0 | 0 | 2921.8 | 2921.8 | 1627078.7292 | 1624156.9292
1597.9697 | 5 | 5 | 0 | 0 | 0 | 0 | 1597969.7242 | 1597969.7242
1576.436 | 5 | 6 | 3606.6642 | 95670.5345 | 0 | 0 | 1672106.5362 | 1576436.0017
874.8167 | 5 | 7 | 32914.89 | 873101.8191 | 0 | 0 | 1747918.5506 | 874816.7314
1398.0775 | 5 | 8 | 19467.852 | 516405.098 | 0 | 0 | 1914482.5547 | 1398077.4567
-227.6543 | 5 | 9 | 84204.008 | 2233599.2179 | 0 | 0 | 2005944.9519 | -227654.2661
426.9773 | 5 | 10 | 61830.332 | 1640114.1048 | 230.712 | 230.712 | 2067322.109 | 426977.2922
-119.2424 | 5 | 11 | 84122.016 | 2231424.2946 | 0 | 0 | 2112181.8504 | -119242.4441
24.0439 | 5 | 12 | 79334.216 | 2104422.9013 | 0 | 0 | 2128466.7852 | 24043.8839
1707.2252 | 5 | 13 | 16111.719 | 427380.1665 | 0 | 0 | 2134605.3555 | 1707225.189
726.3417 | 5 | 14 | 53092.056 | 1408322.2115 | 0 | 0 | 2134663.9183 | 726341.7068
1635.1848 | 5 | 15 | 17400.158 | 461557.356 | 8217.81 | 8217.81 | 2104960.0053 | 1635184.8393
930.5059 | 5 | 16 | 42045.968 | 1115313.1956 | 19736.1 | 19736.1 | 2065555.2298 | 930505.9342
1924.741 | 5 | 17 | 1515.7963 | 40208.078 | 17613.2 | 17613.2 | 1982562.2796 | 1924741.0017
2013.0526 | 5 | 18 | 0 | 0 | 20438 | 20438 | 2033490.6121 | 2013052.6121
2097.8953 | 5 | 19 | 0 | 0 | 30173.1 | 30173.1 | 2128068.3867 | 2097895.2867
2102.4359 | 5 | 20 | 0 | 0 | 42281.7 | 42281.7 | 2144717.5859 | 2102435.8859
2103.2931 | 5 | 21 | 0 | 0 | 36537.5 | 36537.5 | 2139830.6352 | 2103293.1352
2054.4734 | 5 | 22 | 0 | 0 | 37240.6 | 37240.6 | 2091713.9897 | 2054473.3897
1956.3456 | 5 | 23 | 0 | 0 | 40622.9 | 40622.9 | 1996968.4975 | 1956345.5975
1866.0646 | 5 | 0 | 0 | 0 | 47175.4 | 47175.4 | 1913239.964 | 1866064.564
1759.3264 | 5 | 1 | 0 | 0 | 65798.3 | 65798.3 | 1825124.7453 | 1759326.4453
1700.1168 | 5 | 2 | 0 | 0 | 62816.4 | 62816.4 | 1762933.2353 | 1700116.8353
1665.7223 | 5 | 3 | 0 | 0 | 52890.3 | 52890.3 | 1718612.5946 | 1665722.2946
1706.5053 | 5 | 4 | 0 | 0 | 26975.7 | 26975.7 | 1733480.9886 | 1706505.2886
1688.501 | 5 | 5 | 0 | 0 | 14443.1 | 14443.1 | 1702944.0575 | 1688500.9575
1439.8286 | 5 | 6 | 12506.923 | 331759.1893 | 4532.46 | 4532.46 | 1776120.2442 | 1439828.5949
272.9821 | 5 | 7 | 58520.268 | 1552311.2016 | 8003.26 | 8003.26 | 1833296.5326 | 272982.0709
-395.6096 | 5 | 8 | 88426.208 | 2345597.4808 | 12452.2 | 12452.2 | 1962440.0621 | -395609.6187
-604.2776 | 5 | 9 | 98701.264 | 2618154.0679 | 31427 | 31427 | 2045303.433 | -604277.635
-162.1782 | 5 | 10 | 84844.632 | 2250592.4383 | 12233.4 | 12233.4 | 2100647.612 | -162178.2264
-672.9889 | 5 | 11 | 105060.584 | 2786841.6698 | 14406.5 | 14406.5 | 2128259.2591 | -672988.9107
-634.4103 | 5 | 12 | 104894.136 | 2782426.4628 | 7512.24 | 7512.24 | 2155528.4018 | -634410.301
-623.1857 | 5 | 13 | 104328.464 | 2767421.4225 | 11932.9 | 11932.9 | 2156168.6593 | -623185.6632
-612.257 | 5 | 14 | 103416.88 | 2743240.7052 | 20138 | 20138 | 2151121.6842 | -612257.0211
573.6538 | 5 | 15 | 57657.012 | 1529412.435 | 27053.1 | 27053.1 | 2130119.339 | 573653.804
1231.6446 | 5 | 16 | 31608.544 | 838449.6277 | 27896.2 | 27896.2 | 2097990.4667 | 1231644.639
1781.3736 | 5 | 17 | 8249.465 | 218825.6712 | 26665.5 | 26665.5 | 2026864.7595 | 1781373.5882
2062.1136 | 5 | 18 | 199.318 | 5287.1176 | 28699.9 | 28699.9 | 2096100.6307 | 2062113.6131
2135.5963 | 5 | 19 | 0 | 0 | 43487.4 | 43487.4 | 2179083.6716 | 2135596.2716
2119.9984 | 5 | 20 | 0 | 0 | 61818 | 61818 | 2181816.4296 | 2119998.4296
2109.0126 | 5 | 21 | 0 | 0 | 58185.1 | 58185.1 | 2167197.738 | 2109012.638
2062.5637 | 5 | 22 | 0 | 0 | 55237.4 | 55237.4 | 2117801.0889 | 2062563.6889
1951.6448 | 5 | 23 | 0 | 0 | 62410.2 | 62410.2 | 2014055.0112 | 1951644.8112
1854.6098 | 5 | 0 | 0 | 0 | 59400.8 | 59400.8 | 1914010.6262 | 1854609.8262
1784.9034 | 5 | 1 | 0 | 0 | 55557 | 55557 | 1840460.3686 | 1784903.3686
1741.5547 | 5 | 2 | 0 | 0 | 36885.3 | 36885.3 | 1778439.9948 | 1741554.6948
1728.7525 | 5 | 3 | 0 | 0 | 15986.7 | 15986.7 | 1744739.1793 | 1728752.4793
1712.3327 | 5 | 4 | 0 | 0 | 7259.59 | 7259.59 | 1719592.3122 | 1712332.7222
1682.0537 | 5 | 5 | 0 | 0 | 3780.02 | 3780.02 | 1685833.7344 | 1682053.7144
1634.9954 | 5 | 6 | 3373.672 | 89490.1718 | 1788.32 | 1788.32 | 1726273.9197 | 1634995.4279
1412.3763 | 5 | 7 | 13730.601 | 364218.5257 | 0 | 0 | 1776594.8027 | 1412376.2769
1188.7262 | 5 | 8 | 27104.106 | 718964.7073 | 0 | 0 | 1907690.9347 | 1188726.2274
1804.9122 | 5 | 9 | 7133.121 | 189213.4812 | 0 | 0 | 1994125.6924 | 1804912.2112
1844.3273 | 5 | 10 | 7987.9495 | 211888.6996 | 0 | 0 | 2056215.9638 | 1844327.2642
1785.38 | 5 | 11 | 11707.003 | 310540.4762 | 691.537 | 691.537 | 2096612.0444 | 1785380.0311
1670.2853 | 5 | 12 | 16618.445 | 440821.6026 | 918.102 | 918.102 | 2112025.0071 | 1670285.3024
808.9239 | 5 | 13 | 49286.12 | 1307365.7858 | 4297.21 | 4297.21 | 2120586.9421 | 808923.9463
1454.8498 | 5 | 14 | 24483.26 | 649444.0311 | 6521.66 | 6521.66 | 2110815.512 | 1454849.8209
1591.7565 | 5 | 15 | 19331.386 | 512785.1949 | 5958.82 | 5958.82 | 2110500.4703 | 1591756.4554
1311.7888 | 5 | 16 | 28404.244 | 753452.225 | 1357.63 | 1357.63 | 2066598.6529 | 1311788.7978
1781.312 | 5 | 17 | 8283.677 | 219733.1803 | 5410.68 | 5410.68 | 2006455.8154 | 1781311.9552
2056.1395 | 5 | 18 | 299.6957 | 7949.741 | 11835.8 | 11835.8 | 2075925.0373 | 2056139.4963
2168.174 | 5 | 19 | 0 | 0 | 9651.13 | 9651.13 | 2177825.1339 | 2168174.0039
2171.4246 | 5 | 20 | 0 | 0 | 7426 | 7426 | 2178850.5654 | 2171424.5654
2183.6067 | 5 | 21 | 0 | 0 | 5258.87 | 5258.87 | 2188865.6002 | 2183606.7302
2151.0632 | 5 | 22 | 0 | 0 | 4320.7 | 4320.7 | 2155383.904 | 2151063.204
2071.4328 | 5 | 23 | 0 | 0 | 8424.35 | 8424.35 | 2079857.1163 | 2071432.7663
1815.6564 | 5 | 0 | 0 | 0 | 6099.34 | 6099.34 | 1821755.6907 | 1815656.3507
1732.0574 | 5 | 1 | 0 | 0 | 16459.4 | 16459.4 | 1748516.7762 | 1732057.3762
1666.3062 | 5 | 2 | 0 | 0 | 27395.7 | 27395.7 | 1693701.8862 | 1666306.1862
1629.8818 | 5 | 3 | 0 | 0 | 26189.6 | 26189.6 | 1656071.3962 | 1629881.7962
1611.0048 | 5 | 4 | 0 | 0 | 8690 | 8690 | 1619694.7956 | 1611004.7956
1586.7168 | 5 | 5 | 0 | 0 | 3496.17 | 3496.17 | 1590212.9995 | 1586716.8295
1643.3893 | 5 | 6 | 0 | 0 | 5647.26 | 5647.26 | 1649036.5892 | 1643389.3292
416.2099 | 5 | 7 | 49126.392 | 1303128.8339 | 0 | 0 | 1719338.6915 | 416209.8576
238.8038 | 5 | 8 | 60593.576 | 1607307.8608 | 0 | 0 | 1846111.6719 | 238803.8112
374.2809 | 5 | 9 | 58179.432 | 1543270.1709 | 1894.51 | 1894.51 | 1919445.5649 | 374280.884
440.4729 | 5 | 10 | 57410.4 | 1522870.7943 | 0 | 0 | 1963343.6766 | 440472.8824
-75.9411 | 5 | 11 | 77983.328 | 2068589.1868 | 0 | 0 | 1992648.0635 | -75941.1233
466.9367 | 5 | 12 | 60668.748 | 1609301.8765 | 0 | 0 | 2076238.5464 | 466936.6699
1514.895 | 5 | 13 | 20554.914 | 545240.5524 | 14092 | 14092 | 2074227.5405 | 1514894.9881
1039.0908 | 5 | 14 | 38843.304 | 1030359.1895 | 7563.36 | 7563.36 | 2077013.3948 | 1039090.8452
1391.6321 | 5 | 15 | 24170.308 | 641142.6526 | 21556 | 21556 | 2054330.7872 | 1391632.1347
456.0279 | 5 | 16 | 58315.692 | 1546884.6096 | 17522 | 17522 | 2020434.5522 | 456027.9425
1513.2746 | 5 | 17 | 15646.801 | 415047.7312 | 36445.4 | 36445.4 | 1964767.7427 | 1513274.6115
1987.5516 | 5 | 18 | 765.4646 | 20304.7466 | 23816.8 | 23816.8 | 2031673.1739 | 1987551.6272
2075.2364 | 5 | 19 | 0 | 0 | 37931.7 | 37931.7 | 2113168.1391 | 2075236.4391
2065.4833 | 5 | 20 | 0 | 0 | 56145.1 | 56145.1 | 2121628.4486 | 2065483.3486
2069.8355 | 5 | 21 | 0 | 0 | 51430 | 51430 | 2121265.4775 | 2069835.4775
2029.3204 | 5 | 22 | 0 | 0 | 46210.6 | 46210.6 | 2075531.0403 | 2029320.4403
1948.532 | 5 | 23 | 0 | 0 | 35405 | 35405 | 1983937.0443 | 1948532.0443
1849.4086 | 5 | 0 | 0 | 0 | 40452.1 | 40452.1 | 1889860.6996 | 1849408.5996
1779.2383 | 5 | 1 | 0 | 0 | 45349.9 | 45349.9 | 1824588.2377 | 1779238.3377
1711.3629 | 5 | 2 | 0 | 0 | 60741.4 | 60741.4 | 1772104.3103 | 1711362.9103
1684.7013 | 5 | 3 | 0 | 0 | 49385.7 | 49385.7 | 1734086.9622 | 1684701.2622
1671.9033 | 5 | 4 | 0 | 0 | 42098.5 | 42098.5 | 1714001.8132 | 1671903.3132
1638.1099 | 5 | 5 | 0 | 0 | 32835.4 | 32835.4 | 1670945.3335 | 1638109.9335
1349.1795 | 5 | 6 | 12526.164 | 332269.5769 | 41169.5 | 41169.5 | 1722618.5773 | 1349179.5004
432.637 | 5 | 7 | 49785.096 | 1320601.6451 | 46614.1 | 46614.1 | 1799852.7254 | 432636.9803
674.3866 | 5 | 8 | 45940.52 | 1218620.2531 | 52785.5 | 52785.5 | 1945792.398 | 674386.6448
-491.1354 | 5 | 9 | 93607.048 | 2483024.6704 | 34457.4 | 34457.4 | 2026346.7019 | -491135.3685
1708.9193 | 5 | 10 | 12441.098 | 330013.1125 | 24431.2 | 24431.2 | 2063363.6565 | 1708919.344
817.2076 | 5 | 11 | 47740.424 | 1266364.5858 | 15623.8 | 15623.8 | 2099195.9764 | 817207.5907
-303.1031 | 5 | 12 | 89851.904 | 2383415.5555 | 26997.5 | 26997.5 | 2107309.9668 | -303103.0887
1388.5692 | 5 | 13 | 25775.22 | 683714.6188 | 33632.1 | 33632.1 | 2105915.9563 | 1388569.2375
586.4653 | 5 | 14 | 56079.384 | 1487564.2053 | 31473.1 | 31473.1 | 2105502.6405 | 586465.3352
1610.152 | 5 | 15 | 16697.577 | 442920.6616 | 41812.5 | 41812.5 | 2094885.1996 | 1610152.0381
854.8633 | 5 | 16 | 43637.432 | 1157528.4396 | 28989.8 | 28989.8 | 2041381.5059 | 854863.2663
810.0723 | 5 | 17 | 42476.1 | 1126722.8959 | 35182.5 | 35182.5 | 1971977.698 | 810072.302
1682.1412 | 5 | 18 | 10760.82 | 285441.9844 | 52802.9 | 52802.9 | 2020386.0668 | 1682141.1825
2030.1123 | 5 | 19 | 0 | 0 | 73818 | 73818 | 2103930.2967 | 2030112.2967
2011.7244 | 5 | 20 | 0 | 0 | 89700.1 | 89700.1 | 2101424.5165 | 2011724.4165
2006.8802 | 5 | 21 | 0 | 0 | 79792.3 | 79792.3 | 2086672.4849 | 2006880.1849
2018.6822 | 5 | 22 | 0 | 0 | 59466.2 | 59466.2 | 2078148.42 | 2018682.22
1993.6984 | 5 | 23 | 0 | 0 | 38574.8 | 38574.8 | 2032273.201 | 1993698.401
1927.6757 | 5 | 0 | 0 | 0 | 29585.7 | 29585.7 | 1957261.3727 | 1927675.6727
1851.2052 | 5 | 1 | 0 | 0 | 29265.2 | 29265.2 | 1880470.389 | 1851205.189
1787.124 | 5 | 2 | 0 | 0 | 35405.5 | 35405.5 | 1822529.4502 | 1787123.9502
1734.8503 | 5 | 3 | 0 | 0 | 37412.2 | 37412.2 | 1772262.5288 | 1734850.3288
1719.8316 | 5 | 4 | 0 | 0 | 23652.3 | 23652.3 | 1743483.9451 | 1719831.6451
1635.2776 | 5 | 5 | 0 | 0 | 25183.2 | 25183.2 | 1660460.7646 | 1635277.5646
1284.4137 | 5 | 6 | 12615.391 | 334636.4163 | 26346.6 | 26346.6 | 1645396.7432 | 1284413.727
57.353 | 5 | 7 | 60733.268 | 1611013.3369 | 22473.7 | 22473.7 | 1690840.0413 | 57353.0044
-663.7 | 5 | 8 | 91295.072 | 2421697.0933 | 18874.5 | 18874.5 | 1776871.6013 | -663699.9921
-829.3325 | 5 | 9 | 99958.008 | 2651490.5145 | 10377.6 | 10377.6 | 1832535.6073 | -829332.5072
-866.7697 | 5 | 10 | 102294.936 | 2713479.9694 | 2119.35 | 2119.35 | 1848829.6124 | -866769.7069
-858.8112 | 5 | 11 | 103261.168 | 2739110.2819 | 0 | 0 | 1880299.0512 | -858811.2307
-873.7472 | 5 | 12 | 103340.208 | 2741206.9004 | 4993.25 | 4993.25 | 1872452.9127 | -873747.2377
-894.151 | 5 | 13 | 102802.88 | 2726953.7143 | 11150 | 11150 | 1843952.7027 | -894151.0115
-160.1715 | 5 | 14 | 73922.176 | 1960862.8903 | 17120.5 | 17120.5 | 1817811.8953 | -160171.495
-795.0063 | 5 | 15 | 97487.424 | 2585955.6947 | 24272 | 24272 | 1815221.4304 | -795006.2644
-497.0978 | 5 | 16 | 85381.384 | 2264830.3455 | 38517 | 38517 | 1806249.5777 | -497097.7678
595.072 | 5 | 17 | 43498.292 | 1153837.6058 | 47098.3 | 47098.3 | 1796007.9238 | 595072.0179
1456.7874 | 5 | 18 | 15267.096 | 404975.6597 | 47921.7 | 47921.7 | 1909684.7826 | 1456787.423
1948.3278 | 5 | 19 | 0 | 0 | 43642.6 | 43642.6 | 1991970.4477 | 1948327.8477
1934.799 | 5 | 20 | 0 | 0 | 39589.9 | 39589.9 | 1974388.8874 | 1934798.9874
1941.8412 | 5 | 21 | 0 | 0 | 33102.1 | 33102.1 | 1974943.2783 | 1941841.1783
1939.6678 | 5 | 22 | 0 | 0 | 18409.8 | 18409.8 | 1958077.5943 | 1939667.7943
1916.5403 | 5 | 23 | 0 | 0 | 14563.5 | 14563.5 | 1931103.8027 | 1916540.3027
1869.9624 | 5 | 0 | 0 | 0 | 7377.92 | 7377.92 | 1877340.3448 | 1869962.4248
1790.8424 | 5 | 1 | 0 | 0 | 15844.8 | 15844.8 | 1806687.2356 | 1790842.4356
1721.1509 | 5 | 2 | 0 | 0 | 18957.6 | 18957.6 | 1740108.5212 | 1721150.9212
1680.894 | 5 | 3 | 0 | 0 | 29149.1 | 29149.1 | 1710043.1115 | 1680894.0115
1614.7392 | 5 | 4 | 0 | 0 | 41506.2 | 41506.2 | 1656245.4333 | 1614739.2333
1520.5112 | 5 | 5 | 0 | 0 | 41885 | 41885 | 1562396.1873 | 1520511.1873
1176.638 | 5 | 6 | 12855.924 | 341016.8052 | 27478.2 | 27478.2 | 1545133.03 | 1176638.0248
-180.0742 | 5 | 7 | 64772.54 | 1718159.2435 | 28122.5 | 28122.5 | 1566207.5225 | -180074.2211
-912.6277 | 5 | 8 | 94305.288 | 2501546.2153 | 28643 | 28643 | 1617561.4785 | -912627.7368
-1069.0602 | 5 | 9 | 101224.552 | 2685086.9163 | 44101 | 44101 | 1660127.7105 | -1069060.2059
-209.2283 | 5 | 10 | 70502.416 | 1870150.1862 | 28154.2 | 28154.2 | 1689076.0707 | -209228.3155
-110.787 | 5 | 11 | 67916.656 | 1801560.2028 | 12958.9 | 12958.9 | 1703732.0787 | -110787.0241
-667.8744 | 5 | 12 | 90452.928 | 2399358.3446 | 0 | 0 | 1731483.9799 | -667874.3647
-485.3598 | 5 | 13 | 83305.248 | 2209758.6707 | 0 | 0 | 1724398.8486 | -485359.822
297.8907 | 5 | 14 | 53524.116 | 1419783.054 | 0 | 0 | 1717673.7362 | 297890.6822
-874.0825 | 5 | 15 | 97521.016 | 2586846.7576 | 0 | 0 | 1712764.2151 | -874082.5425
-554.4844 | 5 | 16 | 85044.984 | 2255906.9843 | 4171.19 | 4171.19 | 1705593.7468 | -554484.4275
560.9469 | 5 | 17 | 43332.908 | 1149450.6226 | 10185.4 | 10185.4 | 1720582.947 | 560946.9244
1431.2548 | 5 | 18 | 14980.361 | 397369.7144 | 20177.7 | 20177.7 | 1848802.2209 | 1431254.8065
1924.9879 | 5 | 19 | 0 | 0 | 31296.4 | 31296.4 | 1956284.3417 | 1924987.9417
1947.4518 | 5 | 20 | 0 | 0 | 45878.2 | 45878.2 | 1993330.0045 | 1947451.8045
1972.2502 | 5 | 21 | 0 | 0 | 47799.3 | 47799.3 | 2020049.5434 | 1972250.2434
1957.2981 | 5 | 22 | 0 | 0 | 42520.8 | 42520.8 | 1999818.8729 | 1957298.0729
1915.2438 | 5 | 23 | 0 | 0 | 30860.3 | 30860.3 | 1946104.1418 | 1915243.8418
1843.198 | 5 | 0 | 0 | 0 | 22545.2 | 22545.2 | 1865743.2154 | 1843198.0154
1742.6697 | 5 | 1 | 0 | 0 | 50534.2 | 50534.2 | 1793203.8998 | 1742669.6998
1666.4635 | 5 | 2 | 0 | 0 | 72058.6 | 72058.6 | 1738522.1265 | 1666463.5265
1659.3894 | 5 | 3 | 0 | 0 | 42266 | 42266 | 1701655.3567 | 1659389.3567
1687.8299 | 5 | 4 | 0 | 0 | 25444.7 | 25444.7 | 1713274.5964 | 1687829.8964
1660.8112 | 5 | 5 | 0 | 0 | 13793 | 13793 | 1674604.22 | 1660811.22
1392.02 | 5 | 6 | 12780.527 | 339016.8211 | 5694.31 | 5694.31 | 1736731.119 | 1392019.988
174.0945 | 5 | 7 | 62720.392 | 1663723.8755 | 859.929 | 859.929 | 1838678.3324 | 174094.5279
-438.627 | 5 | 8 | 91421.728 | 2425056.776 | 0 | 0 | 1986429.7673 | -438627.0087
194.8719 | 5 | 9 | 70278.168 | 1864201.7739 | 1168.87 | 1168.87 | 2060242.5251 | 194871.8812
521.2361 | 5 | 10 | 60287.548 | 1599190.1486 | 6450.22 | 6450.22 | 2126876.4579 | 521236.0893
667.7209 | 5 | 11 | 55365.536 | 1468628.6419 | 21370.8 | 21370.8 | 2157720.3048 | 667720.8629
-541.4963 | 5 | 12 | 101965.664 | 2704745.6858 | 21822.5 | 21822.5 | 2185071.8468 | -541496.339
-545.7652 | 5 | 13 | 101003.568 | 2679225.085 | 23552.6 | 23552.6 | 2157012.5263 | -545765.1587
-529.4357 | 5 | 14 | 100215.448 | 2658319.3793 | 14732.8 | 14732.8 | 2143616.4712 | -529435.7081
1033.9703 | 5 | 15 | 40092.644 | 1063499.2373 | 11339.2 | 11339.2 | 2108808.693 | 1033970.2557
-229.1211 | 5 | 16 | 85712.296 | 2273608.1317 | 9949.06 | 9949.06 | 2054436.0662 | -229121.1255
1423.1848 | 5 | 17 | 20942.696 | 555526.8748 | 12738.8 | 12738.8 | 1991450.508 | 1423184.8332
1997.0809 | 5 | 18 | 1136.1327 | 30137.1073 | 23239.6 | 23239.6 | 2050457.5628 | 1997080.8556
2110.3917 | 5 | 19 | 0 | 0 | 22902.6 | 22902.6 | 2133294.2584 | 2110391.6584
2118.2579 | 5 | 20 | 0 | 0 | 24040.9 | 24040.9 | 2142298.8228 | 2118257.9228
2085.861 | 5 | 21 | 0 | 0 | 30474.9 | 30474.9 | 2116335.9357 | 2085861.0357
2054.1528 | 5 | 22 | 0 | 0 | 22279.3 | 22279.3 | 2076432.0728 | 2054152.7728
1960.8492 | 5 | 23 | 0 | 0 | 32022.1 | 32022.1 | 1992871.2872 | 1960849.1872
1879.9397 | 5 | 0 | 0 | 0 | 34035.9 | 34035.9 | 1913975.6432 | 1879939.7432
1797.1177 | 5 | 1 | 0 | 0 | 33783.4 | 33783.4 | 1830901.0799 | 1797117.6799
1755.1944 | 5 | 2 | 0 | 0 | 23659.5 | 23659.5 | 1778853.862 | 1755194.362
1713.5496 | 5 | 3 | 0 | 0 | 20266.6 | 20266.6 | 1733816.2053 | 1713549.6053
1709.4957 | 5 | 4 | 0 | 0 | 14420 | 14420 | 1723915.6847 | 1709495.6847
1684.209 | 5 | 5 | 0 | 0 | 12921.6 | 12921.6 | 1697130.6187 | 1684209.0187
1420.1458 | 5 | 6 | 12731.569 | 337718.159 | 5291.95 | 5291.95 | 1763155.8899 | 1420145.7809
128.1546 | 5 | 7 | 63775.584 | 1691713.9449 | 3544.59 | 3544.59 | 1823413.1778 | 128154.6429
-522.0061 | 5 | 8 | 92485.792 | 2453282.1844 | 2073.31 | 2073.31 | 1933349.3905 | -522006.104
-616.4231 | 5 | 9 | 99367.976 | 2635839.2997 | 2840.49 | 2840.49 | 2022256.7118 | -616423.0779
-599.6191 | 5 | 10 | 101649.288 | 2696353.4821 | 1802.42 | 1802.42 | 2098536.8432 | -599619.0589
-585.2773 | 5 | 11 | 102789.848 | 2726608.0268 | 1553.73 | 1553.73 | 2142884.4207 | -585277.3361
-572.0819 | 5 | 12 | 102817.128 | 2727331.6573 | 3202.92 | 3202.92 | 2158452.6669 | -572081.9105
-572.2191 | 5 | 13 | 102248.184 | 2712239.8238 | 19189.1 | 19189.1 | 2159209.7845 | -572219.1393
-513.1164 | 5 | 14 | 100238.736 | 2658937.1178 | 16053.4 | 16053.4 | 2161874.1239 | -513116.3938
-449.3917 | 5 | 15 | 97007.512 | 2573225.5279 | 9345.66 | 9345.66 | 2133179.461 | -449391.727
-191.8441 | 5 | 16 | 85495.936 | 2267868.9569 | 11039.9 | 11039.9 | 2087064.7483 | -191844.1085
819.5411 | 5 | 17 | 44182.6 | 1171989.5899 | 24323 | 24323 | 2015853.6619 | 819541.0719
1608.3819 | 5 | 18 | 17347.01 | 460147.5499 | 25966.5 | 25966.5 | 2094495.9219 | 1608381.8721
2142.9835 | 5 | 19 | 0 | 0 | 25929.3 | 25929.3 | 2168912.8048 | 2142983.5048
2147.469 | 5 | 20 | 0 | 0 | 26076.2 | 26076.2 | 2173545.2361 | 2147469.0361
2141.7958 | 5 | 21 | 0 | 0 | 23132.4 | 23132.4 | 2164928.2263 | 2141795.8263
2121.2108 | 5 | 22 | 0 | 0 | 12222.8 | 12222.8 | 2133433.5678 | 2121210.7678
2042.133 | 5 | 23 | 0 | 0 | 9020.27 | 9020.27 | 2051153.2863 | 2042133.0163
1944.0476 | 5 | 0 | 0 | 0 | 8542.13 | 8542.13 | 1952589.6971 | 1944047.5671
1852.7403 | 5 | 1 | 0 | 0 | 12230 | 12230 | 1864970.323 | 1852740.323
1788.2851 | 5 | 2 | 0 | 0 | 17614.2 | 17614.2 | 1805899.3371 | 1788285.1371
1748.0383 | 5 | 3 | 0 | 0 | 14412.6 | 14412.6 | 1762450.8502 | 1748038.2502
1740.723 | 5 | 4 | 0 | 0 | 9127.96 | 9127.96 | 1749850.9617 | 1740723.0017
1700.9291 | 5 | 5 | 0 | 0 | 10621.4 | 10621.4 | 1711550.5384 | 1700929.1384
1397.6772 | 5 | 6 | 12768.946 | 338709.6229 | 6341.67 | 6341.67 | 1742728.5057 | 1397677.2127
151.5339 | 5 | 7 | 63168.868 | 1675620.1696 | 1714.27 | 1714.27 | 1828868.3104 | 151533.8709
-471.9127 | 5 | 8 | 92324.208 | 2448996.0001 | 0 | 0 | 1977083.2614 | -471912.7388
-576.8008 | 5 | 9 | 99144.56 | 2629912.9571 | 9555.09 | 9555.09 | 2062667.2926 | -576800.7545
-577.3174 | 5 | 10 | 101441.768 | 2690848.7975 | 2674.66 | 2674.66 | 2116206.103 | -577317.3545
-559.0332 | 5 | 11 | 102034.304 | 2706566.4335 | 0 | 0 | 2147533.25 | -559033.1834
-540.426 | 5 | 12 | 102244.608 | 2712144.9666 | 0 | 0 | 2171719.0057 | -540425.9609
-540.2022 | 5 | 13 | 101938.984 | 2704037.971 | 10074.3 | 10074.3 | 2173910.0787 | -540202.1922
-463.3097 | 5 | 14 | 98165.608 | 2603945.2333 | 24800.3 | 24800.3 | 2165435.8163 | -463309.717
-438.6002 | 5 | 15 | 95897.704 | 2543786.7121 | 37247.1 | 37247.1 | 2142433.5923 | -438600.2198
-168.3552 | 5 | 16 | 84138.032 | 2231849.1357 | 24338.5 | 24338.5 | 2087832.3915 | -168355.2441
825.0931 | 5 | 17 | 44512.372 | 1180737.1365 | 24720.3 | 24720.3 | 2030550.5479 | 825093.1114
1590.9088 | 5 | 18 | 17867.682 | 473958.9182 | 27711.1 | 27711.1 | 2092578.7685 | 1590908.7502
2162.058 | 5 | 19 | 0 | 0 | 23133.8 | 23133.8 | 2185191.7779 | 2162057.9779
2142.3555 | 5 | 20 | 0 | 0 | 19163.3 | 19163.3 | 2161518.7802 | 2142355.4802
2148.3052 | 5 | 21 | 0 | 0 | 20992.7 | 20992.7 | 2169297.9136 | 2148305.2136
2117.771 | 5 | 22 | 0 | 0 | 19033.6 | 19033.6 | 2136804.5702 | 2117770.9702
2036.3358 | 5 | 23 | 0 | 0 | 21556.1 | 21556.1 | 2057891.9114 | 2036335.8114
1899.33 | 5 | 0 | 0 | 0 | 15053.6 | 15053.6 | 1914383.5541 | 1899329.9541
1834.9294 | 5 | 1 | 0 | 0 | 7193.94 | 7193.94 | 1842123.3828 | 1834929.4428
1774.9575 | 5 | 2 | 0 | 0 | 6993.19 | 6993.19 | 1781950.652 | 1774957.462
1737.6209 | 5 | 3 | 0 | 0 | 6393.27 | 6393.27 | 1744014.1951 | 1737620.9251
1724.8113 | 5 | 4 | 0 | 0 | 7603.15 | 7603.15 | 1732414.4179 | 1724811.2679
1663.6263 | 5 | 5 | 0 | 0 | 14446.6 | 14446.6 | 1678072.9173 | 1663626.3173
1361.026 | 5 | 6 | 12966.729 | 343956.0235 | 9223.8 | 9223.8 | 1714205.7803 | 1361025.9568
90.4513 | 5 | 7 | 64891.96 | 1721326.9837 | 3163.59 | 3163.59 | 1814941.9033 | 90451.3296
-519.4235 | 5 | 8 | 93228.096 | 2472972.5729 | 0 | 0 | 1953549.0877 | -519423.4853
-577.7448 | 5 | 9 | 98306.24 | 2607675.6439 | 0 | 0 | 2029930.8091 | -577744.8348
-577.9211 | 5 | 10 | 100155.928 | 2656740.5491 | 0 | 0 | 2078819.4255 | -577921.1236
-548.6904 | 5 | 11 | 100377.752 | 2662624.6623 | 4457.69 | 4457.69 | 2118391.969 | -548690.3833
-531.3527 | 5 | 12 | 100247.848 | 2659178.8231 | 12974.9 | 12974.9 | 2140800.9997 | -531352.7234
-533.3556 | 5 | 13 | 99692.64 | 2644451.3513 | 22290.7 | 22290.7 | 2133386.4455 | -533355.6058
-166.5115 | 5 | 14 | 85761.856 | 2274922.7625 | 29630.2 | 29630.2 | 2138041.4782 | -166511.4843
897.0404 | 5 | 15 | 44305.872 | 1175259.5084 | 42625.6 | 42625.6 | 2114925.481 | 897040.3725
1636.2658 | 5 | 16 | 14967.435 | 397026.8388 | 38744.7 | 38744.7 | 2072037.3163 | 1636265.7775
1731.9643 | 5 | 17 | 8706.954 | 230961.0446 | 28828 | 28828 | 1991753.3437 | 1731964.2992
1687.7535 | 5 | 18 | 12918.032 | 342664.2847 | 25197.5 | 25197.5 | 2055615.2857 | 1687753.5009
2130.7874 | 5 | 19 | 0 | 0 | 17043.3 | 17043.3 | 2147830.6791 | 2130787.3791
2147.0138 | 5 | 20 | 0 | 0 | 10868.5 | 10868.5 | 2157882.263 | 2147013.763
2140.7714 | 5 | 21 | 0 | 0 | 24066 | 24066 | 2164837.4442 | 2140771.4442
2108.0236 | 5 | 22 | 0 | 0 | 21799.5 | 21799.5 | 2129823.1027 | 2108023.6027
2019.9852 | 5 | 23 | 0 | 0 | 32592.7 | 32592.7 | 2052577.9332 | 2019985.2332
1928.7408 | 5 | 0 | 0 | 0 | 30954.9 | 30954.9 | 1959695.7296 | 1928740.8296
1844.6531 | 5 | 1 | 0 | 0 | 36492.4 | 36492.4 | 1881145.5476 | 1844653.1476
1791.9545 | 5 | 2 | 0 | 0 | 29907.8 | 29907.8 | 1821862.2955 | 1791954.4955
1744.423 | 5 | 3 | 0 | 0 | 27643.5 | 27643.5 | 1772066.5143 | 1744423.0143
1708.1944 | 5 | 4 | 0 | 0 | 25451.2 | 25451.2 | 1733645.5528 | 1708194.3528
1634.3533 | 5 | 5 | 0 | 0 | 41619.6 | 41619.6 | 1675972.8712 | 1634353.2712
1369.2146 | 5 | 6 | 12436.295 | 329885.7079 | 18429.5 | 18429.5 | 1717529.8405 | 1369214.6326
169.8518 | 5 | 7 | 61208.424 | 1623617.3458 | 17526.2 | 17526.2 | 1810995.3104 | 169851.7646
-434.3642 | 5 | 8 | 89914.096 | 2385065.2633 | 17157.7 | 17157.7 | 1967858.7824 | -434364.1809
-558.7736 | 5 | 9 | 97703.216 | 2591679.8028 | 13379.8 | 13379.8 | 2046285.9601 | -558773.6427
-544.9038 | 5 | 10 | 98951.816 | 2624800.2213 | 7339.98 | 7339.98 | 2087236.4258 | -544903.7755
-524.0819 | 5 | 11 | 99329.152 | 2634809.4526 | 17873.6 | 17873.6 | 2128601.1697 | -524081.8829
684.3664 | 5 | 12 | 53281.184 | 1413339.0291 | 45349.6 | 45349.6 | 2143055.027 | 684366.3978
284.1443 | 5 | 13 | 67804.384 | 1798582.0708 | 64331.6 | 64331.6 | 2147057.9502 | 284144.2795
177.8236 | 5 | 14 | 71339.656 | 1892358.8513 | 85253.4 | 85253.4 | 2155435.8207 | 177823.5694
1046.8833 | 5 | 15 | 38328.856 | 1016712.9193 | 84099.8 | 84099.8 | 2147696.0067 | 1046883.2874
62.3658 | 5 | 16 | 73857.376 | 1959144.0027 | 79682 | 79682 | 2101191.8359 | 62365.8333
974.7302 | 5 | 17 | 37055.332 | 982931.3656 | 75003.8 | 75003.8 | 2032665.3615 | 974730.1959
1794.6782 | 5 | 18 | 7816.9575 | 207352.9583 | 69711 | 69711 | 2071742.1573 | 1794678.199
2104.8222 | 5 | 19 | 0 | 0 | 52848.3 | 52848.3 | 2157670.4624 | 2104822.1624
2115.907 | 5 | 20 | 0 | 0 | 37738.7 | 37738.7 | 2153645.6771 | 2115906.9771
2110.3946 | 5 | 21 | 0 | 0 | 38720.1 | 38720.1 | 2149114.6996 | 2110394.5996
2095.2405 | 5 | 22 | 0 | 0 | 44120.9 | 44120.9 | 2139361.364 | 2095240.464
2050.0231 | 5 | 23 | 0 | 0 | 48432.9 | 48432.9 | 2098455.9781 | 2050023.0781
1980.6928 | 5 | 0 | 0 | 0 | 42175.4 | 42175.4 | 2022868.1854 | 1980692.7854
1902.5157 | 5 | 1 | 0 | 0 | 35084.3 | 35084.3 | 1937600.0085 | 1902515.7085
1844.7124 | 5 | 2 | 0 | 0 | 37139.4 | 37139.4 | 1881851.7776 | 1844712.3776
1805.5908 | 5 | 3 | 0 | 0 | 35372.5 | 35372.5 | 1840963.3174 | 1805590.8174
1782.3536 | 5 | 4 | 0 | 0 | 18231.5 | 18231.5 | 1800585.1279 | 1782353.6279
1689.8049 | 5 | 5 | 0 | 0 | 18872.9 | 18872.9 | 1708677.8427 | 1689804.9427
1615.9491 | 5 | 6 | 2006.4885 | 53224.2022 | 21632.3 | 21632.3 | 1690805.6181 | 1615949.1159
1241.5532 | 5 | 7 | 17784.564 | 471754.1265 | 16996.3 | 16996.3 | 1730303.5967 | 1241553.1702
382.617 | 5 | 8 | 52787.532 | 1400244.3945 | 13353.9 | 13353.9 | 1796215.3022 | 382617.0077
166.0179 | 5 | 9 | 63473.424 | 1683698.8354 | 13517.9 | 13517.9 | 1863234.6139 | 166017.8785
67.7542 | 5 | 10 | 67609.472 | 1793411.8265 | 16948.9 | 16948.9 | 1878114.891 | 67754.1645
-369.5444 | 5 | 11 | 85166.256 | 2259123.8507 | 22446.5 | 22446.5 | 1912025.9255 | -369544.4252
-323.0511 | 5 | 12 | 81743.72 | 2168337.5103 | 37526.9 | 37526.9 | 1882813.265 | -323051.1453
663.8715 | 5 | 13 | 43098.996 | 1143245.8626 | 59964.4 | 59964.4 | 1867081.8094 | 663871.5468
483.146 | 5 | 14 | 48140.836 | 1276985.9321 | 79877.5 | 79877.5 | 1840009.4188 | 483145.9867
1149.2706 | 5 | 15 | 23676.496 | 628043.7738 | 65683.4 | 65683.4 | 1842997.8143 | 1149270.6406
1537.6356 | 5 | 16 | 9135.34 | 242324.4304 | 63645.6 | 63645.6 | 1843605.6399 | 1537635.6095
1597.2822 | 5 | 17 | 6818.147 | 180858.4671 | 43961.4 | 43961.4 | 1822102.026 | 1597282.1589
1867.7404 | 5 | 18 | 191.2345 | 5072.6952 | 37713 | 37713 | 1910526.0485 | 1867740.3533
1945.7295 | 5 | 19 | 0 | 0 | 46714.3 | 46714.3 | 1992443.7897 | 1945729.4897
1965.5149 | 5 | 20 | 0 | 0 | 56368.7 | 56368.7 | 2021883.6029 | 1965514.9029
1977.412 | 5 | 21 | 0 | 0 | 46979.4 | 46979.4 | 2024391.3784 | 1977411.9784
1968.4609 | 5 | 22 | 0 | 0 | 47012.6 | 47012.6 | 2015473.4576 | 1968460.8576
1933.9703 | 5 | 23 | 0 | 0 | 50865.6 | 50865.6 | 1984835.8852 | 1933970.2852
1847.1421 | 5 | 0 | 0 | 0 | 73260 | 73260 | 1920402.1164 | 1847142.1164
1768.0774 | 5 | 1 | 0 | 0 | 78286.6 | 78286.6 | 1846364.0282 | 1768077.4282
1709.254 | 5 | 2 | 0 | 0 | 71036.5 | 71036.5 | 1780290.5047 | 1709254.0047
1681.5517 | 5 | 3 | 0 | 0 | 69357.9 | 69357.9 | 1750909.6139 | 1681551.7139
1662.6562 | 5 | 4 | 0 | 0 | 40396.5 | 40396.5 | 1703052.7499 | 1662656.2499
1566.9532 | 5 | 5 | 0 | 0 | 36323.4 | 36323.4 | 1603276.5761 | 1566953.1761
1227.2716 | 5 | 6 | 12235.044 | 324547.315 | 28858 | 28858 | 1580676.9604 | 1227271.6454
-23.2748 | 5 | 7 | 60508.592 | 1605053.5714 | 22875.3 | 22875.3 | 1604654.0328 | -23274.8386
-683.7148 | 5 | 8 | 87716.776 | 2326779.0563 | 16749.8 | 16749.8 | 1659814.0845 | -683714.7718
-871.1988 | 5 | 9 | 95858.368 | 2542743.2837 | 23625.1 | 23625.1 | 1695169.6157 | -871198.7679
-906.5665 | 5 | 10 | 97062.912 | 2574695.0707 | 39085.6 | 39085.6 | 1707214.1399 | -906566.5308
-936.1269 | 5 | 11 | 98452.632 | 2611558.8446 | 37378.4 | 37378.4 | 1712810.3478 | -936126.8967
-959.2099 | 5 | 12 | 98533.424 | 2613701.9367 | 72948.7 | 72948.7 | 1727440.7172 | -959209.9195
-980.6798 | 5 | 13 | 98179.192 | 2604305.5631 | 89159.1 | 89159.1 | 1712784.8473 | -980679.8158
-352.8061 | 5 | 14 | 74581.776 | 1978359.4689 | 95502.3 | 95502.3 | 1721055.684 | -352806.0849
1330.5068 | 5 | 15 | 10828.083 | 287226.2057 | 93584.2 | 93584.2 | 1711317.2269 | 1330506.8213
1492.1154 | 5 | 16 | 4962.3955 | 131632.7212 | 88116.8 | 88116.8 | 1711864.9516 | 1492115.4304
1354.6573 | 5 | 17 | 11180.332 | 296569.9781 | 86227 | 86227 | 1737454.3143 | 1354657.3361
1768.7376 | 5 | 18 | 757.9354 | 20105.0271 | 83882.9 | 83882.9 | 1872725.5132 | 1768737.5861
1893.3961 | 5 | 19 | 0 | 0 | 78201.9 | 78201.9 | 1971597.9887 | 1893396.0887
1955.3009 | 5 | 20 | 0 | 0 | 71766.8 | 71766.8 | 2027067.7199 | 1955300.9199
1958.9122 | 5 | 21 | 0 | 0 | 77621.3 | 77621.3 | 2036533.4835 | 1958912.1835
1931.8733 | 5 | 22 | 0 | 0 | 80558 | 80558 | 2012431.288 | 1931873.288
1876.9546 | 5 | 23 | 0 | 0 | 85700 | 85700 | 1962654.5559 | 1876954.5559
1797.9959 | 5 | 0 | 0 | 0 | 84822.4 | 84822.4 | 1882818.2942 | 1797995.8942
1725.6031 | 5 | 1 | 0 | 0 | 86726.1 | 86726.1 | 1812329.2258 | 1725603.1258
1677.5672 | 5 | 2 | 0 | 0 | 77299.1 | 77299.1 | 1754866.2963 | 1677567.1963
1647.1338 | 5 | 3 | 0 | 0 | 68833.8 | 68833.8 | 1715967.5916 | 1647133.7916
1634.3542 | 5 | 4 | 0 | 0 | 63830.4 | 63830.4 | 1698184.6285 | 1634354.2285
1572.6613 | 5 | 5 | 0 | 0 | 79793.3 | 79793.3 | 1652454.6243 | 1572661.3243
1324.5755 | 5 | 6 | 11665.614 | 309442.5898 | 79350.5 | 79350.5 | 1713368.5683 | 1324575.4785
333.0346 | 5 | 7 | 54721.448 | 1451543.5353 | 46123.9 | 46123.9 | 1830702.0207 | 333034.5855
-291.0897 | 5 | 8 | 85068.92 | 2256541.9117 | 19550.6 | 19550.6 | 1985002.8049 | -291089.7068
-508.0847 | 5 | 9 | 96005.216 | 2546638.5802 | 23198.5 | 23198.5 | 2061752.3598 | -508084.7203
-534.5309 | 5 | 10 | 99212.352 | 2631711.2107 | 17321.6 | 17321.6 | 2114501.8996 | -534530.9111
-511.6407 | 5 | 11 | 99109.68 | 2628987.7287 | 28761.5 | 28761.5 | 2146108.5488 | -511640.6799
-17.4023 | 5 | 12 | 78144.008 | 2072851.3915 | 77901.7 | 77901.7 | 2133350.8179 | -17402.2737
-598.2355 | 5 | 13 | 99359.408 | 2635612.0246 | 95176.7 | 95176.7 | 2132553.273 | -598235.4516
-533.6464 | 5 | 14 | 96930.664 | 2571187.0545 | 93998 | 93998 | 2131538.6394 | -533646.415
907.5667 | 5 | 15 | 41678.684 | 1105570.604 | 95288.3 | 95288.3 | 2108425.61 | 907566.706
1296.2093 | 5 | 16 | 25243.856 | 669619.634 | 96103.1 | 96103.1 | 2061932.0324 | 1296209.2984
880.3495 | 5 | 17 | 38422.4 | 1019194.2715 | 95595.2 | 95595.2 | 1995138.9658 | 880349.4943
1646.4845 | 5 | 18 | 11662.304 | 309354.7886 | 91425.1 | 91425.1 | 2047264.3675 | 1646484.4789
2053.5807 | 5 | 19 | 0 | 0 | 93487.2 | 93487.2 | 2147067.8719 | 2053580.6719
2077.6129 | 5 | 20 | 0 | 0 | 94772.3 | 94772.3 | 2172385.2022 | 2077612.9022
2077.7734 | 5 | 21 | 0 | 0 | 96069 | 96069 | 2173842.4162 | 2077773.4162
2039.9223 | 5 | 22 | 0 | 0 | 98063.8 | 98063.8 | 2137986.0748 | 2039922.2748
1960.1094 | 5 | 23 | 0 | 0 | 95602.2 | 95602.2 | 2055711.6462 | 1960109.4462
1882.6816 | 5 | 0 | 0 | 0 | 96852.4 | 96852.4 | 1979534.0337 | 1882681.6337
1803.8867 | 5 | 1 | 0 | 0 | 97569.8 | 97569.8 | 1901456.4655 | 1803886.6655
1741.6664 | 5 | 2 | 0 | 0 | 96854.5 | 96854.5 | 1838520.8508 | 1741666.3508
1692.1387 | 5 | 3 | 0 | 0 | 94570.5 | 94570.5 | 1786709.1602 | 1692138.6602
1683.992 | 5 | 4 | 0 | 0 | 92273.5 | 92273.5 | 1776265.5175 | 1683992.0175
1640.3316 | 5 | 5 | 0 | 0 | 94203.2 | 94203.2 | 1734534.8225 | 1640331.6225
1346.7563 | 5 | 6 | 12746.843 | 338123.3178 | 94194.4 | 94194.4 | 1779074.0519 | 1346756.3341
456.0885 | 5 | 7 | 50319.712 | 1334782.8926 | 81012.8 | 81012.8 | 1871884.2039 | 456088.5112
-462.8551 | 5 | 8 | 91321.008 | 2422385.0728 | 57741.1 | 57741.1 | 2017271.1126 | -462855.0602
111.8888 | 5 | 9 | 73269.12 | 1943539.8981 | 41875.7 | 41875.7 | 2097304.4377 | 111888.8395
-598.9775 | 5 | 10 | 101215.128 | 2684836.9349 | 74818.9 | 74818.9 | 2160678.3378 | -598977.4971
-576.7845 | 5 | 11 | 101077.456 | 2681185.0414 | 88993.3 | 88993.3 | 2193393.8026 | -576784.5388
-420.1707 | 5 | 12 | 95498.216 | 2533189.8759 | 97738.5 | 97738.5 | 2210757.6662 | -420170.7097
25.1139 | 5 | 13 | 78396.584 | 2079551.2336 | 99261.2 | 99261.2 | 2203926.289 | 25113.8554
881.8306 | 5 | 14 | 45794.46 | 1214745.8592 | 99545 | 99545 | 2196121.4364 | 881830.5773
468.3791 | 5 | 15 | 60033.54 | 1592452.3212 | 100134 | 100134 | 2160965.3858 | 468379.0646
1123.0435 | 5 | 16 | 33211.704 | 880975.1203 | 96605.2 | 96605.2 | 2100623.8361 | 1123043.5158
1171.997 | 5 | 17 | 31643.598 | 839379.4716 | 28096.2 | 28096.2 | 2039472.632 | 1171996.9603
1920.5252 | 5 | 18 | 6458.2195 | 171311.0144 | 5025.4 | 5025.4 | 2096861.6185 | 1920525.2041
2149.3536 | 5 | 19 | 0 | 0 | 12417 | 12417 | 2161770.5842 | 2149353.5842
2152.3674 | 5 | 20 | 0 | 0 | 24059.8 | 24059.8 | 2176427.1643 | 2152367.3643
2117.0641 | 5 | 21 | 0 | 0 | 44242.4 | 44242.4 | 2161306.5195 | 2117064.1195
2069.2116 | 5 | 22 | 0 | 0 | 63965.8 | 63965.8 | 2133177.3652 | 2069211.5652
1990.227 | 5 | 23 | 0 | 0 | 72879.3 | 72879.3 | 2063106.3421 | 1990227.0421
1895.7661 | 5 | 0 | 0 | 0 | 73603.3 | 73603.3 | 1969369.4023 | 1895766.1023
1805.5229 | 5 | 1 | 0 | 0 | 82468.8 | 82468.8 | 1887991.6895 | 1805522.8895
1751.3836 | 5 | 2 | 0 | 0 | 76804.2 | 76804.2 | 1828187.7834 | 1751383.5834
1707.738 | 5 | 3 | 0 | 0 | 80754.4 | 80754.4 | 1788492.4367 | 1707738.0367
1682.9436 | 5 | 4 | 0 | 0 | 82320.2 | 82320.2 | 1765263.7777 | 1682943.5777
1633.7275 | 5 | 5 | 0 | 0 | 86813.1 | 86813.1 | 1720540.6148 | 1633727.5148
1425.2193 | 5 | 6 | 9574.535 | 253974.5363 | 72485.4 | 72485.4 | 1751679.2134 | 1425219.277
146.8944 | 5 | 7 | 62744.948 | 1664375.249 | 31352.4 | 31352.4 | 1842622.0936 | 146894.4446
-479.1798 | 5 | 8 | 91913.88 | 2438111.6216 | 7700.02 | 7700.02 | 1966631.8489 | -479179.7926
-343.3054 | 5 | 9 | 90190.112 | 2392386.8758 | 976.871 | 976.871 | 2050058.3247 | -343305.4221
-295.2836 | 5 | 10 | 89724.992 | 2380049.0822 | 11951.7 | 11951.7 | 2096717.1449 | -295283.6373
623.8047 | 5 | 11 | 56675.26 | 1503370.4383 | 7457.57 | 7457.57 | 2134632.6676 | 623804.6593
-332.7381 | 5 | 12 | 91408.048 | 2424693.8997 | 28676.4 | 28676.4 | 2120632.2417 | -332738.058
-358.7616 | 5 | 13 | 91122.576 | 2417121.4569 | 73397.3 | 73397.3 | 2131757.2055 | -358761.5513
-570.4079 | 5 | 14 | 98752.488 | 2619512.838 | 92706.1 | 92706.1 | 2141810.9907 | -570407.9473
-454.656 | 5 | 15 | 94035.536 | 2494390.7619 | 81329.7 | 81329.7 | 2121064.4535 | -454656.0083
492.6951 | 5 | 16 | 56486.124 | 1498353.4084 | 83149 | 83149 | 2074197.4645 | 492695.0561
1548.5845 | 5 | 17 | 14332.729 | 380190.5995 | 83507.6 | 83507.6 | 2012282.7232 | 1548584.5237
1989.8284 | 5 | 18 | 1041.9752 | 27639.4813 | 67824.8 | 67824.8 | 2085292.7094 | 1989828.4281
2097.8977 | 5 | 19 | 0 | 0 | 51422.9 | 51422.9 | 2149320.6447 | 2097897.7447
2131.3419 | 5 | 20 | 0 | 0 | 40113.5 | 40113.5 | 2171455.3742 | 2131341.8742
2144.0335 | 5 | 21 | 0 | 0 | 25072.8 | 25072.8 | 2169106.3027 | 2144033.5027
2092.1166 | 5 | 22 | 0 | 0 | 39545.8 | 39545.8 | 2131662.3833 | 2092116.5833
2009.5415 | 5 | 23 | 0 | 0 | 52915.8 | 52915.8 | 2062457.2907 | 2009541.4907
1861.5744 | 5 | 0 | 0 | 0 | 59152.8 | 59152.8 | 1920727.2327 | 1861574.4327
1785.7901 | 5 | 1 | 0 | 0 | 70579.7 | 70579.7 | 1856369.786 | 1785790.086
1717.4205 | 5 | 2 | 0 | 0 | 73405.3 | 73405.3 | 1790825.8303 | 1717420.5303
1673.5406 | 5 | 3 | 0 | 0 | 80205.1 | 80205.1 | 1753745.7038 | 1673540.6038
1673.0995 | 5 | 4 | 0 | 0 | 69089.4 | 69089.4 | 1742188.891 | 1673099.491
1653.2711 | 5 | 5 | 0 | 0 | 40568.5 | 40568.5 | 1693839.6443 | 1653271.1443
1558.7973 | 5 | 6 | 5722.252 | 151788.7081 | 23518.9 | 23518.9 | 1734104.9238 | 1558797.3157
1009.447 | 5 | 7 | 30401.342 | 806427.3344 | 11907.9 | 11907.9 | 1827782.2836 | 1009447.0492
-164.898 | 5 | 8 | 79879.104 | 2118876.6243 | 4293.26 | 4293.26 | 1958271.9065 | -164897.9778
1064.4999 | 5 | 9 | 35908.272 | 952504.4017 | 2180.19 | 2180.19 | 2019184.4748 | 1064499.8832
263.1068 | 5 | 10 | 67729.488 | 1796595.3762 | 0 | 0 | 2059702.173 | 263106.7968
195.0551 | 5 | 11 | 71064.616 | 1885063.1281 | 0 | 0 | 2080118.2057 | 195055.0775
-350.4857 | 5 | 12 | 91340.128 | 2422892.2508 | 5258.1 | 5258.1 | 2077664.6376 | -350485.7132
-193.5342 | 5 | 13 | 83991.472 | 2227961.4787 | 43461.9 | 43461.9 | 2077889.2093 | -193534.1694
223.4782 | 5 | 14 | 67282.576 | 1784740.5688 | 68711.3 | 68711.3 | 2076930.0969 | 223478.2281
-531.8953 | 5 | 15 | 93877.312 | 2490193.7051 | 94503 | 94503 | 2052801.3973 | -531895.3078
159.0952 | 5 | 16 | 66644.208 | 1767807.1912 | 95581.6 | 95581.6 | 2022484.026 | 159095.2348
1015.3729 | 5 | 17 | 32232.352 | 854996.7861 | 92470.7 | 92470.7 | 1962840.3576 | 1015372.8715
1667.7585 | 5 | 18 | 10086.343 | 267550.7778 | 88357.7 | 88357.7 | 2023667.0182 | 1667758.5404
1998.3618 | 5 | 19 | 0 | 0 | 94948.7 | 94948.7 | 2093310.4988 | 1998361.7988
1989.3467 | 5 | 20 | 0 | 0 | 98238.5 | 98238.5 | 2087585.215 | 1989346.715
1989.0938 | 5 | 21 | 0 | 0 | 97298.9 | 97298.9 | 2086392.6802 | 1989093.7802
1962.8382 | 5 | 22 | 0 | 0 | 93485.3 | 93485.3 | 2056323.4878 | 1962838.1878
1891.1327 | 5 | 23 | 0 | 0 | 93031.8 | 93031.8 | 1984164.5137 | 1891132.7137
1811.5205 | 5 | 0 | 0 | 0 | 92984 | 92984 | 1904504.5155 | 1811520.5155
1747.5954 | 5 | 1 | 0 | 0 | 84709.1 | 84709.1 | 1832304.4825 | 1747595.3825
1722.4726 | 5 | 2 | 0 | 0 | 52726.5 | 52726.5 | 1775199.0657 | 1722472.5657
1692.7015 | 5 | 3 | 0 | 0 | 42590.8 | 42590.8 | 1735292.2672 | 1692701.4672
1670.7716 | 5 | 4 | 0 | 0 | 46912.2 | 46912.2 | 1717683.7702 | 1670771.5702
1625.0164 | 5 | 5 | 0 | 0 | 53826.3 | 53826.3 | 1678842.6721 | 1625016.3721
1358.8484 | 5 | 6 | 12583.327 | 333785.8852 | 29541.8 | 29541.8 | 1722176.107 | 1358848.4218
178.6653 | 5 | 7 | 61802.812 | 1639384.1081 | 12381.7 | 12381.7 | 1830431.1077 | 178665.2997
-435.2517 | 5 | 8 | 90523.968 | 2401242.7547 | 2416.04 | 2416.04 | 1968407.1432 | -435251.6516
788.4747 | 5 | 9 | 47307.72 | 1254886.6604 | 4280.42 | 4280.42 | 2047641.7487 | 788474.6683
254.8345 | 5 | 10 | 69184.52 | 1835191.619 | 1371.03 | 1371.03 | 2091397.119 | 254834.47
408.1327 | 5 | 11 | 64540.792 | 1712011.8859 | 2759.97 | 2759.97 | 2122904.6025 | 408132.7466
10.3826 | 5 | 12 | 77338.112 | 2051474.1588 | 23074.7 | 23074.7 | 2084931.4669 | 10382.6081
-147.4351 | 5 | 13 | 81067.52 | 2150400.5994 | 74023.9 | 74023.9 | 2076989.3936 | -147435.1058
-647.3353 | 5 | 14 | 98895.12 | 2623296.3007 | 95838.1 | 95838.1 | 2071799.077 | -647335.3238
-552.7023 | 5 | 15 | 94620.744 | 2509914.015 | 98477 | 98477 | 2055688.7518 | -552702.2632
433.0697 | 5 | 16 | 55759.28 | 1479073.1125 | 98452.6 | 98452.6 | 2010595.4185 | 433069.7059
1119.7038 | 5 | 17 | 27635.088 | 733049.5592 | 97590.9 | 97590.9 | 1950344.2168 | 1119703.7576
1751.6157 | 5 | 18 | 6088.6155 | 161506.8824 | 95595.1 | 95595.1 | 2008717.6816 | 1751615.6992
1961.0824 | 5 | 19 | 0 | 0 | 90395.2 | 90395.2 | 2051477.591 | 1961082.391
1940.6467 | 5 | 20 | 0 | 0 | 79442.1 | 79442.1 | 2020088.7975 | 1940646.6975
1935.473 | 5 | 21 | 0 | 0 | 65064.9 | 65064.9 | 2000537.8618 | 1935472.9618
1916.023 | 5 | 22 | 0 | 0 | 48885.5 | 48885.5 | 1964908.5159 | 1916023.0159
1875.5663 | 5 | 23 | 0 | 0 | 37566.9 | 37566.9 | 1913133.1761 | 1875566.2761
1833.5141 | 5 | 0 | 0 | 0 | 27067.5 | 27067.5 | 1860581.5992 | 1833514.0992
1748.5462 | 5 | 1 | 0 | 0 | 41309.5 | 41309.5 | 1789855.729 | 1748546.229
1685.9311 | 5 | 2 | 0 | 0 | 55921.1 | 55921.1 | 1741852.1737 | 1685931.0737
1633.968 | 5 | 3 | 0 | 0 | 59193.2 | 59193.2 | 1693161.164 | 1633967.964
1613.6132 | 5 | 4 | 0 | 0 | 54537.4 | 54537.4 | 1668150.5714 | 1613613.1714
1520.679 | 5 | 5 | 0 | 0 | 67091.5 | 67091.5 | 1587770.5488 | 1520679.0488
1317.4673 | 5 | 6 | 7784.887 | 206502.2548 | 64312.3 | 64312.3 | 1588281.8887 | 1317467.3339
631.298 | 5 | 7 | 37150.584 | 985458.0244 | 34074.7 | 34074.7 | 1650830.7607 | 631298.0363
44.1292 | 5 | 8 | 62844.516 | 1667016.3942 | 14357.7 | 14357.7 | 1725503.3031 | 44129.209
311.8316 | 5 | 9 | 55399.332 | 1469525.1161 | 5733.78 | 5733.78 | 1787090.4757 | 311831.5796
-831.719 | 5 | 10 | 99949.776 | 2651272.1521 | 11568.1 | 11568.1 | 1831121.2328 | -831719.0193
-838.897 | 5 | 11 | 100987.44 | 2678797.273 | 25651.4 | 25651.4 | 1865551.6757 | -838896.9973
-861.2567 | 5 | 12 | 100999.608 | 2679120.0419 | 34357.6 | 34357.6 | 1852220.9507 | -861256.6912
648.8173 | 5 | 13 | 43156.508 | 1144771.4284 | 36116.9 | 36116.9 | 1829705.6335 | 648817.305
910.1858 | 5 | 14 | 30919.498 | 820171.9632 | 66877.5 | 66877.5 | 1797235.3069 | 910185.8437
-866.7496 | 5 | 15 | 96744.128 | 2566238.9923 | 97071.7 | 97071.7 | 1796561.0872 | -866749.6052
1437.7107 | 5 | 16 | 10027.058 | 265978.1813 | 98611.4 | 98611.4 | 1802300.3237 | 1437710.7423
490.5831 | 5 | 17 | 45048.52 | 1194959.0219 | 97784 | 97784 | 1783326.0769 | 490583.055
1243.8535 | 5 | 18 | 20274.68 | 537807.053 | 98277.7 | 98277.7 | 1879938.2149 | 1243853.462
1855.7432 | 5 | 19 | 0 | 0 | 94943.5 | 94943.5 | 1950686.6822 | 1855743.1822
1839.5649 | 5 | 20 | 0 | 0 | 89728.5 | 89728.5 | 1929293.3758 | 1839564.8758
1837.8049 | 5 | 21 | 0 | 0 | 81088.7 | 81088.7 | 1918893.6321 | 1837804.9321
1809.2463 | 5 | 22 | 0 | 0 | 84660.1 | 84660.1 | 1893906.4104 | 1809246.3104
1763.3024 | 5 | 23 | 0 | 0 | 98355.1 | 98355.1 | 1861657.4549 | 1763302.3549
1706.2567 | 5 | 0 | 0 | 0 | 97359 | 97359 | 1803615.6925 | 1706256.6925
1644.1705 | 5 | 1 | 0 | 0 | 94155.3 | 94155.3 | 1738325.7553 | 1644170.4553
1585.5752 | 5 | 2 | 0 | 0 | 94102.7 | 94102.7 | 1679677.8935 | 1585575.1935
1567.1691 | 5 | 3 | 0 | 0 | 91993.4 | 91993.4 | 1659162.535 | 1567169.135
1555.3712 | 5 | 4 | 0 | 0 | 91040.8 | 91040.8 | 1646412.0385 | 1555371.2385
1453.9177 | 5 | 5 | 0 | 0 | 85821 | 85821 | 1539738.6689 | 1453917.6689
1249.687 | 5 | 6 | 7898.155 | 209506.8067 | 70586 | 70586 | 1529779.7785 | 1249686.9718
648.3141 | 5 | 7 | 32417.814 | 859916.3593 | 60920.4 | 60920.4 | 1569150.8202 | 648314.0609
-31.8545 | 5 | 8 | 60940.048 | 1616498.3923 | 50013.7 | 50013.7 | 1634657.6071 | -31854.4852
-29.8215 | 5 | 9 | 62942.28 | 1669609.6863 | 37863.4 | 37863.4 | 1677651.5671 | -29821.5192
-433.5257 | 5 | 10 | 79751.512 | 2115492.1133 | 14144.8 | 14144.8 | 1696111.2049 | -433525.7085
-521.2849 | 5 | 11 | 82973.424 | 2200956.6927 | 30306.5 | 30306.5 | 1709978.3093 | -521284.8834
-774.0827 | 5 | 12 | 92468.64 | 2452827.2097 | 44505.2 | 44505.2 | 1723249.7171 | -774082.6926
-485.5681 | 5 | 13 | 80632.216 | 2138853.7063 | 69300.7 | 69300.7 | 1722586.34 | -485568.0663
-463.4527 | 5 | 14 | 78512.28 | 2082620.1908 | 95613.9 | 95613.9 | 1714781.3625 | -463452.7284
9.862 | 5 | 15 | 60089.056 | 1593924.9411 | 99927.6 | 99927.6 | 1703714.5047 | 9861.9636
165.5098 | 5 | 16 | 53858.84 | 1428661.9576 | 100134 | 100134 | 1694305.7388 | 165509.7812
1020.8733 | 5 | 17 | 22457.404 | 595706.0858 | 99880.4 | 99880.4 | 1716459.8168 | 1020873.3311
1701.5757 | 5 | 18 | 2203.2405 | 58443.2544 | 95655.1 | 95655.1 | 1855674.0564 | 1701575.7021
1847.9887 | 5 | 19 | 0 | 0 | 90834 | 90834 | 1938822.6821 | 1847988.6821
1888.7642 | 5 | 20 | 0 | 0 | 78437.4 | 78437.4 | 1967201.602 | 1888764.202
1913.6644 | 5 | 21 | 0 | 0 | 69333.9 | 69333.9 | 1982998.2988 | 1913664.3988
1923.4321 | 5 | 22 | 0 | 0 | 57662.3 | 57662.3 | 1981094.4429 | 1923432.1429
1871.9401 | 5 | 23 | 0 | 0 | 68314.4 | 68314.4 | 1940254.4714 | 1871940.0714
1812.2131 | 5 | 0 | 0 | 0 | 94949.1 | 94949.1 | 1907162.182 | 1812213.082
1754.982 | 5 | 1 | 0 | 0 | 95069.3 | 95069.3 | 1850051.2663 | 1754981.9663
1701.9102 | 5 | 2 | 0 | 0 | 93593.2 | 93593.2 | 1795503.3912 | 1701910.1912
1659.2281 | 5 | 3 | 0 | 0 | 98032.8 | 98032.8 | 1757260.8651 | 1659228.0651
1640.3946 | 5 | 4 | 0 | 0 | 95069.7 | 95069.7 | 1735464.2872 | 1640394.5872
1595.2674 | 5 | 5 | 0 | 0 | 82198.5 | 82198.5 | 1677465.9047 | 1595267.4047
1549.9986 | 5 | 6 | 3421.2937 | 90753.3884 | 66882.6 | 66882.6 | 1707634.6193 | 1549998.6309
1163.5691 | 5 | 7 | 23704.65 | 628790.588 | 23259.4 | 23259.4 | 1815619.0898 | 1163569.1018
256.8365 | 5 | 8 | 63983.612 | 1697232.1047 | 2762.72 | 2762.72 | 1956831.3279 | 256836.5032
-144.6207 | 5 | 9 | 82097.2 | 2177713.9363 | 0 | 0 | 2033093.2652 | -144620.6711
-564.148 | 5 | 10 | 100237.192 | 2658896.1616 | 0 | 0 | 2094748.1354 | -564148.0262
-314.7826 | 5 | 11 | 92271.6 | 2447600.518 | 3007.55 | 3007.55 | 2135825.4932 | -314782.5748
-541.0305 | 5 | 12 | 100177.224 | 2657305.4478 | 20847.5 | 20847.5 | 2137122.4686 | -541030.4792
-564.8781 | 5 | 13 | 99884.992 | 2649553.6889 | 47061.8 | 47061.8 | 2131737.3791 | -564878.1098
-574.8408 | 5 | 14 | 99019.112 | 2626585.3179 | 81064.8 | 81064.8 | 2132809.3645 | -574840.7535
846.7022 | 5 | 15 | 44471.22 | 1179645.5367 | 95667.1 | 95667.1 | 2122014.8051 | 846702.1684
-255.8206 | 5 | 16 | 85402.312 | 2265385.4825 | 97783.7 | 97783.7 | 2107348.6033 | -255820.5792
1545.6426 | 5 | 17 | 15705.052 | 416592.8998 | 94499.7 | 94499.7 | 2056735.2122 | 1545642.6125
2024.6652 | 5 | 18 | 1421.3224 | 37702.0598 | 86172.4 | 86172.4 | 2148539.6242 | 2024665.1644
2183.2314 | 5 | 19 | 0 | 0 | 34630.9 | 34630.9 | 2217862.3202 | 2183231.4202
2181.3015 | 5 | 20 | 0 | 0 | 4703.94 | 4703.94 | 2186005.4599 | 2181301.5199
2170.4613 | 5 | 21 | 0 | 0 | 1896.49 | 1896.49 | 2172357.8099 | 2170461.3199
2132.0405 | 5 | 22 | 0 | 0 | 0 | 0 | 2132040.5313 | 2132040.5313
2052.473 | 5 | 23 | 0 | 0 | 0 | 0 | 2052472.9684 | 2052472.9684
1971.176 | 5 | 0 | 0 | 0 | 0 | 0 | 1971175.9952 | 1971175.9952
1886.4536 | 5 | 1 | 0 | 0 | 3474.91 | 3474.91 | 1889928.4623 | 1886453.5523
1833.6051 | 5 | 2 | 0 | 0 | 1614.36 | 1614.36 | 1835219.4757 | 1833605.1157
1783.2606 | 5 | 3 | 0 | 0 | 3388.91 | 3388.91 | 1786649.5256 | 1783260.6156
1750.1061 | 5 | 4 | 0 | 0 | 6251.4 | 6251.4 | 1756357.491 | 1750106.091
1710.7615 | 5 | 5 | 0 | 0 | 2132.41 | 2132.41 | 1712893.9454 | 1710761.5354
1446.7258 | 5 | 6 | 12086.431 | 320605.2 | 2508.61 | 2508.61 | 1769839.6475 | 1446725.8374
240.823 | 5 | 7 | 61162.148 | 1622389.8266 | 0 | 0 | 1863212.786 | 240822.9593
-402.7361 | 5 | 8 | 90452.096 | 2399336.2749 | 0 | 0 | 1996600.2178 | -402736.0571
-491.5536 | 5 | 9 | 97282.856 | 2580529.315 | 0 | 0 | 2088975.724 | -491553.5909
-497.8368 | 5 | 10 | 99842.112 | 2648416.2521 | 560.357 | 560.357 | 2151139.7712 | -497836.8379
112.1825 | 5 | 11 | 78382.224 | 2079170.3196 | 1773.41 | 1773.41 | 2193126.2597 | 112182.5301
-322.1372 | 5 | 12 | 94640.256 | 2510431.5912 | 8489.1 | 8489.1 | 2196783.4505 | -322137.2407
-276.0209 | 5 | 13 | 93662.48 | 2484495.062 | 23523.4 | 23523.4 | 2231997.5335 | -276020.9285
-288.064 | 5 | 14 | 92215.928 | 2446123.7601 | 71282.7 | 71282.7 | 2229342.4643 | -288063.9958
17.6956 | 5 | 15 | 79280.976 | 2103010.6547 | 95171 | 95171 | 2215877.238 | 17695.5833
691.9174 | 5 | 16 | 51923.96 | 1377337.2456 | 96081.2 | 96081.2 | 2165335.8291 | 691917.3835
1389.5203 | 5 | 17 | 23096.926 | 612670.0745 | 88994.7 | 88994.7 | 2091185.1139 | 1389520.3395
1817.3433 | 5 | 18 | 9461.361 | 250972.4778 | 93764.2 | 93764.2 | 2162080.0271 | 1817343.3493
2140.0432 | 5 | 19 | 0 | 0 | 98281.5 | 98281.5 | 2238324.7392 | 2140043.2392
2103.5376 | 5 | 20 | 0 | 0 | 99885.7 | 99885.7 | 2203423.2907 | 2103537.5907
2095.9185 | 5 | 21 | 0 | 0 | 100134 | 100134 | 2196052.5284 | 2095918.5284
2076.4871 | 5 | 22 | 0 | 0 | 98833.6 | 98833.6 | 2175320.7468 | 2076487.1468
2015.4446 | 5 | 23 | 0 | 0 | 92877.3 | 92877.3 | 2108321.8851 | 2015444.5851
1919.6784 | 5 | 0 | 0 | 0 | 93820.9 | 93820.9 | 2013499.2957 | 1919678.3957
1847.613 | 5 | 1 | 0 | 0 | 91094.9 | 91094.9 | 1938707.945 | 1847613.045
1781.0156 | 5 | 2 | 0 | 0 | 90993.4 | 90993.4 | 1872009.0409 | 1781015.6409
1739.4258 | 5 | 3 | 0 | 0 | 91010.4 | 91010.4 | 1830436.1677 | 1739425.7677
1728.0401 | 5 | 4 | 0 | 0 | 92737.1 | 92737.1 | 1820777.1534 | 1728040.0534
1684.418 | 5 | 5 | 0 | 0 | 78093.4 | 78093.4 | 1762511.445 | 1684418.045
1650.0723 | 5 | 6 | 2578.2975 | 68392.0328 | 69193.5 | 69193.5 | 1787657.8758 | 1650072.343
241.6519 | 5 | 7 | 58511.7 | 1552083.9265 | 70174.8 | 70174.8 | 1863910.5948 | 241651.8683
908.5872 | 5 | 8 | 37785.196 | 1002291.7702 | 72908.3 | 72908.3 | 1983787.2815 | 908587.2114
452.0186 | 5 | 9 | 58435.504 | 1550062.748 | 71548.2 | 71548.2 | 2073629.592 | 452018.6439
-550.6159 | 5 | 10 | 98757.28 | 2619639.9508 | 52742.3 | 52742.3 | 2121766.3442 | -550615.9066
-553.0997 | 5 | 11 | 99640.888 | 2643078.5755 | 68662.4 | 68662.4 | 2158641.2522 | -553099.7232
-531.895 | 5 | 12 | 99128.856 | 2629496.3921 | 73375.2 | 73375.2 | 2170976.6035 | -531894.9886
-56.1332 | 5 | 13 | 81838.696 | 2170856.8479 | 69765.5 | 69765.5 | 2184489.1663 | -56133.1816
-468.5976 | 5 | 14 | 97644.608 | 2590125.1644 | 53107.8 | 53107.8 | 2174635.357 | -468597.6075
-375.4409 | 5 | 15 | 94058.808 | 2495008.076 | 45514.1 | 45514.1 | 2165081.3093 | -375440.8667
-166.1286 | 5 | 16 | 82870.344 | 2198222.3881 | 84105.7 | 84105.7 | 2116199.4924 | -166128.5957
790.756 | 5 | 17 | 43677.684 | 1158596.1659 | 98773 | 98773 | 2048125.1194 | 790755.9535
1499.5554 | 5 | 18 | 19490.546 | 517007.08 | 86761.7 | 86761.7 | 2103324.1769 | 1499555.3968
2094.1719 | 5 | 19 | 0 | 0 | 87117.1 | 87117.1 | 2181288.9553 | 2094171.8553
2095.2301 | 5 | 20 | 0 | 0 | 88906.8 | 88906.8 | 2184136.8969 | 2095230.0969
2088.9749 | 5 | 21 | 0 | 0 | 90538.2 | 90538.2 | 2179513.0907 | 2088974.8907
2076.6023 | 5 | 22 | 0 | 0 | 86414.1 | 86414.1 | 2163016.3597 | 2076602.2597
2058.3039 | 5 | 23 | 0 | 0 | 36890 | 36890 | 2095193.9248 | 2058303.9248
2092.9842 | 6 | 0 | 0 | 0 | 7435.34 | 7435.34 | 2100419.5323 | 2092984.1923
2019.1661 | 6 | 1 | 0 | 0 | 0 | 0 | 2019166.0539 | 2019166.0539
1953.8948 | 6 | 2 | 0 | 0 | 0 | 0 | 1953894.8379 | 1953894.8379
1913.4356 | 6 | 3 | 0 | 0 | 0 | 0 | 1913435.5559 | 1913435.5559
1918.3883 | 6 | 4 | 0 | 0 | 0 | 0 | 1918388.3146 | 1918388.3146
1857.3758 | 6 | 5 | 0 | 0 | 1891.32 | 1891.32 | 1859267.1458 | 1857375.8258
1563.1504 | 6 | 6 | 12318.653 | 326765.131 | 7418.54 | 7418.54 | 1897334.1125 | 1563150.4414
463.2547 | 6 | 7 | 57632.792 | 1528769.9742 | 7199.11 | 7199.11 | 1999223.7902 | 463254.7059
-170.9667 | 6 | 8 | 86872.464 | 2304382.7991 | 6687.9 | 6687.9 | 2140103.9724 | -170966.7267
-323.7302 | 6 | 9 | 94956.624 | 2518823.5827 | 15564.1 | 15564.1 | 2210657.4331 | -323730.2496
-344.1657 | 6 | 10 | 96744.656 | 2566252.9981 | 58271 | 58271 | 2280358.2821 | -344165.716
-250.749 | 6 | 11 | 97069.352 | 2574865.8985 | 0 | 0 | 2324116.9442 | -250748.9543
340.379 | 6 | 12 | 74503.176 | 1976274.5219 | 0 | 0 | 2316653.5588 | 340379.0369
-272.8049 | 6 | 13 | 97065.312 | 2574758.7333 | 14962.9 | 14962.9 | 2316916.7151 | -272804.9181
-231.0728 | 6 | 14 | 94047.352 | 2494704.1936 | 63211.6 | 63211.6 | 2326843.0194 | -231072.7742
-142.5186 | 6 | 15 | 88530.664 | 2348368.2852 | 95640.1 | 95640.1 | 2301489.752 | -142518.6333
1092.2084 | 6 | 16 | 40821.236 | 1082825.9007 | 92711.2 | 92711.2 | 2267745.4718 | 1092208.3711
1115.9687 | 6 | 17 | 38201.448 | 1013333.289 | 62337.4 | 62337.4 | 2191639.3462 | 1115968.6572
2005.6303 | 6 | 18 | 8887.703 | 235755.6005 | 23429.8 | 23429.8 | 2264815.6582 | 2005630.2577
2357.7198 | 6 | 19 | 0 | 0 | 27848.3 | 27848.3 | 2385568.1297 | 2357719.8297
2384.8551 | 6 | 20 | 0 | 0 | 32795.5 | 32795.5 | 2417650.6236 | 2384855.1236
2373.7945 | 6 | 21 | 0 | 0 | 64614.4 | 64614.4 | 2438408.937 | 2373794.537
2349.0265 | 6 | 22 | 0 | 0 | 71934.6 | 71934.6 | 2420961.0562 | 2349026.4562
2266.4225 | 6 | 23 | 0 | 0 | 80027.6 | 80027.6 | 2346450.1174 | 2266422.5174
2204.793 | 6 | 0 | 0 | 0 | 44963.4 | 44963.4 | 2249756.396 | 2204792.996
2103.6103 | 6 | 1 | 0 | 0 | 59899.4 | 59899.4 | 2163509.7114 | 2103610.3114
2010.4723 | 6 | 2 | 0 | 0 | 79511 | 79511 | 2089983.312 | 2010472.312
1937.2512 | 6 | 3 | 0 | 0 | 95312.6 | 95312.6 | 2032563.8344 | 1937251.2344
1918.0997 | 6 | 4 | 0 | 0 | 93989.5 | 93989.5 | 2012089.1644 | 1918099.6644
1864.7408 | 6 | 5 | 0 | 0 | 76676.8 | 76676.8 | 1941417.5708 | 1864740.7708
1619.6815 | 6 | 6 | 10895.773 | 289021.7536 | 42094.3 | 42094.3 | 1950797.5936 | 1619681.54
610.1242 | 6 | 7 | 52712.848 | 1398263.3234 | 36132.2 | 36132.2 | 2044519.7663 | 610124.2429
-31.6152 | 6 | 8 | 82108.744 | 2178020.153 | 30748.4 | 30748.4 | 2177153.3838 | -31615.1692
-165.7597 | 6 | 9 | 91293.352 | 2421651.4685 | 14537.8 | 14537.8 | 2270429.5549 | -165759.7137
-117.0225 | 6 | 10 | 91741.992 | 2433552.1129 | 5735.29 | 5735.29 | 2322264.8728 | -117022.5301
-140.1505 | 6 | 11 | 93880.104 | 2490267.7658 | 15637.7 | 15637.7 | 2365755.0061 | -140150.4597
-163.1191 | 6 | 12 | 93797.808 | 2488084.7785 | 29212.4 | 29212.4 | 2354178.1054 | -163119.0732
-171.6005 | 6 | 13 | 93590.68 | 2482590.4921 | 48589.8 | 48589.8 | 2359579.8137 | -171600.4784
-73.2993 | 6 | 14 | 89806.656 | 2382215.3051 | 49182.7 | 49182.7 | 2358098.7093 | -73299.2958
52.6694 | 6 | 15 | 84285.672 | 2235765.4408 | 48153.1 | 48153.1 | 2336587.9286 | 52669.3878
1696.7178 | 6 | 16 | 19673.514 | 521860.4972 | 64792.1 | 64792.1 | 2283370.4037 | 1696717.8065
1219.3974 | 6 | 17 | 34680.9 | 919947.078 | 68541.7 | 68541.7 | 2207886.1283 | 1219397.3503
2086.5326 | 6 | 18 | 4951.609 | 131346.598 | 56836.3 | 56836.3 | 2274715.4528 | 2086532.5548
2313.196 | 6 | 19 | 0 | 0 | 51833.3 | 51833.3 | 2365029.3263 | 2313196.0263
2327.5322 | 6 | 20 | 0 | 0 | 51865.2 | 51865.2 | 2379397.431 | 2327532.231
2373.206 | 6 | 21 | 0 | 0 | 16699.8 | 16699.8 | 2389905.7861 | 2373205.9861
2326.0803 | 6 | 22 | 0 | 0 | 49482.8 | 49482.8 | 2375563.0897 | 2326080.2897
2258.8392 | 6 | 23 | 0 | 0 | 68190.1 | 68190.1 | 2327029.3195 | 2258839.2195
2190.7771 | 6 | 0 | 0 | 0 | 51573.5 | 51573.5 | 2242350.5697 | 2190777.0697
2084.5263 | 6 | 1 | 0 | 0 | 73981 | 73981 | 2158507.2699 | 2084526.2699
2008.5715 | 6 | 2 | 0 | 0 | 88137.8 | 88137.8 | 2096709.3407 | 2008571.5407
1949.3357 | 6 | 3 | 0 | 0 | 90969.9 | 90969.9 | 2040305.6364 | 1949335.7364
1915.2408 | 6 | 4 | 0 | 0 | 86192 | 86192 | 2001432.7877 | 1915240.7877
1808.2541 | 6 | 5 | 0 | 0 | 88811.9 | 88811.9 | 1897065.9988 | 1808254.0988
1524.3665 | 6 | 6 | 9928.097 | 263353.1375 | 84624.9 | 84624.9 | 1872344.5711 | 1524366.5336
936.1874 | 6 | 7 | 35246.356 | 934946.3887 | 44509.5 | 44509.5 | 1915643.2601 | 936187.3714
52.1563 | 6 | 8 | 72230.312 | 1915984.4315 | 14117.5 | 14117.5 | 1982258.1959 | 52156.2644
-186.5235 | 6 | 9 | 83324.504 | 2210269.4562 | 19634.1 | 19634.1 | 2043380.0518 | -186523.5043
-306.7683 | 6 | 10 | 88357.4 | 2343772.2767 | 38066.9 | 38066.9 | 2075070.8564 | -306768.3203
-102.5831 | 6 | 11 | 82283.512 | 2182656.0566 | 26742.2 | 26742.2 | 2106815.1762 | -102583.0804
-234.4247 | 6 | 12 | 87084.016 | 2309994.4368 | 23917.4 | 23917.4 | 2099487.0921 | -234424.7447
-183.1474 | 6 | 13 | 83239.832 | 2208023.443 | 50837.3 | 50837.3 | 2075713.3895 | -183147.3535
325.6512 | 6 | 14 | 62343.2 | 1653718.4639 | 67007.3 | 67007.3 | 2046376.9328 | 325651.1689
120.5744 | 6 | 15 | 69044.904 | 1831488.1588 | 94360.1 | 94360.1 | 2046422.6233 | 120574.3645
210.6259 | 6 | 16 | 65713.04 | 1743106.9879 | 92083.9 | 92083.9 | 2045816.8085 | 210625.9206
1129.8179 | 6 | 17 | 30032.566 | 796645.166 | 92217.1 | 92217.1 | 2018680.1261 | 1129817.8601
1971.5363 | 6 | 18 | 2226.9565 | 59072.346 | 91790.8 | 91790.8 | 2122399.4091 | 1971536.2631
2127.9802 | 6 | 19 | 0 | 0 | 95295.1 | 95295.1 | 2223275.3153 | 2127980.2153
2147.4041 | 6 | 20 | 0 | 0 | 97829.5 | 97829.5 | 2245233.6156 | 2147404.1156
2157.5583 | 6 | 21 | 0 | 0 | 98120.6 | 98120.6 | 2255678.9117 | 2157558.3117
2135.2825 | 6 | 22 | 0 | 0 | 95252.2 | 95252.2 | 2230534.7346 | 2135282.5346
2093.2254 | 6 | 23 | 0 | 0 | 94701.3 | 94701.3 | 2187926.6752 | 2093225.3752
2046.7347 | 6 | 0 | 0 | 0 | 81643.1 | 81643.1 | 2128377.7712 | 2046734.6712
2024.9201 | 6 | 1 | 0 | 0 | 58156.3 | 58156.3 | 2083076.4122 | 2024920.1122
1968.2271 | 6 | 2 | 0 | 0 | 46139.4 | 46139.4 | 2014366.5443 | 1968227.1443
1911.3103 | 6 | 3 | 0 | 0 | 66357.7 | 66357.7 | 1977668.0025 | 1911310.3025
1907.798 | 6 | 4 | 0 | 0 | 28441.3 | 28441.3 | 1936239.3245 | 1907798.0245
1791.6533 | 6 | 5 | 0 | 0 | 25995.8 | 25995.8 | 1817649.0857 | 1791653.2857
1719.8985 | 6 | 6 | 2197.3162 | 58286.1074 | 2141.24 | 2141.24 | 1780325.8328 | 1719898.4853
604.8342 | 6 | 7 | 47092.144 | 1249168.282 | 0 | 0 | 1854002.433 | 604834.151
-94.8071 | 6 | 8 | 75443.32 | 2001212.8229 | 0 | 0 | 1906405.7148 | -94807.1081
-258.9651 | 6 | 9 | 82856.84 | 2197864.1804 | 0 | 0 | 1938899.0402 | -258965.1401
-163.3713 | 6 | 10 | 77802.88 | 2063802.6152 | 0 | 0 | 1900431.2945 | -163371.3207
-202.9657 | 6 | 11 | 79542.744 | 2109954.3242 | 0 | 0 | 1906988.61 | -202965.7141
-272.6301 | 6 | 12 | 82527.736 | 2189134.3532 | 0 | 0 | 1916504.2962 | -272630.057
-387.9211 | 6 | 13 | 87112.232 | 2310742.8956 | 0 | 0 | 1922821.8394 | -387921.0563
-120.1157 | 6 | 14 | 76880.792 | 2039343.2684 | 0 | 0 | 1919227.5983 | -120115.6701
403.615 | 6 | 15 | 56799.252 | 1506659.4555 | 0 | 0 | 1910274.501 | 403615.0454
772.7934 | 6 | 16 | 43043.24 | 1141766.8765 | 0 | 0 | 1914560.2662 | 772793.3897
1158.9558 | 6 | 17 | 28465.482 | 755076.6269 | 16050.1 | 16050.1 | 1930082.5625 | 1158955.8356
1951.7883 | 6 | 18 | 2145.9352 | 56923.1728 | 49936.3 | 49936.3 | 2058647.7599 | 1951788.2872
2142.7018 | 6 | 19 | 0 | 0 | 60008.8 | 60008.8 | 2202710.6383 | 2142701.8383
2230.855 | 6 | 20 | 0 | 0 | 69245 | 69245 | 2300100.0056 | 2230855.0056
2289.5936 | 6 | 21 | 0 | 0 | 52474.5 | 52474.5 | 2342068.1222 | 2289593.6222
2269.9895 | 6 | 22 | 0 | 0 | 69137.3 | 69137.3 | 2339126.833 | 2269989.533
2218.0014 | 6 | 23 | 0 | 0 | 61909.6 | 61909.6 | 2279910.9921 | 2218001.3921
2117.567 | 6 | 0 | 0 | 0 | 73961.2 | 73961.2 | 2191528.1625 | 2117566.9625
2024.3764 | 6 | 1 | 0 | 0 | 84493.6 | 84493.6 | 2108869.9509 | 2024376.3509
1961.076 | 6 | 2 | 0 | 0 | 80205.4 | 80205.4 | 2041281.4293 | 1961076.0293
1929.5669 | 6 | 3 | 0 | 0 | 65144.5 | 65144.5 | 1994711.4446 | 1929566.9446
1893.6366 | 6 | 4 | 0 | 0 | 74711.5 | 74711.5 | 1968348.1296 | 1893636.6296
1875.8568 | 6 | 5 | 0 | 0 | 34532.1 | 34532.1 | 1910388.8627 | 1875856.7627
1914.4375 | 6 | 6 | 568.6682 | 15084.5174 | 20314.5 | 20314.5 | 1949836.5388 | 1914437.5214
1902.8892 | 6 | 7 | 6165.991 | 163559.3483 | 7407.59 | 7407.59 | 2073856.1827 | 1902889.2444
1721.2872 | 6 | 8 | 18529.838 | 491523.2974 | 487.231 | 487.231 | 2213297.7495 | 1721287.2211
1374.1904 | 6 | 9 | 34826.508 | 923809.4822 | 0 | 0 | 2297999.9086 | 1374190.4263
341.9727 | 6 | 10 | 76143.304 | 2019780.6293 | 0 | 0 | 2361753.3582 | 341972.7289
221.0234 | 6 | 11 | 82261.68 | 2182076.94 | 0 | 0 | 2403100.3113 | 221023.3713
-76.393 | 6 | 12 | 91109.184 | 2416766.2201 | 33957.1 | 33957.1 | 2374330.2994 | -76393.0207
644.2671 | 6 | 13 | 64390.256 | 1708018.7614 | 6323.24 | 6323.24 | 2358609.0596 | 644267.0583
1096.0967 | 6 | 14 | 47326.564 | 1255386.5172 | 0 | 0 | 2351483.2575 | 1096096.7403
467.8858 | 6 | 15 | 69868.056 | 1853323.125 | 0 | 0 | 2321208.971 | 467885.8461
1012.6627 | 6 | 16 | 47448.416 | 1258618.7687 | 3034.77 | 3034.77 | 2274316.2513 | 1012662.7126
1121.2525 | 6 | 17 | 39783.088 | 1055287.9412 | 10049.2 | 10049.2 | 2186589.6323 | 1121252.4911
1887.7671 | 6 | 18 | 13104.336 | 347606.1928 | 4027.35 | 4027.35 | 2239400.689 | 1887767.1462
2341.06 | 6 | 19 | 0 | 0 | 20565.7 | 20565.7 | 2361625.6729 | 2341059.9729
2352.4616 | 6 | 20 | 0 | 0 | 53433.9 | 53433.9 | 2405895.5439 | 2352461.6439
2384.9159 | 6 | 21 | 0 | 0 | 35339.2 | 35339.2 | 2420255.0541 | 2384915.8541
2335.5438 | 6 | 22 | 0 | 0 | 41373.5 | 41373.5 | 2376917.271 | 2335543.771
2243.5426 | 6 | 23 | 0 | 0 | 62072.1 | 62072.1 | 2305614.6733 | 2243542.5733
2185.8787 | 6 | 0 | 0 | 0 | 32931.9 | 32931.9 | 2218810.5792 | 2185878.6792
2104.022 | 6 | 1 | 0 | 0 | 19773.4 | 19773.4 | 2123795.4037 | 2104022.0037
2035.5638 | 6 | 2 | 0 | 0 | 22245.2 | 22245.2 | 2057809.0473 | 2035563.8473
1969.3626 | 6 | 3 | 0 | 0 | 31874.9 | 31874.9 | 2001237.454 | 1969362.554
1985.0275 | 6 | 4 | 0 | 0 | 13113.5 | 13113.5 | 1998141.0359 | 1985027.5359
1925.7354 | 6 | 5 | 0 | 0 | 15167.7 | 15167.7 | 1940903.082 | 1925735.382
1943.8516 | 6 | 6 | 1325.0334 | 35147.8936 | 9794.4 | 9794.4 | 1988793.8993 | 1943851.6058
544.9226 | 6 | 7 | 57584.052 | 1527477.0948 | 3172.17 | 3172.17 | 2075571.8505 | 544922.5857
1332.3568 | 6 | 8 | 32986.144 | 874991.9059 | 0 | 0 | 2207348.7493 | 1332356.8435
485.2869 | 6 | 9 | 67855.68 | 1799942.7507 | 0 | 0 | 2285229.6325 | 485286.8818
-264.029 | 6 | 10 | 98496.656 | 2612726.6271 | 3162.89 | 3162.89 | 2351860.5365 | -264028.9806
-234.4898 | 6 | 11 | 98790.64 | 2620524.8596 | 2285.06 | 2285.06 | 2388320.0715 | -234489.8482
173.8734 | 6 | 12 | 83290.072 | 2209356.1114 | 5105.68 | 5105.68 | 2388335.2262 | 173873.4347
244.9295 | 6 | 13 | 81178.44 | 2153342.8682 | 0 | 0 | 2398272.395 | 244929.5268
12.1065 | 6 | 14 | 88734.288 | 2353769.6244 | 1369.37 | 1369.37 | 2367245.4939 | 12106.4995
916.9199 | 6 | 15 | 55647.5 | 1476108.0314 | 8554.06 | 8554.06 | 2401582.0151 | 916919.9237
1047.0093 | 6 | 16 | 48337.228 | 1282195.4349 | 13578.8 | 13578.8 | 2342783.5832 | 1047009.3483
1203.9591 | 6 | 17 | 39164.672 | 1038883.8112 | 9756.73 | 9756.73 | 2252599.5974 | 1203959.0562
1931.8007 | 6 | 18 | 15061.052 | 399510.1275 | 1622.65 | 1622.65 | 2332933.4504 | 1931800.6729
2430.4442 | 6 | 19 | 0 | 0 | 0 | 0 | 2430444.1736 | 2430444.1736
2482.8206 | 6 | 20 | 0 | 0 | 0 | 0 | 2482820.575 | 2482820.575
2478.9367 | 6 | 21 | 0 | 0 | 0 | 0 | 2478936.7323 | 2478936.7323
2450.1933 | 6 | 22 | 0 | 0 | 0 | 0 | 2450193.3254 | 2450193.3254
2367.9366 | 6 | 23 | 0 | 0 | 917.527 | 917.527 | 2368854.1745 | 2367936.6475
2249.7634 | 6 | 0 | 0 | 0 | 2088.52 | 2088.52 | 2251851.9438 | 2249763.4238
2155.3531 | 6 | 1 | 0 | 0 | 2552.41 | 2552.41 | 2157905.4821 | 2155353.0721
2089.7717 | 6 | 2 | 0 | 0 | 299.341 | 299.341 | 2090070.9912 | 2089771.6502
2042.2622 | 6 | 3 | 0 | 0 | 0 | 0 | 2042262.2403 | 2042262.2403
1993.6897 | 6 | 4 | 0 | 0 | 0 | 0 | 1993689.7254 | 1993689.7254
1921.703 | 6 | 5 | 0 | 0 | 1454.15 | 1454.15 | 1923157.1609 | 1921703.0109
1631.9421 | 6 | 6 | 11472.474 | 304319.3497 | 1888.79 | 1888.79 | 1938150.1946 | 1631942.055
782.9705 | 6 | 7 | 46767.064 | 1240545.1956 | 0 | 0 | 2023515.6715 | 782970.4759
616.1418 | 6 | 8 | 58414.196 | 1549497.5311 | 0 | 0 | 2165639.337 | 616141.8059
-310.7134 | 6 | 9 | 96834.336 | 2568631.8537 | 0 | 0 | 2257918.4135 | -310713.4402
-308.4092 | 6 | 10 | 99188.88 | 2631088.5914 | 0 | 0 | 2322679.3812 | -308409.2101
-275.9777 | 6 | 11 | 99203.624 | 2631479.6914 | 0 | 0 | 2355501.9765 | -275977.7148
-289.2283 | 6 | 12 | 99186.824 | 2631034.0538 | 0 | 0 | 2341805.7553 | -289228.2985
1265.2113 | 6 | 13 | 41042.116 | 1088684.9733 | 0 | 0 | 2353896.2944 | 1265211.3212
588.6338 | 6 | 14 | 65986.44 | 1750359.2083 | 0 | 0 | 2338993.0258 | 588633.8175
-16.8821 | 6 | 15 | 87943.056 | 2332781.3696 | 7076.73 | 7076.73 | 2322976.0201 | -16882.0795
792.8848 | 6 | 16 | 55169.884 | 1463438.7683 | 751.871 | 751.871 | 2257075.4303 | 792884.791
2027.8607 | 6 | 17 | 6460.6115 | 171374.4647 | 0 | 0 | 2199235.1457 | 2027860.681
1681.1523 | 6 | 18 | 21588.482 | 572657.0226 | 0 | 0 | 2253809.3721 | 1681152.3495
2358.5102 | 6 | 19 | 0 | 0 | 0 | 0 | 2358510.1788 | 2358510.1788
2411.8202 | 6 | 20 | 0 | 0 | 0 | 0 | 2411820.1554 | 2411820.1554
2435.3999 | 6 | 21 | 0 | 0 | 0 | 0 | 2435399.9244 | 2435399.9244
2408.4488 | 6 | 22 | 0 | 0 | 0 | 0 | 2408448.8273 | 2408448.8273
2328.5006 | 6 | 23 | 0 | 0 | 0 | 0 | 2328500.5761 | 2328500.5761
2167.1822 | 6 | 0 | 0 | 0 | 2180.71 | 2180.71 | 2169362.9465 | 2167182.2365
2088.331 | 6 | 1 | 0 | 0 | 1669.03 | 1669.03 | 2090000.0701 | 2088331.0401
2007.1207 | 6 | 2 | 0 | 0 | 14193.6 | 14193.6 | 2021314.2833 | 2007120.6833
1963.5905 | 6 | 3 | 0 | 0 | 8538.64 | 8538.64 | 1972129.1625 | 1963590.5225
1927.0594 | 6 | 4 | 0 | 0 | 5337.07 | 5337.07 | 1932396.5133 | 1927059.4433
1851.1407 | 6 | 5 | 0 | 0 | 4445.53 | 4445.53 | 1855586.201 | 1851140.671
1800.8261 | 6 | 6 | 2841.3685 | 75370.2657 | 562.416 | 562.416 | 1876758.7825 | 1800826.1008
1018.2535 | 6 | 7 | 36150.696 | 958934.9513 | 0 | 0 | 1977188.4492 | 1018253.4979
1733.6387 | 6 | 8 | 14278.778 | 378759.4929 | 0 | 0 | 2112398.2284 | 1733638.7354
-330.5994 | 6 | 9 | 95643.656 | 2537047.8237 | 0 | 0 | 2206448.4364 | -330599.3873
-119.8977 | 6 | 10 | 89576.44 | 2376108.5854 | 1814.97 | 1814.97 | 2258025.8115 | -119897.7438
1218.2297 | 6 | 11 | 40361.076 | 1070619.6763 | 1465.61 | 1465.61 | 2290315.0228 | 1218229.7365
559.4201 | 6 | 12 | 65417.544 | 1735268.648 | 11516.6 | 11516.6 | 2306205.3939 | 559420.1459
645.8645 | 6 | 13 | 61598.164 | 1633955.6062 | 19193.6 | 19193.6 | 2299013.7355 | 645864.5293
1035.4399 | 6 | 14 | 47336.292 | 1255644.5626 | 28831.7 | 28831.7 | 2319916.1591 | 1035439.8965
549.934 | 6 | 15 | 65028.092 | 1724938.0271 | 37838.9 | 37838.9 | 2312710.97 | 549934.0428
1693.5823 | 6 | 16 | 19316.606 | 512393.1399 | 26918.8 | 26918.8 | 2232894.2799 | 1693582.3399
1561.1879 | 6 | 17 | 22766.142 | 603895.6835 | 22649.5 | 22649.5 | 2187733.0928 | 1561187.9093
1874.1483 | 6 | 18 | 13167.039 | 349269.4554 | 19676.6 | 19676.6 | 2243094.3259 | 1874148.2705
2325.278 | 6 | 19 | 0 | 0 | 27819.4 | 27819.4 | 2353097.3805 | 2325277.9805
2382.266 | 6 | 20 | 0 | 0 | 39812.8 | 39812.8 | 2422078.7639 | 2382265.9639
2427.2261 | 6 | 21 | 0 | 0 | 21837.1 | 21837.1 | 2449063.1862 | 2427226.0862
2386.9192 | 6 | 22 | 0 | 0 | 42521.4 | 42521.4 | 2429440.5668 | 2386919.1668
2310.3025 | 6 | 23 | 0 | 0 | 41796.1 | 41796.1 | 2352098.6006 | 2310302.5006
2230.6795 | 6 | 0 | 0 | 0 | 26809.2 | 26809.2 | 2257488.7343 | 2230679.5343
2138.9399 | 6 | 1 | 0 | 0 | 25839.4 | 25839.4 | 2164779.2968 | 2138939.8968
2063.6151 | 6 | 2 | 0 | 0 | 26516.6 | 26516.6 | 2090131.7133 | 2063615.1133
1999.8892 | 6 | 3 | 0 | 0 | 32167.7 | 32167.7 | 2032056.8959 | 1999889.1959
1893.8351 | 6 | 4 | 0 | 0 | 41258.4 | 41258.4 | 1935093.5341 | 1893835.1341
1773.798 | 6 | 5 | 0 | 0 | 81331.8 | 81331.8 | 1855129.8112 | 1773798.0112
1667.044 | 6 | 6 | 4545.85 | 120583.4169 | 80867.7 | 80867.7 | 1868495.1335 | 1667044.0165
839.0241 | 6 | 7 | 40291.88 | 1068784.1802 | 49502.7 | 49502.7 | 1957310.9813 | 839024.1011
-36.8904 | 6 | 8 | 79523.656 | 2109447.995 | 22477.5 | 22477.5 | 2095035.0813 | -36890.4138
-80.7708 | 6 | 9 | 84399.888 | 2238795.1394 | 17772 | 17772 | 2175796.3247 | -80770.8147
164.0458 | 6 | 10 | 76863.608 | 2038887.4449 | 26433.9 | 26433.9 | 2229367.1558 | 164045.811
-117.553 | 6 | 11 | 88499.728 | 2347547.6755 | 28629 | 28629 | 2258623.6708 | -117553.0047
-100.7435 | 6 | 12 | 89508.296 | 2374300.9946 | 10212.7 | 10212.7 | 2283770.1566 | -100743.538
-232.5369 | 6 | 13 | 94490.736 | 2506465.4171 | 2151.21 | 2151.21 | 2276079.7082 | -232536.9189
728.2931 | 6 | 14 | 58009.324 | 1538757.8786 | 4632.94 | 4632.94 | 2271683.8938 | 728293.0752
1806.1348 | 6 | 15 | 16893.122 | 448107.6968 | 12240.9 | 12240.9 | 2266483.4038 | 1806134.807
941.1257 | 6 | 16 | 46806.308 | 1241586.1837 | 33072.3 | 33072.3 | 2215784.2109 | 941125.7272
1155.6005 | 6 | 17 | 35276.548 | 935747.2631 | 45036 | 45036 | 2136383.7313 | 1155600.4683
1983.2913 | 6 | 18 | 5245.11 | 139132.0184 | 51736.2 | 51736.2 | 2174159.4837 | 1983291.2653
2207.6511 | 6 | 19 | 0 | 0 | 46126.8 | 46126.8 | 2253777.8886 | 2207651.0886
2245.8883 | 6 | 20 | 0 | 0 | 41280.4 | 41280.4 | 2287168.7343 | 2245888.3343
2259.1402 | 6 | 21 | 0 | 0 | 35238.3 | 35238.3 | 2294378.4566 | 2259140.1566
2256.8056 | 6 | 22 | 0 | 0 | 26492.8 | 26492.8 | 2283298.4015 | 2256805.6015
2207.8306 | 6 | 23 | 0 | 0 | 35330.2 | 35330.2 | 2243160.8186 | 2207830.6186
2117.9571 | 6 | 0 | 0 | 0 | 41093.5 | 41093.5 | 2159050.6465 | 2117957.1465
2006.602 | 6 | 1 | 0 | 0 | 65302.9 | 65302.9 | 2071904.9077 | 2006602.0077
1925.9759 | 6 | 2 | 0 | 0 | 79227.4 | 79227.4 | 2005203.2979 | 1925975.8979
1858.7095 | 6 | 3 | 0 | 0 | 89891.6 | 89891.6 | 1948601.1355 | 1858709.5355
1794.8293 | 6 | 4 | 0 | 0 | 74042.5 | 74042.5 | 1868871.779 | 1794829.279
1726.6224 | 6 | 5 | 0 | 0 | 40636.7 | 40636.7 | 1767259.0729 | 1726622.3729
1533.0304 | 6 | 6 | 7291.1475 | 193405.2991 | 19268.8 | 19268.8 | 1745704.4811 | 1533030.382
585.6986 | 6 | 7 | 44928.704 | 1191780.7774 | 17861.3 | 17861.3 | 1795340.7085 | 585698.631
-182.3425 | 6 | 8 | 76645.368 | 2033098.401 | 16431.3 | 16431.3 | 1867187.2095 | -182342.4916
71.8846 | 6 | 9 | 68945.752 | 1828858.0485 | 37872.9 | 37872.9 | 1938615.5417 | 71884.5932
610.6204 | 6 | 10 | 49718.624 | 1318838.4059 | 36181.7 | 36181.7 | 1965640.4669 | 610620.361
-591.8963 | 6 | 11 | 96040.856 | 2547583.9684 | 45392.9 | 45392.9 | 2001080.5195 | -591896.3489
-548.6256 | 6 | 12 | 95581.048 | 2535387.0811 | 29450 | 29450 | 2016211.5012 | -548625.5799
-548.0878 | 6 | 13 | 94180.216 | 2498228.5499 | 32631 | 32631 | 1982771.7865 | -548087.7635
-473.0318 | 6 | 14 | 90666.864 | 2405033.2203 | 39527.3 | 39527.3 | 1971528.699 | -473031.8213
-342.3821 | 6 | 15 | 85017.432 | 2255176.1387 | 61536.6 | 61536.6 | 1974330.6419 | -342382.0969
25.8922 | 6 | 16 | 70466.512 | 1869197.7951 | 74338.9 | 74338.9 | 1969428.9097 | 25892.2146
963.3795 | 6 | 17 | 35416.024 | 939447.0096 | 55212.7 | 55212.7 | 1958039.1601 | 963379.4506
1848.4121 | 6 | 18 | 6122.1255 | 162395.7702 | 40817.9 | 40817.9 | 2051625.7545 | 1848412.0843
2119.9831 | 6 | 19 | 0 | 0 | 30642.5 | 30642.5 | 2150625.6007 | 2119983.1007
2173.6944 | 6 | 20 | 0 | 0 | 21485.4 | 21485.4 | 2195179.8158 | 2173694.4158
2173.8793 | 6 | 21 | 0 | 0 | 46316.4 | 46316.4 | 2220195.6652 | 2173879.2652
2131.4314 | 6 | 22 | 0 | 0 | 79133.8 | 79133.8 | 2210565.1503 | 2131431.3503
2100.5718 | 6 | 23 | 0 | 0 | 70142.6 | 70142.6 | 2170714.3915 | 2100571.7915
2057.9143 | 6 | 0 | 0 | 0 | 57664.4 | 57664.4 | 2115578.6834 | 2057914.2834
1975.5859 | 6 | 1 | 0 | 0 | 66297.9 | 66297.9 | 2041883.7651 | 1975585.8651
1896.2666 | 6 | 2 | 0 | 0 | 79381.4 | 79381.4 | 1975647.9893 | 1896266.5893
1849.9343 | 6 | 3 | 0 | 0 | 90991 | 90991 | 1940925.2999 | 1849934.2999
1791.804 | 6 | 4 | 0 | 0 | 91861.6 | 91861.6 | 1883665.635 | 1791804.035
1671.922 | 6 | 5 | 0 | 0 | 90257.4 | 90257.4 | 1762179.3708 | 1671921.9708
1417.6516 | 6 | 6 | 8446.655 | 224056.3419 | 87376 | 87376 | 1729083.9824 | 1417651.6405
515.8469 | 6 | 7 | 43242.856 | 1147061.8993 | 95160.4 | 95160.4 | 1758069.2073 | 515846.9081
-246.5394 | 6 | 8 | 73846.88 | 1958865.5853 | 98532.9 | 98532.9 | 1810859.126 | -246539.3593
-550.4688 | 6 | 9 | 86351.048 | 2290551.6954 | 98058.3 | 98058.3 | 1838141.1605 | -550468.8348
-680.1485 | 6 | 10 | 91029.32 | 2414647.7441 | 98668.4 | 98668.4 | 1833167.6051 | -680148.539
-724.3924 | 6 | 11 | 93031.328 | 2467753.0963 | 98139.5 | 98139.5 | 1841500.2194 | -724392.3769
-696.3539 | 6 | 12 | 92793.768 | 2461451.5693 | 98499.9 | 98499.9 | 1863597.5326 | -696353.9367
-724.7255 | 6 | 13 | 93215.056 | 2472626.6733 | 97564.2 | 97564.2 | 1845465.3667 | -724725.5066
-695.8659 | 6 | 14 | 91936.216 | 2438704.1073 | 94627.4 | 94627.4 | 1837465.5886 | -695865.9187
35.4807 | 6 | 15 | 64392.956 | 1708090.3817 | 91628.8 | 91628.8 | 1835199.8455 | 35480.6638
-157.9204 | 6 | 16 | 71176.864 | 1888040.6235 | 93948.6 | 93948.6 | 1824068.8377 | -157920.3858
794.8891 | 6 | 17 | 35494.348 | 941524.6354 | 98283 | 98283 | 1834696.6947 | 794889.0593
1708.0007 | 6 | 18 | 6252.2085 | 165846.3575 | 98244.5 | 98244.5 | 1972091.5154 | 1708000.6579
2017.5682 | 6 | 19 | 0 | 0 | 95899.5 | 95899.5 | 2113467.7341 | 2017568.2341
2141.9137 | 6 | 20 | 0 | 0 | 92570.3 | 92570.3 | 2234484.0004 | 2141913.7004
2181.4941 | 6 | 21 | 0 | 0 | 96602.2 | 96602.2 | 2278096.3343 | 2181494.1343
2181.5172 | 6 | 22 | 0 | 0 | 99014.3 | 99014.3 | 2280531.4621 | 2181517.1621
2127.4071 | 6 | 23 | 0 | 0 | 98669.3 | 98669.3 | 2226076.4312 | 2127407.1312
2039.1819 | 6 | 0 | 0 | 0 | 97629.6 | 97629.6 | 2136811.5149 | 2039181.9149
1961.822 | 6 | 1 | 0 | 0 | 98247 | 98247 | 2060068.9583 | 1961821.9583
1897.6047 | 6 | 2 | 0 | 0 | 94091.4 | 94091.4 | 1991696.1409 | 1897604.7409
1851.7181 | 6 | 3 | 0 | 0 | 92588.4 | 92588.4 | 1944306.4544 | 1851718.0544
1847.1958 | 6 | 4 | 0 | 0 | 90319.8 | 90319.8 | 1937515.5729 | 1847195.7729
1784.3086 | 6 | 5 | 0 | 0 | 91227.4 | 91227.4 | 1875536.0275 | 1784308.6275
1539.7716 | 6 | 6 | 11048.199 | 293065.0124 | 86513.7 | 86513.7 | 1919350.275 | 1539771.5627
602.6465 | 6 | 7 | 50355.176 | 1335723.6123 | 88377.8 | 88377.8 | 2026747.8771 | 602646.4648
-93.1958 | 6 | 8 | 82276.456 | 2182468.8889 | 90213.7 | 90213.7 | 2179486.8356 | -93195.7532
-287.5158 | 6 | 9 | 93367.76 | 2476677.3064 | 76341.4 | 76341.4 | 2265502.8964 | -287515.81
-305.5118 | 6 | 10 | 96420.152 | 2557645.1907 | 73525.7 | 73525.7 | 2325659.1153 | -305511.7754
-301.5637 | 6 | 11 | 97822.152 | 2594834.7044 | 64987.6 | 64987.6 | 2358258.5738 | -301563.7306
-290.8009 | 6 | 12 | 98131.92 | 2603051.624 | 61987.8 | 61987.8 | 2374238.5451 | -290800.8789
-319.8519 | 6 | 13 | 98221.248 | 2605421.1424 | 72663.4 | 72663.4 | 2358232.6696 | -319851.8728
-309.0878 | 6 | 14 | 97465.616 | 2585377.2148 | 74614.3 | 74614.3 | 2350903.7462 | -309087.7685
268.7162 | 6 | 15 | 75689.496 | 2007742.8983 | 45605.2 | 45605.2 | 2322064.3231 | 268716.2248
15.0187 | 6 | 16 | 83719.744 | 2220753.6098 | 34262.2 | 34262.2 | 2270034.5554 | 15018.7456
925.0883 | 6 | 17 | 46039.884 | 1221255.987 | 37990.8 | 37990.8 | 2184335.0608 | 925088.2739
1557.0666 | 6 | 18 | 23270.598 | 617276.9056 | 60096.2 | 60096.2 | 2234439.657 | 1557066.5514
2281.8281 | 6 | 19 | 0 | 0 | 73180.5 | 73180.5 | 2355008.5512 | 2281828.0512
2313.5799 | 6 | 20 | 0 | 0 | 84339.4 | 84339.4 | 2397919.3358 | 2313579.9358
2322.1628 | 6 | 21 | 0 | 0 | 92823.4 | 92823.4 | 2414986.2201 | 2322162.8201
2287.773 | 6 | 22 | 0 | 0 | 84245 | 84245 | 2372017.9888 | 2287772.9888
2191.1217 | 6 | 23 | 0 | 0 | 89137.8 | 89137.8 | 2280259.5119 | 2191121.7119
2112.2045 | 6 | 0 | 0 | 0 | 76388.8 | 76388.8 | 2188593.3211 | 2112204.5211
2024.3027 | 6 | 1 | 0 | 0 | 70517.3 | 70517.3 | 2094820.0334 | 2024302.7334
1969.1081 | 6 | 2 | 0 | 0 | 58775.3 | 58775.3 | 2027883.4151 | 1969108.1151
1919.656 | 6 | 3 | 0 | 0 | 48927 | 48927 | 1968582.9593 | 1919655.9593
1925.6778 | 6 | 4 | 0 | 0 | 40242.4 | 40242.4 | 1965920.2469 | 1925677.8469
1879.7491 | 6 | 5 | 0 | 0 | 27452.9 | 27452.9 | 1907201.9597 | 1879749.0597
1646.1537 | 6 | 6 | 10606.731 | 281354.6128 | 33536.1 | 33536.1 | 1961044.3703 | 1646153.6575
526.4493 | 6 | 7 | 58354.816 | 1547922.4146 | 33851.8 | 33851.8 | 2108223.4825 | 526449.2679
-153.2624 | 6 | 8 | 88685.008 | 2352462.4209 | 34287.4 | 34287.4 | 2233487.4456 | -153262.3754
-270.2778 | 6 | 9 | 95529.112 | 2534009.4245 | 30811.6 | 30811.6 | 2294543.1749 | -270277.8496
-315.8765 | 6 | 10 | 97646.92 | 2590186.4926 | 45822.8 | 45822.8 | 2320132.7897 | -315876.5029
-308.8032 | 6 | 11 | 98548.728 | 2614107.8913 | 33454 | 33454 | 2338758.7046 | -308803.1867
1131.36 | 6 | 12 | 45249.284 | 1200284.4966 | 22186.4 | 22186.4 | 2353830.9253 | 1131360.0287
545.1487 | 6 | 13 | 65660.828 | 1741722.0101 | 39316 | 39316 | 2326186.7464 | 545148.7364
569.3026 | 6 | 14 | 64270.892 | 1704852.5066 | 40079.2 | 40079.2 | 2314234.35 | 569302.6434
401.5194 | 6 | 15 | 69102.408 | 1833013.5125 | 59299.7 | 59299.7 | 2293832.6548 | 401519.4423
230.4477 | 6 | 16 | 73006.992 | 1936586.6793 | 69415.4 | 69415.4 | 2236449.7417 | 230447.6624
802.8052 | 6 | 17 | 47679.06 | 1264736.8416 | 76646 | 76646 | 2144188.0192 | 802805.1776
1412.5789 | 6 | 18 | 27546.168 | 730690.8633 | 62198 | 62198 | 2205467.7296 | 1412578.8663
2210.5132 | 6 | 19 | 0 | 0 | 41912.6 | 41912.6 | 2252425.837 | 2210513.237
2278.5542 | 6 | 20 | 0 | 0 | 27271.6 | 27271.6 | 2305825.7604 | 2278554.1604
2323.4479 | 6 | 21 | 0 | 0 | 42268.2 | 42268.2 | 2365716.085 | 2323447.885
2352.4949 | 6 | 22 | 0 | 0 | 25662.4 | 25662.4 | 2378157.2598 | 2352494.8598
2342.7839 | 6 | 23 | 0 | 0 | 18047.4 | 18047.4 | 2360831.2645 | 2342783.8645
2258.3589 | 6 | 0 | 0 | 0 | 15450.8 | 15450.8 | 2273809.6546 | 2258358.8546
2153.8554 | 6 | 1 | 0 | 0 | 24264.3 | 24264.3 | 2178119.7378 | 2153855.4378
2062.8532 | 6 | 2 | 0 | 0 | 28015 | 28015 | 2090868.2374 | 2062853.2374
2004.4842 | 6 | 3 | 0 | 0 | 32767.6 | 32767.6 | 2037251.8092 | 2004484.2092
1946.0423 | 6 | 4 | 0 | 0 | 46136.5 | 46136.5 | 1992178.8174 | 1946042.3174
1816.0336 | 6 | 5 | 0 | 0 | 56987.9 | 56987.9 | 1873021.501 | 1816033.601
1562.0843 | 6 | 6 | 11029.327 | 292564.4129 | 45350.7 | 45350.7 | 1899999.4253 | 1562084.3124
526.7961 | 6 | 7 | 55343.528 | 1468044.8567 | 29398.2 | 29398.2 | 2024239.122 | 526796.0653
-147.7807 | 6 | 8 | 86012.088 | 2281560.4275 | 17994.9 | 17994.9 | 2151774.669 | -147780.6585
-302.2951 | 6 | 9 | 94436.568 | 2505028.5543 | 10963.9 | 10963.9 | 2213697.378 | -302295.0763
-336.1894 | 6 | 10 | 96906.6 | 2570548.7318 | 2762.26 | 2762.26 | 2237121.6123 | -336189.3795
-340.1194 | 6 | 11 | 97963.904 | 2598594.8241 | 7485.34 | 7485.34 | 2265960.7825 | -340119.3817
-277.3239 | 6 | 12 | 96905.408 | 2570517.1127 | 3717.69 | 3717.69 | 2296910.901 | -277323.9017
-276.7537 | 6 | 13 | 96517.08 | 2560216.3071 | 43286.6 | 43286.6 | 2326749.1823 | -276753.7248
-312.6373 | 6 | 14 | 95697.36 | 2538472.3784 | 71151.8 | 71151.8 | 2296986.8512 | -312637.3272
-252.5833 | 6 | 15 | 91487.168 | 2426792.6403 | 90929.8 | 90929.8 | 2265139.1004 | -252583.3399
1430.0528 | 6 | 16 | 26016.81 | 690123.0458 | 93196.6 | 93196.6 | 2213372.4001 | 1430052.7543
1761.3553 | 6 | 17 | 11076.62 | 293818.9091 | 89952.9 | 89952.9 | 2145127.0692 | 1761355.2602
2052.395 | 6 | 18 | 2393.4507 | 63488.7798 | 71382.7 | 71382.7 | 2187266.4949 | 2052395.0151
2151.5691 | 6 | 19 | 0 | 0 | 78179.2 | 78179.2 | 2229748.3133 | 2151569.1133
2181.6381 | 6 | 20 | 0 | 0 | 83609 | 83609 | 2265247.0932 | 2181638.0932
2227.9634 | 6 | 21 | 0 | 0 | 73241.4 | 73241.4 | 2301204.7987 | 2227963.3987
2230.8605 | 6 | 22 | 0 | 0 | 83261.7 | 83261.7 | 2314122.2351 | 2230860.5351
2220.9833 | 6 | 23 | 0 | 0 | 80307.1 | 80307.1 | 2301290.4367 | 2220983.3367
2109.6165 | 6 | 0 | 0 | 0 | 63221.9 | 63221.9 | 2172838.3703 | 2109616.4703
2012.7631 | 6 | 1 | 0 | 0 | 79265.9 | 79265.9 | 2092028.9597 | 2012763.0597
1930.2464 | 6 | 2 | 0 | 0 | 84625.7 | 84625.7 | 2014872.1385 | 1930246.4385
1874.0193 | 6 | 3 | 0 | 0 | 85973.7 | 85973.7 | 1959993.0238 | 1874019.3238
1844.2883 | 6 | 4 | 0 | 0 | 79451.4 | 79451.4 | 1923739.6655 | 1844288.2655
1763.3533 | 6 | 5 | 0 | 0 | 69753.3 | 69753.3 | 1833106.5652 | 1763353.2652
1660.8219 | 6 | 6 | 6404.754 | 169892.7862 | 37424 | 37424 | 1868138.671 | 1660821.8848
1022.4932 | 6 | 7 | 36795.88 | 976049.1305 | 11839.2 | 11839.2 | 2010381.5392 | 1022493.2087
369.0089 | 6 | 8 | 65957.992 | 1749604.5954 | 227.292 | 227.292 | 2118840.8006 | 369008.9132
-11.3366 | 6 | 9 | 81495.184 | 2161744.8334 | 756.526 | 756.526 | 2151164.7705 | -11336.5889
-168.1348 | 6 | 10 | 88776.216 | 2354881.8084 | 0 | 0 | 2186746.9742 | -168134.8342
-249.0696 | 6 | 11 | 92866 | 2463367.5985 | 0 | 0 | 2214297.9809 | -249069.6176
-231.5182 | 6 | 12 | 92981.224 | 2466424.0354 | 1301.02 | 1301.02 | 2236206.8917 | -231518.1637
-238.5229 | 6 | 13 | 92212.616 | 2446035.9058 | 8213.7 | 8213.7 | 2215726.6562 | -238522.9496
-173.9085 | 6 | 14 | 88556.688 | 2349058.599 | 24443.6 | 24443.6 | 2199593.7263 | -173908.4727
-25.7978 | 6 | 15 | 80986.408 | 2148249.0189 | 54460.7 | 54460.7 | 2176911.9449 | -25797.774
532.6621 | 6 | 16 | 57890.392 | 1535603.0831 | 57750 | 57750 | 2126015.2275 | 532662.1444
1317.0149 | 6 | 17 | 24635.582 | 653484.5312 | 73188.6 | 73188.6 | 2043687.9952 | 1317014.8641
1993.8817 | 6 | 18 | 1597.2064 | 42367.5665 | 65289.8 | 65289.8 | 2101539.077 | 1993881.7105
2070.2526 | 6 | 19 | 0 | 0 | 88480.7 | 88480.7 | 2158733.3388 | 2070252.6388
2112.6062 | 6 | 20 | 0 | 0 | 97663.5 | 97663.5 | 2210269.6739 | 2112606.1739
2145.4015 | 6 | 21 | 0 | 0 | 96284.9 | 96284.9 | 2241686.3649 | 2145401.4649
2129.2509 | 6 | 22 | 0 | 0 | 95093.3 | 95093.3 | 2224344.1758 | 2129250.8758
2096.9741 | 6 | 23 | 0 | 0 | 91259 | 91259 | 2188233.1152 | 2096974.1152
2032.6855 | 6 | 0 | 0 | 0 | 85442.7 | 85442.7 | 2118128.1932 | 2032685.4932
1968.8638 | 6 | 1 | 0 | 0 | 78734.9 | 78734.9 | 2047598.7357 | 1968863.8357
1903.4823 | 6 | 2 | 0 | 0 | 66619.1 | 66619.1 | 1970101.3774 | 1903482.2774
1860.6408 | 6 | 3 | 0 | 0 | 56864.3 | 56864.3 | 1917505.1379 | 1860640.8379
1854.835 | 6 | 4 | 0 | 0 | 96139.5 | 96139.5 | 1950974.4725 | 1854834.9725
1761.348 | 6 | 5 | 0 | 0 | 97597.8 | 97597.8 | 1858945.7602 | 1761347.9602
1655.3676 | 6 | 6 | 7299.5555 | 193628.3301 | 29597.9 | 29597.9 | 1878593.8008 | 1655367.5707
904.1862 | 6 | 7 | 40657.28 | 1078476.7966 | 26977.3 | 26977.3 | 2009640.3155 | 904186.2189
311.6104 | 6 | 8 | 69317.16 | 1838710.0334 | 24730.1 | 24730.1 | 2175050.5541 | 311610.4206
320.6897 | 6 | 9 | 73941.192 | 1961367.3096 | 6069.95 | 6069.95 | 2288126.9755 | 320689.716
253.9183 | 6 | 10 | 78767.896 | 2089400.6721 | 0 | 0 | 2343318.9574 | 253918.2854
112.0583 | 6 | 11 | 83551.776 | 2216298.0832 | 0 | 0 | 2328356.3972 | 112058.3139
48.3141 | 6 | 12 | 90435.872 | 2398905.9164 | 0 | 0 | 2447220.0555 | 48314.1392
17.5761 | 6 | 13 | 89006.456 | 2360989.1647 | 0 | 0 | 2378565.2982 | 17576.1335
77.369 | 6 | 14 | 82774.24 | 2195673.1291 | 23525.9 | 23525.9 | 2296568.0227 | 77368.9935
228.736 | 6 | 15 | 75404.72 | 2000188.9176 | 29861.9 | 29861.9 | 2258786.854 | 228736.0364
646.749 | 6 | 16 | 57448.676 | 1523886.1051 | 16845 | 16845 | 2187480.108 | 646749.0029
1363.8654 | 6 | 17 | 26881.924 | 713071.0978 | 10437.7 | 10437.7 | 2087374.1936 | 1363865.3958
2076.1435 | 6 | 18 | 1502.0041 | 39842.2275 | 7559.28 | 7559.28 | 2123545.0026 | 2076143.4952
2175.5827 | 6 | 19 | 0 | 0 | 2624.52 | 2624.52 | 2178207.2072 | 2175582.6872
2204.8259 | 6 | 20 | 0 | 0 | 0 | 0 | 2204825.9329 | 2204825.9329
2238.521 | 6 | 21 | 0 | 0 | 5868.36 | 5868.36 | 2244389.3907 | 2238521.0307
2228.5253 | 6 | 22 | 0 | 0 | 17236.6 | 17236.6 | 2245761.9015 | 2228525.3015
2228.6226 | 6 | 23 | 0 | 0 | 14805.5 | 14805.5 | 2243428.1443 | 2228622.6443
2217.7814 | 6 | 0 | 0 | 0 | 13803.3 | 13803.3 | 2231584.7188 | 2217781.4188
2167.2649 | 6 | 1 | 0 | 0 | 23297.9 | 23297.9 | 2190562.7897 | 2167264.8897
2116.873 | 6 | 2 | 0 | 0 | 15354.8 | 15354.8 | 2132227.8341 | 2116873.0341
2052.7457 | 6 | 3 | 0 | 0 | 11434 | 11434 | 2064179.664 | 2052745.664
1874.9222 | 6 | 4 | 0 | 0 | 11015.2 | 11015.2 | 1885937.3765 | 1874922.1765
1775.3183 | 6 | 5 | 0 | 0 | 2933.29 | 2933.29 | 1778251.5947 | 1775318.3047
1623.7273 | 6 | 6 | 5166.456 | 137045.639 | 2064.95 | 2064.95 | 1762837.8846 | 1623727.2956
776.7535 | 6 | 7 | 39270.816 | 1041699.3916 | 673.683 | 673.683 | 1819126.5926 | 776753.518
178.4858 | 6 | 8 | 64627.472 | 1714311.1634 | 0 | 0 | 1892796.9914 | 178485.828
-259.3207 | 6 | 9 | 83541.376 | 2216022.2124 | 0 | 0 | 1956701.5082 | -259320.7042
-145.9677 | 6 | 10 | 80060.312 | 2123683.3557 | 2301.81 | 2301.81 | 1980017.4764 | -145967.6892
-352.6593 | 6 | 11 | 88560.504 | 2349159.8224 | 9064.69 | 9064.69 | 2005565.2446 | -352659.2678
-223.9402 | 6 | 12 | 91181.016 | 2418671.6389 | 16330.3 | 16330.3 | 2211061.6907 | -223940.2481
-166.2277 | 6 | 13 | 86582.696 | 2296696.4004 | 24982.7 | 24982.7 | 2155451.3512 | -166227.7492
-56.8073 | 6 | 14 | 78400.632 | 2079658.611 | 23506.4 | 23506.4 | 2046357.6988 | -56807.3122
-203.276 | 6 | 15 | 80969.24 | 2147793.6198 | 10682.9 | 10682.9 | 1955200.5245 | -203275.9953
-79.1024 | 6 | 16 | 75710.952 | 2008312.0411 | 4533.63 | 4533.63 | 1933743.2845 | -79102.3866
795.6556 | 6 | 17 | 40905.592 | 1085063.5317 | 0 | 0 | 1880719.0936 | 795655.562
1719.1627 | 6 | 18 | 9247.61 | 245302.5094 | 0 | 0 | 1964465.1734 | 1719162.664
2007.1274 | 6 | 19 | 0 | 0 | 328.948 | 328.948 | 2007456.3821 | 2007127.4341
2004.8202 | 6 | 20 | 0 | 0 | 9802.27 | 9802.27 | 2014622.4273 | 2004820.1573
2056.2015 | 6 | 21 | 0 | 0 | 9335.7 | 9335.7 | 2065537.2056 | 2056201.5056
2068.2397 | 6 | 22 | 0 | 0 | 474.905 | 474.905 | 2068714.6186 | 2068239.7136
2054.963 | 6 | 23 | 0 | 0 | 0 | 0 | 2054962.9714 | 2054962.9714
2035.7089 | 6 | 0 | 0 | 0 | 0 | 0 | 2035708.9386 | 2035708.9386
2019.653 | 6 | 1 | 0 | 0 | 0 | 0 | 2019653.0264 | 2019653.0264
1981.2931 | 6 | 2 | 0 | 0 | 0 | 0 | 1981293.1388 | 1981293.1388
1947.5 | 6 | 3 | 0 | 0 | 2418.82 | 2418.82 | 1949918.7762 | 1947499.9562
1925.7046 | 6 | 4 | 0 | 0 | 9010.14 | 9010.14 | 1934714.7668 | 1925704.6268
1794.1166 | 6 | 5 | 0 | 0 | 17893.2 | 17893.2 | 1812009.7731 | 1794116.5731
1663.3646 | 6 | 6 | 3785.3142 | 100409.4122 | 14107.3 | 14107.3 | 1777881.3248 | 1663364.6126
1184.8843 | 6 | 7 | 21731.53 | 576451.5201 | 10212.4 | 10212.4 | 1771548.1959 | 1184884.2758
600.2985 | 6 | 8 | 44357.16 | 1176619.9762 | 6877.78 | 6877.78 | 1783796.2292 | 600298.473
427.8354 | 6 | 9 | 51682.056 | 1370920.4895 | 131.158 | 131.158 | 1798887.0085 | 427835.361
278.4012 | 6 | 10 | 58399.152 | 1549098.4733 | 0 | 0 | 1827499.6604 | 278401.1872
-99.2965 | 6 | 11 | 74218.352 | 1968719.2679 | 0 | 0 | 1869422.7281 | -99296.5398
-195.8717 | 6 | 12 | 79538.016 | 2109828.909 | 0 | 0 | 1913957.1873 | -195871.7217
2.3082 | 6 | 13 | 71753.088 | 1903325.5667 | 0 | 0 | 1905633.7295 | 2308.1628
749.5424 | 6 | 14 | 43153 | 1144678.3751 | 0 | 0 | 1894220.8235 | 749542.4484
865.5965 | 6 | 15 | 38325.168 | 1016615.0912 | 3656.62 | 3656.62 | 1885868.2213 | 865596.5101
1021.8242 | 6 | 16 | 31402.668 | 832988.5519 | 7979.17 | 7979.17 | 1862791.9174 | 1021824.1955
1586.4776 | 6 | 17 | 9632.999 | 255525.355 | 22657.6 | 22657.6 | 1864660.5383 | 1586477.5833
1675.7198 | 6 | 18 | 10468.878 | 277697.9181 | 7599.65 | 7599.65 | 1961017.4054 | 1675719.8374
1985.3529 | 6 | 19 | 0 | 0 | 0 | 0 | 1985352.893 | 1985352.893
1985.0828 | 6 | 20 | 0 | 0 | 0 | 0 | 1985082.7707 | 1985082.7707
1973.9886 | 6 | 21 | 0 | 0 | 0 | 0 | 1973988.5518 | 1973988.5518
1967.8662 | 6 | 22 | 0 | 0 | 0 | 0 | 1967866.2259 | 1967866.2259
2007.487 | 6 | 23 | 0 | 0 | 0 | 0 | 2007486.978 | 2007486.978
2076.5166 | 6 | 0 | 0 | 0 | 0 | 0 | 2076516.5902 | 2076516.5902
2107.2996 | 6 | 1 | 0 | 0 | 0 | 0 | 2107299.5918 | 2107299.5918
2096.4226 | 6 | 2 | 0 | 0 | 0 | 0 | 2096422.5534 | 2096422.5534
2060.3481 | 6 | 3 | 0 | 0 | 0 | 0 | 2060348.0766 | 2060348.0766
2010.7453 | 6 | 4 | 0 | 0 | 0 | 0 | 2010745.2699 | 2010745.2699
1917.3046 | 6 | 5 | 0 | 0 | 0 | 0 | 1917304.5512 | 1917304.5512
1705.6747 | 6 | 6 | 9412.143 | 249666.919 | 0 | 0 | 1955341.5693 | 1705674.6503
757.9525 | 6 | 7 | 50742.872 | 1346007.6534 | 0 | 0 | 2103960.1909 | 757952.5375
93.1062 | 6 | 8 | 82233.536 | 2181330.391 | 0 | 0 | 2274436.6025 | 93106.2115
-88.1827 | 6 | 9 | 92514.128 | 2454033.8264 | 0 | 0 | 2365851.1228 | -88182.7036
-96.15 | 6 | 10 | 95309.512 | 2528184.3053 | 0 | 0 | 2432034.2801 | -96150.0252
-198.152 | 6 | 11 | 97871.136 | 2596134.0561 | 12223.4 | 12223.4 | 2410205.4905 | -198151.9656
-271.903 | 6 | 12 | 97900.672 | 2596917.5293 | 46317.4 | 46317.4 | 2371331.9127 | -271903.0167
-256.6747 | 6 | 13 | 97455.128 | 2585099.0096 | 24672.8 | 24672.8 | 2353097.0966 | -256674.713
-203.4032 | 6 | 14 | 95250.84 | 2526627.9692 | 12628.4 | 12628.4 | 2335853.1297 | -203403.2395
149.1585 | 6 | 15 | 80452.216 | 2134079.0184 | 21589.2 | 21589.2 | 2304826.6863 | 149158.4679
1401.0004 | 6 | 16 | 29980.024 | 795251.4346 | 32174 | 32174 | 2228425.8056 | 1401000.3711
871.4477 | 6 | 17 | 44310.564 | 1175383.9686 | 49864.9 | 49864.9 | 2096696.5311 | 871447.6625
1571.7741 | 6 | 18 | 17149.158 | 454899.319 | 58060 | 58060 | 2084733.4193 | 1571774.1003
2059.3885 | 6 | 19 | 0 | 0 | 62041.2 | 62041.2 | 2121429.7159 | 2059388.5159
2109.7267 | 6 | 20 | 0 | 0 | 66183.1 | 66183.1 | 2175909.7544 | 2109726.6544
2028.3522 | 6 | 21 | 0 | 0 | 69644.5 | 69644.5 | 2097996.6968 | 2028352.1968
1963.7666 | 6 | 22 | 0 | 0 | 49754.4 | 49754.4 | 2013521.0106 | 1963766.6106
1995.4172 | 6 | 23 | 0 | 0 | 38433.7 | 38433.7 | 2033850.85 | 1995417.15
2027.5137 | 6 | 0 | 0 | 0 | 43678.1 | 43678.1 | 2071191.7565 | 2027513.6565
2030.4708 | 6 | 1 | 0 | 0 | 38286.2 | 38286.2 | 2068756.9848 | 2030470.7848
2014.7766 | 6 | 2 | 0 | 0 | 28336.4 | 28336.4 | 2043112.9606 | 2014776.5606
1955.1415 | 6 | 3 | 0 | 0 | 24558.7 | 24558.7 | 1979700.2204 | 1955141.5204
1881.2041 | 6 | 4 | 0 | 0 | 38821.1 | 38821.1 | 1920025.2275 | 1881204.1275
1786.2768 | 6 | 5 | 0 | 0 | 50895.6 | 50895.6 | 1837172.3916 | 1786276.7916
1520.0922 | 6 | 6 | 10767.375 | 285615.8626 | 77364.7 | 77364.7 | 1883072.7848 | 1520092.2222
530.0851 | 6 | 7 | 52877.924 | 1402642.1366 | 76122.7 | 76122.7 | 2008849.9523 | 530085.1157
910.758 | 6 | 8 | 43501.532 | 1153923.5502 | 74562.7 | 74562.7 | 2139244.2499 | 910757.9997
286.7088 | 6 | 9 | 71834.288 | 1905479.4814 | 67157.6 | 67157.6 | 2259345.8335 | 286708.7521
663.8312 | 6 | 10 | 60392.564 | 1601975.8076 | 72199.1 | 72199.1 | 2338006.106 | 663831.1984
773.5756 | 6 | 11 | 55589.94 | 1474581.1923 | 54783.5 | 54783.5 | 2302940.2888 | 773575.5965
241.6099 | 6 | 12 | 74375.024 | 1972875.1563 | 44965.4 | 44965.4 | 2259450.4814 | 241609.9251
-111.5066 | 6 | 13 | 87350.816 | 2317071.5853 | 47799 | 47799 | 2253363.9644 | -111506.6209
1513.5933 | 6 | 14 | 25455.482 | 675233.2346 | 54681.7 | 54681.7 | 2243508.2373 | 1513593.3027
784.538 | 6 | 15 | 52110.508 | 1382285.6261 | 57388.8 | 57388.8 | 2224212.3842 | 784537.9582
1230.0376 | 6 | 16 | 33681.496 | 893436.8436 | 32429.7 | 32429.7 | 2155904.1057 | 1230037.5621
1678.7979 | 6 | 17 | 12721.028 | 337438.548 | 23789.2 | 23789.2 | 2040025.6926 | 1678797.9446
1808.59 | 6 | 18 | 9112.349 | 241714.5702 | 16616.3 | 16616.3 | 2066920.8493 | 1808589.9792
2079.2499 | 6 | 19 | 0 | 0 | 7861.31 | 7861.31 | 2087111.168 | 2079249.858
2076.436 | 6 | 20 | 0 | 0 | 2540.14 | 2540.14 | 2078976.1088 | 2076435.9688
2067.8867 | 6 | 21 | 0 | 0 | 0 | 0 | 2067886.721 | 2067886.721
2065.2214 | 6 | 22 | 0 | 0 | 0 | 0 | 2065221.428 | 2065221.428
2083.3779 | 6 | 23 | 0 | 0 | 1888.81 | 1888.81 | 2085266.6704 | 2083377.8604
2099.7562 | 6 | 0 | 0 | 0 | 2884.42 | 2884.42 | 2102640.6273 | 2099756.2073
2099.428 | 6 | 1 | 0 | 0 | 5630.41 | 5630.41 | 2105058.4217 | 2099428.0117
2085.8916 | 6 | 2 | 0 | 0 | 7782.04 | 7782.04 | 2093673.6809 | 2085891.6409
2036.6731 | 6 | 3 | 0 | 0 | 13126.6 | 13126.6 | 2049799.6955 | 2036673.0955
1990.6603 | 6 | 4 | 0 | 0 | 4782.9 | 4782.9 | 1995443.2452 | 1990660.3452
1900.8552 | 6 | 5 | 0 | 0 | 2386.64 | 2386.64 | 1903241.8035 | 1900855.1635
1771.8463 | 6 | 6 | 5320.751 | 141138.4749 | 1948.21 | 1948.21 | 1914933.0132 | 1771846.3283
1495.3704 | 6 | 7 | 20196.024 | 535720.6205 | 2642.04 | 2642.04 | 2033733.0522 | 1495370.3917
921.6541 | 6 | 8 | 47776.848 | 1267330.7704 | 3667.21 | 3667.21 | 2192652.0766 | 921654.0962
481.3204 | 6 | 9 | 68435.552 | 1815324.4609 | 8444.07 | 8444.07 | 2305088.9304 | 481320.3995
432.8046 | 6 | 10 | 72316.192 | 1918262.4881 | 17447.9 | 17447.9 | 2368515.0124 | 432804.6243
120.4016 | 6 | 11 | 83625.032 | 2218241.2751 | 21474.5 | 21474.5 | 2360117.4159 | 120401.6408
62.6112 | 6 | 12 | 85055.88 | 2256196.0121 | 14936 | 14936 | 2333743.1728 | 62611.1607
354.187 | 6 | 13 | 72812.176 | 1931418.9815 | 17956.4 | 17956.4 | 2303562.3825 | 354187.001
646.9428 | 6 | 14 | 60497.892 | 1604769.7428 | 12376.4 | 12376.4 | 2264088.9277 | 646942.7849
1202.9181 | 6 | 15 | 38643.972 | 1025071.7001 | 4656.52 | 4656.52 | 2232646.3 | 1202918.0799
970.8636 | 6 | 16 | 44872.724 | 1190295.8495 | 1238.88 | 1238.88 | 2162398.3033 | 970863.5738
1224.0655 | 6 | 17 | 31461.148 | 834539.7949 | 3213.95 | 3213.95 | 2061819.2317 | 1224065.4867
1912.9435 | 6 | 18 | 6377.7905 | 169177.5512 | 4369.38 | 4369.38 | 2086490.407 | 1912943.4758
2089.0035 | 6 | 19 | 0 | 0 | 5498.18 | 5498.18 | 2094501.7071 | 2089003.5271
2051.4115 | 6 | 20 | 0 | 0 | 7322.57 | 7322.57 | 2058734.0773 | 2051411.5073
2042.8898 | 6 | 21 | 0 | 0 | 1058.99 | 1058.99 | 2043948.8104 | 2042889.8204
2026.7491 | 6 | 22 | 0 | 0 | 0 | 0 | 2026749.1018 | 2026749.1018
2040.5299 | 6 | 23 | 0 | 0 | 0 | 0 | 2040529.8936 | 2040529.8936
1973.0759 | 6 | 0 | 0 | 0 | 4979.67 | 4979.67 | 1978055.5394 | 1973075.8694
1973.8228 | 6 | 1 | 0 | 0 | 2887.2 | 2887.2 | 1976710.0418 | 1973822.8418
1942.2072 | 6 | 2 | 0 | 0 | 5908.41 | 5908.41 | 1948115.636 | 1942207.226
1901.4113 | 6 | 3 | 0 | 0 | 4748.23 | 4748.23 | 1906159.4813 | 1901411.2513
1833.2734 | 6 | 4 | 0 | 0 | 7594.69 | 7594.69 | 1840868.1085 | 1833273.4185
1746.5182 | 6 | 5 | 0 | 0 | 8762.82 | 8762.82 | 1755280.993 | 1746518.173
1495.3655 | 6 | 6 | 10514.182 | 278899.654 | 11437.4 | 11437.4 | 1785702.5624 | 1495365.5084
1350.9037 | 6 | 7 | 20975.092 | 556386.2125 | 6912.94 | 6912.94 | 1914202.8779 | 1350903.7254
-191.7318 | 6 | 8 | 84148.216 | 2232119.2769 | 3356.48 | 3356.48 | 2043744.0015 | -191731.7554
1429.385 | 6 | 9 | 27912.984 | 740421.0407 | 0 | 0 | 2169806.0111 | 1429384.9704
-299.2959 | 6 | 10 | 95525.64 | 2533917.3261 | 0 | 0 | 2234621.4706 | -299295.8555
-311.1288 | 6 | 11 | 95521.704 | 2533812.9196 | 0 | 0 | 2222684.0758 | -311128.8438
-365.0217 | 6 | 12 | 95797.248 | 2541122.0118 | 12213.8 | 12213.8 | 2188314.1239 | -365021.688
-431.8044 | 6 | 13 | 95451.968 | 2531963.0994 | 45985.7 | 45985.7 | 2146144.4322 | -431804.3672
-387.642 | 6 | 14 | 93874.08 | 2490107.9729 | 49925.6 | 49925.6 | 2152391.5522 | -387642.0207
-143.7191 | 6 | 15 | 83896.296 | 2225436.8359 | 48345.6 | 48345.6 | 2130063.2947 | -143719.1412
387.0013 | 6 | 16 | 61336.564 | 1627016.3931 | 62450.5 | 62450.5 | 2076468.1715 | 387001.2784
1026.782 | 6 | 17 | 33397.694 | 885908.6993 | 69097.9 | 69097.9 | 1981788.617 | 1026782.0177
1661.9844 | 6 | 18 | 11085.974 | 294067.0337 | 64387 | 64387 | 2020438.4632 | 1661984.4295
1999.6068 | 6 | 19 | 0 | 0 | 41999.7 | 41999.7 | 2041606.4825 | 1999606.7825
1989.0846 | 6 | 20 | 0 | 0 | 24260.3 | 24260.3 | 2013344.9406 | 1989084.6406
1997.0038 | 6 | 21 | 0 | 0 | 15939.4 | 15939.4 | 2012943.2036 | 1997003.8036
2001.9857 | 6 | 22 | 0 | 0 | 13786.3 | 13786.3 | 2015772.0132 | 2001985.7132
2012.2988 | 6 | 23 | 0 | 0 | 18873.4 | 18873.4 | 2031172.2261 | 2012298.8261
2023.5013 | 6 | 0 | 0 | 0 | 17986.5 | 17986.5 | 2041487.7797 | 2023501.2797
2044.1061 | 6 | 1 | 0 | 0 | 16168 | 16168 | 2060274.1156 | 2044106.1156
2031.9037 | 6 | 2 | 0 | 0 | 17712.9 | 17712.9 | 2049616.5919 | 2031903.6919
1982.7789 | 6 | 3 | 0 | 0 | 24362.3 | 24362.3 | 2007141.2399 | 1982778.9399
1909.6756 | 6 | 4 | 0 | 0 | 40007.6 | 40007.6 | 1949683.1956 | 1909675.5956
1805.7371 | 6 | 5 | 0 | 0 | 45584.7 | 45584.7 | 1851321.8174 | 1805737.1174
1582.2885 | 6 | 6 | 9425.351 | 250017.275 | 39511.4 | 39511.4 | 1871817.1683 | 1582288.4933
535.709 | 6 | 7 | 54367.152 | 1442145.464 | 26758.9 | 26758.9 | 2004613.3783 | 535709.0143
-135.4337 | 6 | 8 | 86193.232 | 2286365.4612 | 17723 | 17723 | 2168654.7468 | -135433.7144
-235.4435 | 6 | 9 | 94750.704 | 2513361.3397 | 4447.66 | 4447.66 | 2282365.5439 | -235443.4558
-211.7605 | 6 | 10 | 95972.504 | 2545770.8602 | 0 | 0 | 2334010.3714 | -211760.4889
-233.1295 | 6 | 11 | 96234.752 | 2552727.2622 | 0 | 0 | 2319597.7668 | -233129.4954
1164.6831 | 6 | 12 | 42478.496 | 1126786.4523 | 706.472 | 706.472 | 2292176.0172 | 1164683.0929
711.5537 | 6 | 13 | 58617.336 | 1554886.0316 | 12592 | 12592 | 2279031.7352 | 711553.7035
-278.9382 | 6 | 14 | 94737.576 | 2513013.1058 | 27178.2 | 27178.2 | 2261253.1298 | -278938.176
342.5369 | 6 | 15 | 70155.48 | 1860947.3466 | 38445.6 | 38445.6 | 2241929.8359 | 342536.8892
939.4767 | 6 | 16 | 45375.696 | 1203637.7069 | 19522.7 | 19522.7 | 2162637.1396 | 939476.7327
1241.3081 | 6 | 17 | 30623.01 | 812307.3095 | 648.842 | 648.842 | 2054264.2194 | 1241308.0679
1753.3483 | 6 | 18 | 11166.311 | 296198.0565 | 8848.66 | 8848.66 | 2058395.0066 | 1753348.2902
2074.7024 | 6 | 19 | 0 | 0 | 2137.52 | 2137.52 | 2076839.886 | 2074702.366
2058.5568 | 6 | 20 | 0 | 0 | 0 | 0 | 2058556.7899 | 2058556.7899
2050.1897 | 6 | 21 | 0 | 0 | 0 | 0 | 2050189.6884 | 2050189.6884
2018.1134 | 6 | 22 | 0 | 0 | 0 | 0 | 2018113.4456 | 2018113.4456
2016.1797 | 6 | 23 | 0 | 0 | 0 | 0 | 2016179.6891 | 2016179.6891
2005.7349 | 6 | 0 | 0 | 0 | 0 | 0 | 2005734.9023 | 2005734.9023
1993.0894 | 6 | 1 | 0 | 0 | 2032.02 | 2032.02 | 1995121.45 | 1993089.43
1983.288 | 6 | 2 | 0 | 0 | 14616 | 14616 | 1997903.9531 | 1983287.9531
1931.9225 | 6 | 3 | 0 | 0 | 32152.9 | 32152.9 | 1964075.3956 | 1931922.4956
1886.2188 | 6 | 4 | 0 | 0 | 34798.1 | 34798.1 | 1921016.8553 | 1886218.7553
1768.0109 | 6 | 5 | 0 | 0 | 39269.6 | 39269.6 | 1807280.5214 | 1768010.9214
1505.8424 | 6 | 6 | 9184.119 | 243618.3443 | 35917.7 | 35917.7 | 1785378.4374 | 1505842.3931
1274.3556 | 6 | 7 | 19256.752 | 510805.4501 | 38234.2 | 38234.2 | 1823395.2619 | 1274355.6118
-450.2459 | 6 | 8 | 86857.144 | 2303976.4201 | 40293.2 | 40293.2 | 1894023.6947 | -450245.9254
-544.2184 | 6 | 9 | 93709.864 | 2485751.9721 | 37680.9 | 37680.9 | 1979214.4637 | -544218.4084
1479.1589 | 6 | 10 | 18239.396 | 483819.0201 | 63641.6 | 63641.6 | 2026619.5291 | 1479158.909
-516.8243 | 6 | 11 | 96260.928 | 2553421.6079 | 45172.7 | 45172.7 | 2081770.0166 | -516824.2913
559.3238 | 6 | 12 | 55305.98 | 1467048.8568 | 51110.7 | 51110.7 | 2077483.4035 | 559323.8467
1112.9074 | 6 | 13 | 32750.86 | 868750.7521 | 63716.5 | 63716.5 | 2045374.6038 | 1112907.3517
-556.3819 | 6 | 14 | 94011.952 | 2493765.1717 | 58011.2 | 58011.2 | 1995394.4391 | -556381.9325
-497.039 | 6 | 15 | 90765.624 | 2407652.9324 | 79548.1 | 79548.1 | 1990162.036 | -497038.9964
-243.5746 | 6 | 16 | 79862.544 | 2118437.353 | 76270.1 | 76270.1 | 1951132.8079 | -243574.6451
643.7278 | 6 | 17 | 44688.092 | 1185398.2929 | 83244.6 | 83244.6 | 1912370.7161 | 643727.8232
1388.5003 | 6 | 18 | 19361.388 | 513581.0292 | 85182.5 | 85182.5 | 1987263.7874 | 1388500.2582
1946.4486 | 6 | 19 | 0 | 0 | 82080 | 82080 | 2028528.5575 | 1946448.5575
1952.9389 | 6 | 20 | 0 | 0 | 78886.1 | 78886.1 | 2031824.9968 | 1952938.8968
1932.1211 | 6 | 21 | 0 | 0 | 88742.5 | 88742.5 | 2020863.6206 | 1932121.1206
1892.5221 | 6 | 22 | 0 | 0 | 94101.9 | 94101.9 | 1986623.9909 | 1892522.0909
1899.7535 | 6 | 23 | 0 | 0 | 98151.1 | 98151.1 | 1997904.5855 | 1899753.4855
1897.1744 | 6 | 0 | 0 | 0 | 98188.9 | 98188.9 | 1995363.3011 | 1897174.4011
1889.999 | 6 | 1 | 0 | 0 | 98013.4 | 98013.4 | 1988012.3869 | 1889998.9869
1881.4757 | 6 | 2 | 0 | 0 | 96979.9 | 96979.9 | 1978455.552 | 1881475.652
1874.6626 | 6 | 3 | 0 | 0 | 92445.1 | 92445.1 | 1967107.6598 | 1874662.5598
1853.8817 | 6 | 4 | 0 | 0 | 74991.4 | 74991.4 | 1928873.0907 | 1853881.6907
1751.4409 | 6 | 5 | 0 | 0 | 54779.1 | 54779.1 | 1806220.039 | 1751440.939
1445.1469 | 6 | 6 | 10224.642 | 271219.3032 | 56977.9 | 56977.9 | 1773344.0558 | 1445146.8527
273.6112 | 6 | 7 | 54131.108 | 1435884.1505 | 59565.9 | 59565.9 | 1769061.2394 | 273611.1889
-578.4971 | 6 | 8 | 86724.384 | 2300454.8225 | 60139.4 | 60139.4 | 1782097.1294 | -578497.0931
-782.3069 | 6 | 9 | 95493.992 | 2533077.8299 | 48790.3 | 48790.3 | 1799561.2228 | -782306.907
-826.8328 | 6 | 10 | 97097.872 | 2575622.4212 | 80029.4 | 80029.4 | 1828819.0156 | -826832.8056
-821.0552 | 6 | 11 | 98358.608 | 2609064.7598 | 83136.8 | 83136.8 | 1871146.3147 | -821055.2451
-778.7611 | 6 | 12 | 98369.392 | 2609350.8167 | 85482.5 | 85482.5 | 1916072.2545 | -778761.0622
-789.6321 | 6 | 13 | 97829.704 | 2595035.029 | 95803.8 | 95803.8 | 1901206.7359 | -789632.0931
-781.3996 | 6 | 14 | 96999.4 | 2573010.3486 | 97031.7 | 97031.7 | 1888642.4864 | -781399.5622
-688.0355 | 6 | 15 | 93185.984 | 2471855.5082 | 98394.3 | 98394.3 | 1882214.3248 | -688035.4834
-434.7422 | 6 | 16 | 82611.232 | 2191349.1717 | 99203.3 | 99203.3 | 1855810.2239 | -434742.2478
548.8323 | 6 | 17 | 45468.2 | 1206091.4721 | 99771 | 99771 | 1854694.8093 | 548832.3373
1366.5774 | 6 | 18 | 18407.85 | 488287.4383 | 98909.8 | 98909.8 | 1953774.6564 | 1366577.418
1880.0169 | 6 | 19 | 0 | 0 | 98547.6 | 98547.6 | 1978564.507 | 1880016.907
1881.08 | 6 | 20 | 0 | 0 | 98165.4 | 98165.4 | 1979245.436 | 1881080.036
1897.6109 | 6 | 21 | 0 | 0 | 68348.7 | 68348.7 | 1965959.5586 | 1897610.8586
1908.167 | 6 | 22 | 0 | 0 | 52853.8 | 52853.8 | 1961020.7601 | 1908166.9601
1973.3001 | 6 | 23 | 0 | 0 | 28069.7 | 28069.7 | 2001369.8471 | 1973300.1471
2049.1313 | 6 | 0 | 0 | 0 | 20161 | 20161 | 2069292.3003 | 2049131.3003
2090.332 | 6 | 1 | 0 | 0 | 9760.68 | 9760.68 | 2100092.6627 | 2090331.9827
2072.4771 | 6 | 2 | 0 | 0 | 15166.1 | 15166.1 | 2087643.2223 | 2072477.1223
2035.666 | 6 | 3 | 0 | 0 | 15633 | 15633 | 2051298.9815 | 2035665.9815
1986.8749 | 6 | 4 | 0 | 0 | 15235.5 | 15235.5 | 2002110.4462 | 1986874.9462
1887.151 | 6 | 5 | 0 | 0 | 20320.9 | 20320.9 | 1907471.8556 | 1887150.9556
1834.7542 | 6 | 6 | 3578.9722 | 94935.9752 | 11277.9 | 11277.9 | 1940968.0997 | 1834754.2245
1211.373 | 6 | 7 | 33011.024 | 875651.8738 | 2547.45 | 2547.45 | 2089572.3655 | 1211373.0416
616.1374 | 6 | 8 | 62010.576 | 1644895.2651 | 0 | 0 | 2261032.6353 | 616137.3703
330.9581 | 6 | 9 | 76352.496 | 2025329.6655 | 0 | 0 | 2356287.794 | 330958.1286
152.6808 | 6 | 10 | 85538.872 | 2269007.8791 | 0 | 0 | 2421688.7121 | 152680.833
29.5994 | 6 | 11 | 89333.048 | 2369652.3585 | 0 | 0 | 2399251.7542 | 29599.3957
-38.827 | 6 | 12 | 90024.728 | 2387999.8926 | 8986.61 | 8986.61 | 2358159.5316 | -38826.9709
-45.0893 | 6 | 13 | 89249.936 | 2367447.7259 | 20102.4 | 20102.4 | 2342460.8575 | -45089.2684
34.4737 | 6 | 14 | 85565.256 | 2269707.7422 | 21489.3 | 21489.3 | 2325670.7899 | 34473.7477
275.3863 | 6 | 15 | 75563.008 | 2004387.6721 | 9310.46 | 9310.46 | 2289084.4519 | 275386.3198
605.3391 | 6 | 16 | 60291.676 | 1599299.6481 | 7789.56 | 7789.56 | 2212428.3253 | 605339.1172
1264.9198 | 6 | 17 | 30104.926 | 798564.5905 | 21274.4 | 21274.4 | 2084758.7408 | 1264919.7503
2005.3024 | 6 | 18 | 2107.5485 | 55904.9242 | 17049.5 | 17049.5 | 2078256.8696 | 2005302.4454
2105.5971 | 6 | 19 | 0 | 0 | 12494.9 | 12494.9 | 2118092.0014 | 2105597.1014
2114.2321 | 6 | 20 | 0 | 0 | 8449.09 | 8449.09 | 2122681.1984 | 2114232.1084
2093.5828 | 6 | 21 | 0 | 0 | 13718.5 | 13718.5 | 2107301.2511 | 2093582.7511
2073.3928 | 6 | 22 | 0 | 0 | 25453.1 | 25453.1 | 2098845.9373 | 2073392.8373
2105.4083 | 6 | 23 | 0 | 0 | 24217.5 | 24217.5 | 2129625.7643 | 2105408.2643
2203.2897 | 6 | 0 | 0 | 0 | 18208.4 | 18208.4 | 2221498.1395 | 2203289.7395
2197.5064 | 6 | 1 | 0 | 0 | 40299.8 | 40299.8 | 2237806.2024 | 2197506.4024
2188.7581 | 6 | 2 | 0 | 0 | 48486.8 | 48486.8 | 2237244.8663 | 2188758.0663
2097.8704 | 6 | 3 | 0 | 0 | 76173.5 | 76173.5 | 2174043.9303 | 2097870.4303
2062.8191 | 6 | 4 | 0 | 0 | 61069.3 | 61069.3 | 2123888.4066 | 2062819.1066
1965.5352 | 6 | 5 | 0 | 0 | 53932.3 | 53932.3 | 2019467.5089 | 1965535.2089
1827.7918 | 6 | 6 | 7173.6275 | 190287.9584 | 37834.7 | 37834.7 | 2055914.4916 | 1827791.8332
1081.7496 | 6 | 7 | 40912.504 | 1085246.8797 | 15850.3 | 15850.3 | 2182846.7308 | 1081749.5511
380.7019 | 6 | 8 | 73434.856 | 1947936.2186 | 4163.98 | 4163.98 | 2332802.1076 | 380701.909
151.8741 | 6 | 9 | 86186.936 | 2286198.4532 | 2860.47 | 2860.47 | 2440933.0703 | 151874.147
12.0068 | 6 | 10 | 92467.064 | 2452785.4047 | 5422.99 | 5422.99 | 2470215.2194 | 12006.8247
-77.6156 | 6 | 11 | 94681.464 | 2511524.6764 | 10384.4 | 10384.4 | 2444293.4976 | -77615.5788
-152.5926 | 6 | 12 | 94766.552 | 2513781.7244 | 34703.9 | 34703.9 | 2395893.006 | -152592.6185
-177.8688 | 6 | 13 | 94293.672 | 2501238.0888 | 39084.8 | 39084.8 | 2362454.0509 | -177868.8379
-114.0431 | 6 | 14 | 91922.448 | 2438338.8967 | 29687.2 | 29687.2 | 2353982.9724 | -114043.1243
43.9014 | 6 | 15 | 85635.432 | 2271569.2339 | 16008.1 | 16008.1 | 2331478.7171 | 43901.3832
296.6422 | 6 | 16 | 72928.536 | 1934505.552 | 20187.7 | 20187.7 | 2251335.4987 | 296642.2468
1101.7438 | 6 | 17 | 38846.488 | 1030443.6484 | 33592.3 | 33592.3 | 2165779.7293 | 1101743.7809
1824.2047 | 6 | 18 | 12610.732 | 334512.8314 | 32827.5 | 32827.5 | 2191544.9843 | 1824204.6529
2116.974 | 6 | 19 | 0 | 0 | 25947.3 | 25947.3 | 2142921.3085 | 2116974.0085
2113.1656 | 6 | 20 | 0 | 0 | 20167 | 20167 | 2133332.6453 | 2113165.6453
2104.946 | 6 | 21 | 0 | 0 | 10025.8 | 10025.8 | 2114971.8012 | 2104946.0012
2099.7459 | 6 | 22 | 0 | 0 | 5439.66 | 5439.66 | 2105185.5972 | 2099745.9372
2114.8859 | 6 | 23 | 0 | 0 | 13343.4 | 13343.4 | 2128229.2998 | 2114885.8998
2138.9649 | 6 | 0 | 0 | 0 | 20968 | 20968 | 2159932.902 | 2138964.902
2150.2375 | 6 | 1 | 0 | 0 | 24183.9 | 24183.9 | 2174421.361 | 2150237.461
2157.9202 | 6 | 2 | 0 | 0 | 14903.7 | 14903.7 | 2172823.9312 | 2157920.2312
2134.7854 | 6 | 3 | 0 | 0 | 0 | 0 | 2134785.4402 | 2134785.4402
2090.1667 | 6 | 4 | 0 | 0 | 0 | 0 | 2090166.7459 | 2090166.7459
1986.9183 | 6 | 5 | 0 | 0 | 0 | 0 | 1986918.294 | 1986918.294
1718.3604 | 6 | 6 | 10128.598 | 268671.6358 | 0 | 0 | 1987031.9937 | 1718360.3579
1791.4057 | 6 | 7 | 11764.41 | 312063.2568 | 1168.87 | 1168.87 | 2104637.7976 | 1791405.6707
-20.2977 | 6 | 8 | 86537.104 | 2295487.025 | 5777.28 | 5777.28 | 2280966.6071 | -20297.6979
-134.9018 | 6 | 9 | 95292 | 2527719.7812 | 2098.79 | 2098.79 | 2394916.7962 | -134901.775
-141.0024 | 6 | 10 | 97100.872 | 2575701.9994 | 10177.8 | 10177.8 | 2444877.4329 | -141002.3664
-198.7059 | 6 | 11 | 98452.592 | 2611557.7835 | 12609.3 | 12609.3 | 2425461.1434 | -198705.9401
-235.5077 | 6 | 12 | 98030.592 | 2600363.793 | 5422.88 | 5422.88 | 2370278.9497 | -235507.7233
-247.1591 | 6 | 13 | 97572.216 | 2588204.891 | 11713.2 | 11713.2 | 2352758.9635 | -247159.1276
-246.8262 | 6 | 14 | 96932.592 | 2571238.1967 | 6317.19 | 6317.19 | 2330729.1538 | -246826.2329
-199.3914 | 6 | 15 | 94111.472 | 2496405.0436 | 4345.82 | 4345.82 | 2301359.4816 | -199391.382
-41.5377 | 6 | 16 | 84285.648 | 2235764.8042 | 8746.18 | 8746.18 | 2202973.2512 | -41537.733
1131.0976 | 6 | 17 | 36023.44 | 955559.3531 | 3654.89 | 3654.89 | 2090311.8591 | 1131097.616
1484.832 | 6 | 18 | 23090.442 | 612498.0796 | 3376.99 | 3376.99 | 2100707.1106 | 1484832.041
2114.9301 | 6 | 19 | 0 | 0 | 5939.46 | 5939.46 | 2120869.5196 | 2114930.0596
2066.6986 | 6 | 20 | 0 | 0 | 9734.6 | 9734.6 | 2076433.1657 | 2066698.5657
2045.4002 | 6 | 21 | 0 | 0 | 25225 | 25225 | 2070625.1526 | 2045400.1526
2056.2387 | 6 | 22 | 0 | 0 | 10844.9 | 10844.9 | 2067083.6407 | 2056238.7407
2086.3066 | 6 | 23 | 0 | 0 | 19850.8 | 19850.8 | 2106157.4493 | 2086306.6493
2098.8831 | 6 | 0 | 0 | 0 | 6286.02 | 6286.02 | 2105169.0971 | 2098883.0771
2037.1199 | 6 | 1 | 0 | 0 | 7356.43 | 7356.43 | 2044476.2813 | 2037119.8513
1973.6765 | 6 | 2 | 0 | 0 | 10872.7 | 10872.7 | 1984549.2239 | 1973676.5239
1918.6284 | 6 | 3 | 0 | 0 | 19300.9 | 19300.9 | 1937929.3059 | 1918628.4059
1894.5858 | 6 | 4 | 0 | 0 | 9262.34 | 9262.34 | 1903848.1505 | 1894585.8105
1815.8453 | 6 | 5 | 0 | 0 | 9964.93 | 9964.93 | 1825810.2262 | 1815845.2962
1612.5747 | 6 | 6 | 8531.373 | 226303.5753 | 18105.3 | 18105.3 | 1856983.5321 | 1612574.6568
748.5133 | 6 | 7 | 45760.196 | 1213836.9708 | 12898.9 | 12898.9 | 1975249.1641 | 748513.2933
63.7416 | 6 | 8 | 76587.808 | 2031571.5619 | 8458.59 | 8458.59 | 2103771.7507 | 63741.5988
-177.8087 | 6 | 9 | 88765.44 | 2354595.9637 | 7731.94 | 7731.94 | 2184519.1628 | -177808.7409
-257.9491 | 6 | 10 | 93786.264 | 2487778.5619 | 10108.7 | 10108.7 | 2239938.1346 | -257949.1273
-341.23 | 6 | 11 | 97998.544 | 2599513.6863 | 4569.79 | 4569.79 | 2262853.5059 | -341229.9704
-340.0794 | 6 | 12 | 97698.168 | 2591545.8993 | 10378.5 | 10378.5 | 2261844.9921 | -340079.4073
-360.3731 | 6 | 13 | 97210.232 | 2578602.8875 | 26220.6 | 26220.6 | 2244450.3848 | -360373.1028
-180.5798 | 6 | 14 | 89726.704 | 2380094.4948 | 50171.4 | 50171.4 | 2249686.1142 | -180579.7806
1071.7888 | 6 | 15 | 40484.148 | 1073884.2896 | 84620.9 | 84620.9 | 2230293.9904 | 1071788.8008
791.3835 | 6 | 16 | 49713.772 | 1318709.7016 | 65687.6 | 65687.6 | 2175780.7877 | 791383.4861
1641.8336 | 6 | 17 | 15892.483 | 421564.7027 | 37814 | 37814 | 2101212.2628 | 1641833.5601
2057.6995 | 6 | 18 | 2142.2492 | 56825.3978 | 42947 | 42947 | 2157471.8811 | 2057699.4833
2171.4167 | 6 | 19 | 0 | 0 | 63334.6 | 63334.6 | 2234751.3329 | 2171416.7329
2187.0345 | 6 | 20 | 0 | 0 | 78801.5 | 78801.5 | 2265836.0005 | 2187034.5005
2206.0254 | 6 | 21 | 0 | 0 | 79500 | 79500 | 2285525.4229 | 2206025.4229
2195.7462 | 6 | 22 | 0 | 0 | 76883.3 | 76883.3 | 2272629.453 | 2195746.153
2173.6153 | 6 | 23 | 0 | 0 | 55873.2 | 55873.2 | 2229488.5148 | 2173615.3148
2125.2561 | 6 | 0 | 0 | 0 | 41459.2 | 41459.2 | 2166715.2758 | 2125256.0758
2068.4145 | 6 | 1 | 0 | 0 | 40626 | 40626 | 2109040.4649 | 2068414.4649
2014.2714 | 6 | 2 | 0 | 0 | 35686.8 | 35686.8 | 2049958.2486 | 2014271.4486
1964.9119 | 6 | 3 | 0 | 0 | 32404.9 | 32404.9 | 1997316.777 | 1964911.877
1937.9141 | 6 | 4 | 0 | 0 | 24046 | 24046 | 1961960.0917 | 1937914.0917
1829.2618 | 6 | 5 | 0 | 0 | 47441.9 | 47441.9 | 1876703.7399 | 1829261.8399
1694.5557 | 6 | 6 | 5328.5105 | 141344.3038 | 56525.9 | 56525.9 | 1892425.924 | 1694555.7203
1029.6005 | 6 | 7 | 35186.032 | 933346.2317 | 41074.4 | 41074.4 | 2004021.1103 | 1029600.4787
377.7209 | 6 | 8 | 65907.264 | 1748258.9822 | 27993.6 | 27993.6 | 2153973.4415 | 377720.8592
51.3291 | 6 | 9 | 82225.592 | 2181119.6682 | 21730.8 | 21730.8 | 2254179.5998 | 51329.1316
-122.4811 | 6 | 10 | 89544.824 | 2375269.938 | 54451.5 | 54451.5 | 2307240.3393 | -122481.0986
255.7199 | 6 | 11 | 75782.976 | 2010222.5529 | 52140.8 | 52140.8 | 2318083.2102 | 255719.8573
1815.977 | 6 | 12 | 18335.452 | 486367.0058 | 41992.1 | 41992.1 | 2344336.0837 | 1815976.9779
1423.7365 | 6 | 13 | 26803.568 | 710992.6231 | 50461.2 | 50461.2 | 2185190.3251 | 1423736.502
1598.5115 | 6 | 14 | 23388.95 | 620416.3159 | 77973.1 | 77973.1 | 2296900.9389 | 1598511.523
1227.6594 | 6 | 15 | 35963.112 | 953959.0899 | 94328.5 | 94328.5 | 2275947.0056 | 1227659.4157
1356.4814 | 6 | 16 | 28690.442 | 761043.9258 | 94792.6 | 94792.6 | 2212317.9655 | 1356481.4398
1151.7502 | 6 | 17 | 33168.046 | 879817.0463 | 89909.8 | 89909.8 | 2121477.0682 | 1151750.2218
1899.3283 | 6 | 18 | 7692.832 | 204060.3998 | 54315 | 54315 | 2157703.7364 | 1899328.3366
2185.9166 | 6 | 19 | 0 | 0 | 32547 | 32547 | 2218463.577 | 2185916.577
2213.0342 | 6 | 20 | 0 | 0 | 19453 | 19453 | 2232487.222 | 2213034.222
2237.3292 | 6 | 21 | 0 | 0 | 7386.64 | 7386.64 | 2244715.8304 | 2237329.1904
2226.0544 | 6 | 22 | 0 | 0 | 4629.79 | 4629.79 | 2230684.2096 | 2226054.4196
2194.074 | 6 | 23 | 0 | 0 | 13375.5 | 13375.5 | 2207449.4929 | 2194073.9929
2191.7069 | 7 | 0 | 0 | 0 | 13059.1 | 13059.1 | 2204765.9984 | 2191706.8984
2109.3216 | 7 | 1 | 0 | 0 | 4827.01 | 4827.01 | 2114148.6267 | 2109321.6167
2030.7148 | 7 | 2 | 0 | 0 | 5012.59 | 5012.59 | 2035727.3794 | 2030714.7894
1973.9676 | 7 | 3 | 0 | 0 | 2232.9 | 2232.9 | 1976200.4598 | 1973967.5598
1939.572 | 7 | 4 | 0 | 0 | 5199.5 | 5199.5 | 1944771.5101 | 1939572.0101
1895.2432 | 7 | 5 | 0 | 0 | 3828.81 | 3828.81 | 1899071.9858 | 1895243.1758
1164.5064 | 7 | 6 | 29893.916 | 792967.33 | 6687.96 | 6687.96 | 1964161.6549 | 1164506.3649
604.2473 | 7 | 7 | 53238.34 | 1412202.5473 | 7790.65 | 7790.65 | 2024240.4752 | 604247.2779
-128.8872 | 7 | 8 | 86120.832 | 2284444.9756 | 8810.17 | 8810.17 | 2164367.922 | -128887.2236
1144.2137 | 7 | 9 | 42084.652 | 1116339.3291 | 0 | 0 | 2260553.0363 | 1144213.7073
-257.5409 | 7 | 10 | 97156.24 | 2577170.6934 | 0 | 0 | 2319629.8116 | -257540.8818
-285.5572 | 7 | 11 | 98884.608 | 2623017.4589 | 1348.23 | 1348.23 | 2338808.4857 | -285557.2032
-265.5983 | 7 | 12 | 97643.456 | 2590094.6064 | 18322.5 | 18322.5 | 2342818.7617 | -265598.3447
-288.0688 | 7 | 13 | 97255.84 | 2579812.6874 | 33991.6 | 33991.6 | 2325735.5371 | -288068.7503
-245.9763 | 7 | 14 | 95660.032 | 2537482.2142 | 43866.3 | 43866.3 | 2335372.1783 | -245976.3359
-201.5972 | 7 | 15 | 92963.888 | 2465964.1799 | 44549.7 | 44549.7 | 2308916.6414 | -201597.2385
25.7105 | 7 | 16 | 82629.12 | 2191823.6696 | 39099.8 | 39099.8 | 2256633.9401 | 25710.4704
900.676 | 7 | 17 | 47777.488 | 1267347.7471 | 30126.5 | 30126.5 | 2198150.2335 | 900675.9864
1703.9179 | 7 | 18 | 22554.106 | 598271.2073 | 25898.2 | 25898.2 | 2328087.3522 | 1703917.9449
2313.3373 | 7 | 19 | 0 | 0 | 27577.8 | 27577.8 | 2340915.0856 | 2313337.2856
2287.8325 | 7 | 20 | 0 | 0 | 28551.8 | 28551.8 | 2316384.3113 | 2287832.5113
2294.8081 | 7 | 21 | 0 | 0 | 7622.05 | 7622.05 | 2302430.1562 | 2294808.1062
2268.6924 | 7 | 22 | 0 | 0 | 8309.1 | 8309.1 | 2277001.5365 | 2268692.4365
2211.6385 | 7 | 23 | 0 | 0 | 11600.7 | 11600.7 | 2223239.2426 | 2211638.5426
2111.9929 | 7 | 0 | 0 | 0 | 32780.1 | 32780.1 | 2144773.0109 | 2111992.9109
2028.0355 | 7 | 1 | 0 | 0 | 31723.1 | 31723.1 | 2059758.579 | 2028035.479
1959.3316 | 7 | 2 | 0 | 0 | 39844.7 | 39844.7 | 1999176.2835 | 1959331.5835
1905.9517 | 7 | 3 | 0 | 0 | 34139.4 | 34139.4 | 1940091.0505 | 1905951.6505
1898.9784 | 7 | 4 | 0 | 0 | 20202 | 20202 | 1919180.3922 | 1898978.3922
1815.2102 | 7 | 5 | 0 | 0 | 14085.6 | 14085.6 | 1829295.7706 | 1815210.1706
1210.3499 | 7 | 6 | 22199.166 | 588856.0532 | 28960.7 | 28960.7 | 1828166.6148 | 1210349.8616
559.3695 | 7 | 7 | 49148.432 | 1303713.4679 | 22936.9 | 22936.9 | 1886019.8749 | 559369.507
-276.7192 | 7 | 8 | 84497.528 | 2241385.1424 | 16595.8 | 16595.8 | 1981261.7619 | -276719.1805
-433.3725 | 7 | 9 | 93639.936 | 2483897.0589 | 7833.04 | 7833.04 | 2058357.5684 | -433372.5305
-466.0702 | 7 | 10 | 96400.736 | 2557130.1611 | 3650.94 | 3650.94 | 2094710.8944 | -466070.2067
-445.7179 | 7 | 11 | 97157.216 | 2577196.5828 | 0 | 0 | 2131478.7234 | -445717.8594
-444.0372 | 7 | 12 | 97404.52 | 2583756.5796 | 0 | 0 | 2139719.3759 | -444037.2037
-454.2411 | 7 | 13 | 97030.472 | 2573834.5659 | 0 | 0 | 2119593.4943 | -454241.0716
-495.0317 | 7 | 14 | 96535.336 | 2560700.5666 | 10932.3 | 10932.3 | 2076601.1416 | -495031.725
-412.7352 | 7 | 15 | 92910.416 | 2464545.7793 | 27818.4 | 27818.4 | 2079628.9368 | -412735.2425
-162.1654 | 7 | 16 | 83006.064 | 2201822.5027 | 31865.6 | 31865.6 | 2071522.6765 | -162165.4262
803.8105 | 7 | 17 | 45861.012 | 1216511.2204 | 38248.4 | 38248.4 | 2058570.0708 | 803810.4504
1666.8676 | 7 | 18 | 20323.07 | 539090.6483 | 30131.2 | 30131.2 | 2236089.4932 | 1666867.6449
2270.0814 | 7 | 19 | 0 | 0 | 5346.2 | 5346.2 | 2275427.625 | 2270081.425
2257.2387 | 7 | 20 | 0 | 0 | 0 | 0 | 2257238.6547 | 2257238.6547
2244.671 | 7 | 21 | 0 | 0 | 0 | 0 | 2244670.9587 | 2244670.9587
2224.1635 | 7 | 22 | 0 | 0 | 257.052 | 257.052 | 2224420.5745 | 2224163.5225
2179.376 | 7 | 23 | 0 | 0 | 0 | 0 | 2179375.9975 | 2179375.9975
2104.8127 | 7 | 0 | 0 | 0 | 0 | 0 | 2104812.6614 | 2104812.6614
2026.472 | 7 | 1 | 0 | 0 | 0 | 0 | 2026471.9886 | 2026471.9886
1955.3899 | 7 | 2 | 0 | 0 | 0 | 0 | 1955389.922 | 1955389.922
1919.969 | 7 | 3 | 0 | 0 | 0 | 0 | 1919969.0256 | 1919969.0256
1880.2816 | 7 | 4 | 0 | 0 | 0 | 0 | 1880281.5966 | 1880281.5966
1773.1441 | 7 | 5 | 0 | 0 | 0 | 0 | 1773144.1224 | 1773144.1224
1168.5019 | 7 | 6 | 21994.206 | 583419.2753 | 0 | 0 | 1751921.1338 | 1168501.8586
481.0871 | 7 | 7 | 48977.092 | 1299168.4955 | 0 | 0 | 1780255.582 | 481087.0865
-391.4044 | 7 | 8 | 84379.608 | 2238257.1913 | 3832.88 | 3832.88 | 1850685.6626 | -391404.4086
-574.8811 | 7 | 9 | 93293.264 | 2474701.2222 | 6518.22 | 6518.22 | 1906338.3414 | -574881.1007
-628.2622 | 7 | 10 | 96413.456 | 2557467.5723 | 8086.68 | 8086.68 | 1937292.0339 | -628262.2184
-626.9133 | 7 | 11 | 96937.264 | 2571362.1264 | 21710.8 | 21710.8 | 1966159.5796 | -626913.3467
-634.442 | 7 | 12 | 97467.776 | 2585434.511 | 45718.8 | 45718.8 | 1996711.3012 | -634442.0098
-632.6889 | 7 | 13 | 96957.088 | 2571887.9787 | 53765.8 | 53765.8 | 1992964.8461 | -632688.9326
-588.7148 | 7 | 14 | 95321.168 | 2528493.4928 | 43510 | 43510 | 1983288.6989 | -588714.794
592.5324 | 7 | 15 | 50061.464 | 1327932.5948 | 56055 | 56055 | 1976519.99 | 592532.3951
-217.1083 | 7 | 16 | 80123.104 | 2125348.979 | 54855.1 | 54855.1 | 1963095.7822 | -217108.2968
762.7494 | 7 | 17 | 44656.148 | 1184550.945 | 40786.3 | 40786.3 | 1988086.6844 | 762749.4394
1700.4345 | 7 | 18 | 17350.776 | 460247.4469 | 30446 | 30446 | 2191127.9537 | 1700434.5067
2254.9899 | 7 | 19 | 0 | 0 | 32549.6 | 32549.6 | 2287539.5089 | 2254989.9089
2280.6498 | 7 | 20 | 0 | 0 | 33470.9 | 33470.9 | 2314120.6505 | 2280649.7505
2280.8818 | 7 | 21 | 0 | 0 | 32432.9 | 32432.9 | 2313314.6823 | 2280881.7823
2261.3828 | 7 | 22 | 0 | 0 | 28131.1 | 28131.1 | 2289513.9143 | 2261382.8143
2190.532 | 7 | 23 | 0 | 0 | 26209.3 | 26209.3 | 2216741.3192 | 2190532.0192
2104.7194 | 7 | 0 | 0 | 0 | 20971.7 | 20971.7 | 2125691.0784 | 2104719.3784
2026.7877 | 7 | 1 | 0 | 0 | 22607.7 | 22607.7 | 2049395.3639 | 2026787.6639
1947.9061 | 7 | 2 | 0 | 0 | 40699.4 | 40699.4 | 1988605.4572 | 1947906.0572
1899.0326 | 7 | 3 | 0 | 0 | 33743.8 | 33743.8 | 1932776.378 | 1899032.578
1881.21 | 7 | 4 | 0 | 0 | 35918.8 | 35918.8 | 1917128.828 | 1881210.028
1853.4483 | 7 | 5 | 0 | 0 | 32956.9 | 32956.9 | 1886405.1892 | 1853448.2892
1853.9354 | 7 | 6 | 3242.8632 | 86020.3331 | 28998.6 | 28998.6 | 1968954.3318 | 1853935.3987
1067.4195 | 7 | 7 | 35784.388 | 949218.2492 | 20353.1 | 20353.1 | 2036990.8972 | 1067419.548
641.0907 | 7 | 8 | 57681.736 | 1530068.2649 | 13331.7 | 13331.7 | 2184490.6783 | 641090.7134
677.992 | 7 | 9 | 60095.664 | 1594100.2252 | 7918.13 | 7918.13 | 2280010.3996 | 677992.0445
85.3769 | 7 | 10 | 85394.248 | 2265171.5765 | 4969.35 | 4969.35 | 2355517.8009 | 85376.8744
-18.3861 | 7 | 11 | 89925.392 | 2385364.9015 | 19223.1 | 19223.1 | 2386201.9286 | -18386.0729
-47.4921 | 7 | 12 | 89851.776 | 2383412.1602 | 58337 | 58337 | 2394257.0903 | -47492.0699
60.2495 | 7 | 13 | 84487.808 | 2241127.3092 | 97265.3 | 97265.3 | 2398642.0677 | 60249.4584
61.8017 | 7 | 14 | 84175.568 | 2232844.8173 | 97672.3 | 97672.3 | 2392318.8522 | 61801.7349
167.865 | 7 | 15 | 79322.12 | 2104102.0422 | 96721 | 96721 | 2368688.0609 | 167865.0187
646.477 | 7 | 16 | 60871.904 | 1614690.8015 | 91541.6 | 91541.6 | 2352709.4253 | 646477.0238
1542.9323 | 7 | 17 | 24658.482 | 654091.9776 | 94034.6 | 94034.6 | 2291058.8996 | 1542932.3221
2308.9231 | 7 | 18 | 1785.4844 | 47361.837 | 68139.5 | 68139.5 | 2424424.3889 | 2308923.0519
2444.9315 | 7 | 19 | 0 | 0 | 35255.5 | 35255.5 | 2480187.0355 | 2444931.5355
2455.716 | 7 | 20 | 0 | 0 | 13121.5 | 13121.5 | 2468837.459 | 2455715.959
2386.5786 | 7 | 21 | 0 | 0 | 66718.1 | 66718.1 | 2453296.709 | 2386578.609
2306.0203 | 7 | 22 | 0 | 0 | 89342.1 | 89342.1 | 2395362.443 | 2306020.343
2172.1659 | 7 | 23 | 0 | 0 | 97138.8 | 97138.8 | 2269304.741 | 2172165.941
2097.0747 | 7 | 0 | 0 | 0 | 92654 | 92654 | 2189728.7203 | 2097074.7203
2011.4346 | 7 | 1 | 0 | 0 | 89568.2 | 89568.2 | 2101002.8338 | 2011434.6338
1972.2139 | 7 | 2 | 0 | 0 | 70815.8 | 70815.8 | 2043029.6873 | 1972213.8873
1912.719 | 7 | 3 | 0 | 0 | 68119.9 | 68119.9 | 1980838.8675 | 1912718.9675
1905.8953 | 7 | 4 | 0 | 0 | 47725.6 | 47725.6 | 1953620.8992 | 1905895.2992
1894.9129 | 7 | 5 | 0 | 0 | 51869.3 | 51869.3 | 1946782.1939 | 1894912.8939
1630.5231 | 7 | 6 | 14017.38 | 371825.6381 | 36601.2 | 36601.2 | 2038949.9405 | 1630523.1024
1084.0886 | 7 | 7 | 36558.092 | 969741.5555 | 20669.9 | 20669.9 | 2074500.0649 | 1084088.6093
1293.8965 | 7 | 8 | 34325.228 | 910512.5069 | 9873.92 | 9873.92 | 2214282.8994 | 1293896.4725
-92.3887 | 7 | 9 | 90463.752 | 2399645.4625 | 9032.86 | 9032.86 | 2316289.5908 | -92388.7317
106.7581 | 7 | 10 | 85833.992 | 2276836.2452 | 6570.62 | 6570.62 | 2390164.9207 | 106758.0556
-157.1684 | 7 | 11 | 97159.096 | 2577246.4518 | 14220.2 | 14220.2 | 2434298.2573 | -157168.3945
2148.8124 | 7 | 12 | 8802.043 | 233483.3796 | 55315.2 | 55315.2 | 2437610.9703 | 2148812.3907
1951.3222 | 7 | 13 | 14977.36 | 397290.1098 | 84437.3 | 84437.3 | 2433049.6055 | 1951322.1957
1029.3672 | 7 | 14 | 49159.244 | 1304000.2675 | 99241.2 | 99241.2 | 2432608.6985 | 1029367.231
484.9444 | 7 | 15 | 69014.16 | 1830672.6421 | 90334.2 | 90334.2 | 2405951.2635 | 484944.4213
1524.2344 | 7 | 16 | 28996.994 | 769175.5376 | 76864.2 | 76864.2 | 2370274.0937 | 1524234.3561
1589.7517 | 7 | 17 | 24234.134 | 642835.7039 | 68100.5 | 68100.5 | 2300687.8945 | 1589751.6906
2267.5272 | 7 | 18 | 3090.342 | 81974.5477 | 85924.6 | 85924.6 | 2435426.3948 | 2267527.2471
2429.2731 | 7 | 19 | 0 | 0 | 61468.1 | 61468.1 | 2490741.22 | 2429273.12
2450.3978 | 7 | 20 | 0 | 0 | 33444.3 | 33444.3 | 2483842.1024 | 2450397.8024
2468.1133 | 7 | 21 | 0 | 0 | 183.926 | 183.926 | 2468297.2615 | 2468113.3355
2407.3165 | 7 | 22 | 0 | 0 | 0 | 0 | 2407316.4508 | 2407316.4508
2293.1859 | 7 | 23 | 0 | 0 | 0 | 0 | 2293185.9031 | 2293185.9031
2168.569 | 7 | 0 | 0 | 0 | 0 | 0 | 2168568.9877 | 2168568.9877
2083.8068 | 7 | 1 | 0 | 0 | 5167.99 | 5167.99 | 2088974.8344 | 2083806.8444
2026.3545 | 7 | 2 | 0 | 0 | 0 | 0 | 2026354.4546 | 2026354.4546
1972.6467 | 7 | 3 | 0 | 0 | 0 | 0 | 1972646.7476 | 1972646.7476
1962.2989 | 7 | 4 | 0 | 0 | 0 | 0 | 1962298.8988 | 1962298.8988
1925.3108 | 7 | 5 | 0 | 0 | 2639.93 | 2639.93 | 1927950.7572 | 1925310.8272
1991.427 | 7 | 6 | 0 | 0 | 4588.35 | 4588.35 | 1996015.3553 | 1991427.0053
2032.4564 | 7 | 7 | 470.0629 | 12468.9102 | 2406.13 | 2406.13 | 2047331.4883 | 2032456.4482
1875.6723 | 7 | 8 | 11938.269 | 316675.0483 | 524.996 | 524.996 | 2192872.3048 | 1875672.2605
2125.7081 | 7 | 9 | 6901.1805 | 183061.0173 | 0 | 0 | 2308769.1243 | 2125708.107
1786.4361 | 7 | 10 | 22275.496 | 590880.7862 | 0 | 0 | 2377316.9036 | 1786436.1174
1068.1388 | 7 | 11 | 50656.468 | 1343715.6971 | 59.8925 | 59.8925 | 2411914.3614 | 1068138.7718
556.837 | 7 | 12 | 68493.072 | 1816850.2389 | 40659.3 | 40659.3 | 2414346.5549 | 556837.016
521.4841 | 7 | 13 | 70579.536 | 1872195.8747 | 31851 | 31851 | 2425530.9456 | 521484.0709
412.4446 | 7 | 14 | 74043.952 | 1964093.1258 | 32375.3 | 32375.3 | 2408912.9874 | 412444.5615
426.4228 | 7 | 15 | 71682.192 | 1901444.9763 | 38936.1 | 38936.1 | 2366803.8447 | 426422.7684
972.895 | 7 | 16 | 49163.652 | 1304117.1943 | 42231.1 | 42231.1 | 2319243.3002 | 972895.006
1367.58 | 7 | 17 | 31721.474 | 841445.2138 | 51986 | 51986 | 2261011.2319 | 1367580.018
2260.1349 | 7 | 18 | 2585.571 | 68584.97 | 67769.4 | 67769.4 | 2396489.3198 | 2260134.9498
2388.7081 | 7 | 19 | 0 | 0 | 71339.7 | 71339.7 | 2460047.7657 | 2388708.0657
2368.228 | 7 | 20 | 0 | 0 | 75622.6 | 75622.6 | 2443850.5687 | 2368227.9687
2369.3851 | 7 | 21 | 0 | 0 | 60446.1 | 60446.1 | 2429831.2142 | 2369385.1142
2307.5484 | 7 | 22 | 0 | 0 | 66442.1 | 66442.1 | 2373990.4517 | 2307548.3517
2233.9087 | 7 | 23 | 0 | 0 | 45550.8 | 45550.8 | 2279459.4955 | 2233908.6955
2115.5902 | 7 | 0 | 0 | 0 | 21405.1 | 21405.1 | 2136995.3424 | 2115590.2424
2035.0084 | 7 | 1 | 0 | 0 | 20284.4 | 20284.4 | 2055292.8007 | 2035008.4007
1952.9647 | 7 | 2 | 0 | 0 | 34503.9 | 34503.9 | 1987468.5545 | 1952964.6545
1916.0162 | 7 | 3 | 0 | 0 | 34866 | 34866 | 1950882.1702 | 1916016.1702
1888.4049 | 7 | 4 | 0 | 0 | 38194.2 | 38194.2 | 1926599.0754 | 1888404.8754
1872.0429 | 7 | 5 | 0 | 0 | 20268.1 | 20268.1 | 1892311.0316 | 1872042.9316
1865.871 | 7 | 6 | 3367.965 | 89338.7877 | 6139.22 | 6139.22 | 1961349.0088 | 1865871.0012
1241.3347 | 7 | 7 | 28822.854 | 764556.2923 | 8348.88 | 8348.88 | 2014239.8258 | 1241334.6535
437.908 | 7 | 8 | 64577.524 | 1712986.2406 | 10679.8 | 10679.8 | 2161573.9922 | 437907.9517
108.2702 | 7 | 9 | 80769.584 | 2142497.5359 | 5002.73 | 5002.73 | 2255770.48 | 108270.214
-37.7572 | 7 | 10 | 88800.64 | 2355529.6805 | 10374.9 | 10374.9 | 2328147.4142 | -37757.1662
-128.1972 | 7 | 11 | 92111.664 | 2443358.0486 | 16322.7 | 16322.7 | 2331483.5301 | -128197.2186
-156.1042 | 7 | 12 | 92880.128 | 2463742.3585 | 34666.7 | 34666.7 | 2342304.8489 | -156104.2095
-177.0769 | 7 | 13 | 92477.328 | 2453057.668 | 64191.3 | 64191.3 | 2340172.1054 | -177076.8626
-82.5259 | 7 | 14 | 89460.736 | 2373039.416 | 52466.7 | 52466.7 | 2342980.2194 | -82525.8966
83.1976 | 7 | 15 | 82656.456 | 2192548.7856 | 39397 | 39397 | 2315143.3875 | 83197.602
483.5628 | 7 | 16 | 66862.908 | 1773608.437 | 26898 | 26898 | 2284069.1967 | 483562.7597
1257.5325 | 7 | 17 | 34886.672 | 925405.3951 | 41314.4 | 41314.4 | 2224252.2586 | 1257532.4635
2150.8135 | 7 | 18 | 7069.76 | 187532.7646 | 25634.9 | 25634.9 | 2363981.1415 | 2150813.4769
2463.5005 | 7 | 19 | 0 | 0 | 11366.8 | 11366.8 | 2474867.2659 | 2463500.4659
2480.4993 | 7 | 20 | 0 | 0 | 3306.53 | 3306.53 | 2483805.8299 | 2480499.2999
2479.0528 | 7 | 21 | 0 | 0 | 13406.4 | 13406.4 | 2492459.2001 | 2479052.8001
2441.2776 | 7 | 22 | 0 | 0 | 1941.59 | 1941.59 | 2443219.1546 | 2441277.5646
2340.811 | 7 | 23 | 0 | 0 | 0 | 0 | 2340810.9838 | 2340810.9838
2226.9486 | 7 | 0 | 0 | 0 | 0 | 0 | 2226948.6238 | 2226948.6238
2142.5699 | 7 | 1 | 0 | 0 | 0 | 0 | 2142569.9241 | 2142569.9241
2063.2185 | 7 | 2 | 0 | 0 | 0 | 0 | 2063218.5296 | 2063218.5296
2004.1638 | 7 | 3 | 0 | 0 | 0 | 0 | 2004163.849 | 2004163.849
1977.9002 | 7 | 4 | 0 | 0 | 0 | 0 | 1977900.209 | 1977900.209
1933.8568 | 7 | 5 | 0 | 0 | 0 | 0 | 1933856.8245 | 1933856.8245
1461.2515 | 7 | 6 | 20139.572 | 534223.1722 | 0 | 0 | 1995474.6728 | 1461251.5006
794.7998 | 7 | 7 | 48010.564 | 1273530.3313 | 0 | 0 | 2068330.1173 | 794799.786
31.4195 | 7 | 8 | 82608.336 | 2191272.3523 | 0 | 0 | 2222691.821 | 31419.4687
-153.3093 | 7 | 9 | 93240.416 | 2473299.3738 | 0 | 0 | 2319990.0712 | -153309.3026
-178.8552 | 7 | 10 | 96493.352 | 2559586.8971 | 0 | 0 | 2380731.7305 | -178855.1667
-180.6637 | 7 | 11 | 97570.496 | 2588159.2662 | 0 | 0 | 2407495.5404 | -180663.7259
-184.3499 | 7 | 12 | 97689.856 | 2591325.4149 | 3960.34 | 3960.34 | 2410935.867 | -184349.8879
-238.5354 | 7 | 13 | 97513.928 | 2586658.741 | 42389.8 | 42389.8 | 2390513.1282 | -238535.4128
-192.6588 | 7 | 14 | 96273.408 | 2553752.6529 | 33288.2 | 33288.2 | 2394382.04 | -192658.8129
-112.5901 | 7 | 15 | 93000.256 | 2466928.8791 | 12319.9 | 12319.9 | 2366658.712 | -112590.0671
131.7214 | 7 | 16 | 81838.168 | 2170842.8421 | 10309.4 | 10309.4 | 2312873.6745 | 131721.4324
1015.3927 | 7 | 17 | 46107.336 | 1223045.2217 | 8021.34 | 8021.34 | 2246459.2135 | 1015392.6518
1866.1533 | 7 | 18 | 18874.836 | 500674.7295 | 3455.7 | 3455.7 | 2370283.7757 | 1866153.3462
2377.0397 | 7 | 19 | 0 | 0 | 2539.5 | 2539.5 | 2379579.1627 | 2377039.6627
2348.649 | 7 | 20 | 0 | 0 | 1842.15 | 1842.15 | 2350491.1417 | 2348648.9917
2322.3855 | 7 | 21 | 0 | 0 | 10010.3 | 10010.3 | 2332395.7652 | 2322385.4652
2289.7725 | 7 | 22 | 0 | 0 | 13705.6 | 13705.6 | 2303478.0766 | 2289772.4766
2226.018 | 7 | 23 | 0 | 0 | 20475.4 | 20475.4 | 2246493.4035 | 2226018.0035
2148.463 | 7 | 0 | 0 | 0 | 22169.3 | 22169.3 | 2170632.3278 | 2148463.0278
2071.7115 | 7 | 1 | 0 | 0 | 16670.3 | 16670.3 | 2088381.8156 | 2071711.5156
2009.3581 | 7 | 2 | 0 | 0 | 19782.3 | 19782.3 | 2029140.4104 | 2009358.1104
1941.8572 | 7 | 3 | 0 | 0 | 22549.3 | 22549.3 | 1964406.509 | 1941857.209
1905.8105 | 7 | 4 | 0 | 0 | 21350.5 | 21350.5 | 1927161.0083 | 1905810.5083
1822.7827 | 7 | 5 | 0 | 0 | 14902 | 14902 | 1837684.7275 | 1822782.7275
1271.1878 | 7 | 6 | 20924.25 | 555037.5754 | 9761.42 | 9761.42 | 1835986.8344 | 1271187.839
581.7157 | 7 | 7 | 49562.36 | 1314693.3402 | 1789.86 | 1789.86 | 1898198.928 | 581715.7278
-243.3345 | 7 | 8 | 84479.184 | 2240898.5486 | 0 | 0 | 1997564.0262 | -243334.5224
-413.7405 | 7 | 9 | 93771.272 | 2487380.8834 | 0 | 0 | 2073640.4308 | -413740.4526
-445.9596 | 7 | 10 | 96360.888 | 2556073.1513 | 0 | 0 | 2110113.5485 | -445959.6027
-438.7792 | 7 | 11 | 97510.048 | 2586555.8199 | 1515.28 | 1515.28 | 2149291.8623 | -438779.2376
-458.0495 | 7 | 12 | 97617.528 | 2589406.8391 | 22626.5 | 22626.5 | 2153983.8684 | -458049.4707
-233.963 | 7 | 13 | 87592.472 | 2323481.763 | 41221.4 | 41221.4 | 2130740.1683 | -233962.9947
-511.208 | 7 | 14 | 95997.08 | 2546422.7643 | 55010.1 | 55010.1 | 2090224.854 | -511208.0103
-367.6077 | 7 | 15 | 90659.296 | 2404832.4712 | 56609.7 | 56609.7 | 2093834.4751 | -367607.6962
-89.0398 | 7 | 16 | 79277.616 | 2102921.5272 | 67656.2 | 67656.2 | 2081537.9586 | -89039.7686
813.649 | 7 | 17 | 44275.752 | 1174460.544 | 72563.7 | 72563.7 | 2060673.224 | 813648.9801
1773.985 | 7 | 18 | 14516.675 | 385069.9592 | 75908 | 75908 | 2234962.9683 | 1773985.0091
2197.6532 | 7 | 19 | 0 | 0 | 76947.2 | 76947.2 | 2274600.4391 | 2197653.2391
2175.9314 | 7 | 20 | 0 | 0 | 78595.2 | 78595.2 | 2254526.6128 | 2175931.4128
2186.9459 | 7 | 21 | 0 | 0 | 52214.4 | 52214.4 | 2239160.3134 | 2186945.9134
2182.7747 | 7 | 22 | 0 | 0 | 33838.5 | 33838.5 | 2216613.1635 | 2182774.6635
2157.7402 | 7 | 23 | 0 | 0 | 20879.7 | 20879.7 | 2178619.8517 | 2157740.1517
2090.4154 | 7 | 0 | 0 | 0 | 14439.6 | 14439.6 | 2104855.0496 | 2090415.4496
2016.8225 | 7 | 1 | 0 | 0 | 5014.12 | 5014.12 | 2021836.5778 | 2016822.4578
1959.2171 | 7 | 2 | 0 | 0 | 2618.93 | 2618.93 | 1961836.021 | 1959217.091
1915.35 | 7 | 3 | 0 | 0 | 9796.61 | 9796.61 | 1925146.596 | 1915349.986
1866.3212 | 7 | 4 | 0 | 0 | 20421.9 | 20421.9 | 1886743.0736 | 1866321.1736
1756.02 | 7 | 5 | 0 | 0 | 26053.1 | 26053.1 | 1782073.1155 | 1756020.0155
1244.7095 | 7 | 6 | 18432.404 | 488938.7588 | 28525.6 | 28525.6 | 1762173.8493 | 1244709.4905
510.706 | 7 | 7 | 47301.244 | 1254714.8778 | 21494.1 | 21494.1 | 1786915.0179 | 510706.0401
478.9851 | 7 | 8 | 51420.56 | 1363984.0351 | 15349.7 | 15349.7 | 1858318.8276 | 478985.0926
50.8384 | 7 | 9 | 70217.536 | 1862593.4468 | 4766.44 | 4766.44 | 1918198.2827 | 50838.3959
-471.9162 | 7 | 10 | 90826.216 | 2409260.1985 | 3582.95 | 3582.95 | 1940926.9404 | -471916.2081
-558.1118 | 7 | 11 | 94162.648 | 2497762.5404 | 18034.1 | 18034.1 | 1957684.8539 | -558111.7865
-646.0202 | 7 | 12 | 96848.152 | 2568998.3375 | 63814.5 | 63814.5 | 1986792.6558 | -646020.1818
-664.9388 | 7 | 13 | 96389.048 | 2556820.1247 | 90275.1 | 90275.1 | 1982156.4316 | -664938.7931
-662.8991 | 7 | 14 | 95753.064 | 2539949.9851 | 91595.5 | 91595.5 | 1968646.3513 | -662899.1338
-576.6693 | 7 | 15 | 93106.792 | 2469754.8577 | 67426.2 | 67426.2 | 1960511.7277 | -576669.3301
-286.4412 | 7 | 16 | 81727.688 | 2167912.2448 | 69930.4 | 69930.4 | 1951401.4658 | -286441.1789
673.3197 | 7 | 17 | 47016.7 | 1247167.0511 | 56859.5 | 56859.5 | 1977346.2385 | 673319.6873
1588.2728 | 7 | 18 | 19958.082 | 529408.9605 | 60467.8 | 60467.8 | 2178149.574 | 1588272.8134
2247.9561 | 7 | 19 | 0 | 0 | 25143.1 | 25143.1 | 2273099.1828 | 2247956.0828
2306.7886 | 7 | 20 | 0 | 0 | 5808.64 | 5808.64 | 2312597.2214 | 2306788.5814
2312.2519 | 7 | 21 | 0 | 0 | 7676.48 | 7676.48 | 2319928.3945 | 2312251.9145
2278.804 | 7 | 22 | 0 | 0 | 15213.6 | 15213.6 | 2294017.6497 | 2278804.0497
2203.5472 | 7 | 23 | 0 | 0 | 11428 | 11428 | 2214975.1833 | 2203547.1833
2117.2012 | 7 | 0 | 0 | 0 | 14918.9 | 14918.9 | 2132120.1088 | 2117201.2088
2029.0515 | 7 | 1 | 0 | 0 | 26306.5 | 26306.5 | 2055358.0431 | 2029051.5431
1977.9992 | 7 | 2 | 0 | 0 | 21525 | 21525 | 1999524.165 | 1977999.165
1934.3612 | 7 | 3 | 0 | 0 | 9847.72 | 9847.72 | 1944208.9511 | 1934361.2311
1917.7921 | 7 | 4 | 0 | 0 | 12053.5 | 12053.5 | 1929845.5576 | 1917792.0576
1883.9165 | 7 | 5 | 0 | 0 | 11586.6 | 11586.6 | 1895503.1049 | 1883916.5049
1888.1371 | 7 | 6 | 2256.9398 | 59867.683 | 32925.1 | 32925.1 | 1980929.9278 | 1888137.1448
1084.7991 | 7 | 7 | 35564.908 | 943396.3131 | 26229.3 | 26229.3 | 2054424.6872 | 1084799.0741
384.0291 | 7 | 8 | 68075.056 | 1805761.9281 | 21100.8 | 21100.8 | 2210891.8592 | 384029.131
38.237 | 7 | 9 | 83539.08 | 2215961.3086 | 48348.8 | 48348.8 | 2302547.1366 | 38237.0281
22.1492 | 7 | 10 | 88110.456 | 2337221.8293 | 16877.5 | 16877.5 | 2376248.5134 | 22149.1841
-62.0688 | 7 | 11 | 92413.44 | 2451362.9721 | 24254.9 | 24254.9 | 2413549.0579 | -62068.8142
27.076 | 7 | 12 | 87686.096 | 2325965.2373 | 62986.2 | 62986.2 | 2416027.4686 | 27076.0313
97.1837 | 7 | 13 | 83844.432 | 2224061.0892 | 95888.6 | 95888.6 | 2417133.4013 | 97183.7121
341.9105 | 7 | 14 | 74339.456 | 1971931.6779 | 93645.1 | 93645.1 | 2407487.2554 | 341910.4775
703.9292 | 7 | 15 | 59532.868 | 1579171.4737 | 93532 | 93532 | 2376632.6702 | 703929.1965
768.6466 | 7 | 16 | 57003.412 | 1512075.0127 | 75988.7 | 75988.7 | 2356710.3187 | 768646.6061
1359.7862 | 7 | 17 | 32398.784 | 859411.5687 | 72892.8 | 72892.8 | 2292090.604 | 1359786.2354
2258.9683 | 7 | 18 | 4523.446 | 119989.1275 | 51133.2 | 51133.2 | 2430090.6673 | 2258968.3398
2457.8816 | 7 | 19 | 0 | 0 | 32701.4 | 32701.4 | 2490582.9646 | 2457881.5646
2465.9836 | 7 | 20 | 0 | 0 | 19321.1 | 19321.1 | 2485304.7038 | 2465983.6038
2452.623 | 7 | 21 | 0 | 0 | 15202.8 | 15202.8 | 2467825.809 | 2452623.009
2389.0405 | 7 | 22 | 0 | 0 | 14117.3 | 14117.3 | 2403157.7699 | 2389040.4699
2259.3941 | 7 | 23 | 0 | 0 | 16693.5 | 16693.5 | 2276087.6491 | 2259394.1491
2188.9087 | 7 | 0 | 0 | 0 | 6337.01 | 6337.01 | 2195245.6612 | 2188908.6512
2089.0765 | 7 | 1 | 0 | 0 | 13826 | 13826 | 2102902.4743 | 2089076.4743
2029.6715 | 7 | 2 | 0 | 0 | 9459.9 | 9459.9 | 2039131.4448 | 2029671.5448
1973.0974 | 7 | 3 | 0 | 0 | 5758.79 | 5758.79 | 1978856.1926 | 1973097.4026
1944.344 | 7 | 4 | 0 | 0 | 7029.93 | 7029.93 | 1951373.9065 | 1944343.9765
1938.4948 | 7 | 5 | 0 | 0 | 7156.47 | 7156.47 | 1945651.2216 | 1938494.7516
1686.4646 | 7 | 6 | 13108.079 | 347705.4798 | 4738.26 | 4738.26 | 2038908.2923 | 1686464.5525
1133.3641 | 7 | 7 | 35141.044 | 932152.878 | 8412.51 | 8412.51 | 2073929.5344 | 1133364.1464
107.2569 | 7 | 8 | 78823.008 | 2090862.5754 | 13402.9 | 13402.9 | 2211522.3923 | 107256.9169
-114.374 | 7 | 9 | 90891.768 | 2410999.0337 | 20882.9 | 20882.9 | 2317507.9582 | -114373.9755
-160.5939 | 7 | 10 | 95952.144 | 2545230.7899 | 8104.8 | 8104.8 | 2392741.7322 | -160593.8578
-179.6155 | 7 | 11 | 98470.576 | 2612034.8279 | 7799.78 | 7799.78 | 2440219.098 | -179615.5099
-174.2711 | 7 | 12 | 98505.496 | 2612961.1174 | 6965.33 | 6965.33 | 2445655.3861 | -174271.0612
-158.0511 | 7 | 13 | 97709.928 | 2591857.8456 | 7414.31 | 7414.31 | 2441221.0882 | -158051.0674
-123.8353 | 7 | 14 | 96379.128 | 2556556.9863 | 7918.38 | 7918.38 | 2440640.0928 | -123835.2735
222.7015 | 7 | 15 | 82364.904 | 2184815.0644 | 6116.61 | 6116.61 | 2413633.1539 | 222701.4795
781.2653 | 7 | 16 | 59741.168 | 1584696.8487 | 5259.52 | 5259.52 | 2371221.6986 | 781265.33
1324.182 | 7 | 17 | 36415.204 | 965951.3022 | 5126.77 | 5126.77 | 2295260.1116 | 1324182.0394
2105.0308 | 7 | 18 | 11765.478 | 312091.5867 | 10499.8 | 10499.8 | 2427622.1876 | 2105030.8009
2478.2392 | 7 | 19 | 0 | 0 | 3018.57 | 3018.57 | 2481257.7298 | 2478239.1598
2474.3349 | 7 | 20 | 0 | 0 | 0 | 0 | 2474334.8879 | 2474334.8879
2455.8141 | 7 | 21 | 0 | 0 | 0 | 0 | 2455814.09 | 2455814.09
2403.3086 | 7 | 22 | 0 | 0 | 0 | 0 | 2403308.5799 | 2403308.5799
2299.6383 | 7 | 23 | 0 | 0 | 0 | 0 | 2299638.2979 | 2299638.2979
2168.1843 | 7 | 0 | 0 | 0 | 0 | 0 | 2168184.2744 | 2168184.2744
2081.3204 | 7 | 1 | 0 | 0 | 0 | 0 | 2081320.4362 | 2081320.4362
2015.715 | 7 | 2 | 0 | 0 | 0 | 0 | 2015715.0467 | 2015715.0467
1961.495 | 7 | 3 | 0 | 0 | 0 | 0 | 1961495.0276 | 1961495.0276
1951.8145 | 7 | 4 | 0 | 0 | 0 | 0 | 1951814.4732 | 1951814.4732
1917.3498 | 7 | 5 | 0 | 0 | 0 | 0 | 1917349.7539 | 1917349.7539
1367.952 | 7 | 6 | 23198.116 | 615354.2448 | 0 | 0 | 1983306.2288 | 1367951.9839
713.4197 | 7 | 7 | 49791.94 | 1320783.1894 | 0 | 0 | 2034202.9041 | 713419.7147
-75.5516 | 7 | 8 | 85350.912 | 2264022.0439 | 0 | 0 | 2188470.4639 | -75551.5799
-210.3383 | 7 | 9 | 94559.824 | 2508298.0484 | 4285.28 | 4285.28 | 2302245.0266 | -210338.3018
-215.0557 | 7 | 10 | 97267.072 | 2580110.6279 | 5677.29 | 5677.29 | 2370732.1971 | -215055.7208
-189.8614 | 7 | 11 | 97671.92 | 2590849.6437 | 4222.72 | 4222.72 | 2405210.95 | -189861.4137
1579.498 | 7 | 12 | 31255.774 | 829092.0352 | 2137.4 | 2137.4 | 2410727.4593 | 1579498.0241
1410.6524 | 7 | 13 | 37985.584 | 1007607.2711 | 3701.24 | 3701.24 | 2421960.8665 | 1410652.3554
-196.0957 | 7 | 14 | 97302.848 | 2581059.6236 | 17098.1 | 17098.1 | 2402061.9856 | -196095.738
1.2891 | 7 | 15 | 88267.6 | 2341390.238 | 23807 | 23807 | 2366486.3845 | 1289.1465
717.1827 | 7 | 16 | 59623.612 | 1581578.5531 | 31876.4 | 31876.4 | 2330637.6732 | 717182.7201
960.5726 | 7 | 17 | 49227.62 | 1305814.0122 | 8532.54 | 8532.54 | 2274919.1533 | 960572.6011
1761.6279 | 7 | 18 | 24375.822 | 646594.126 | 5329.4 | 5329.4 | 2413551.4145 | 1761627.8886
2470.4108 | 7 | 19 | 0 | 0 | 3504.12 | 3504.12 | 2473914.9346 | 2470410.8146
2452.0342 | 7 | 20 | 0 | 0 | 2030.72 | 2030.72 | 2454064.9171 | 2452034.1971
2436.5359 | 7 | 21 | 0 | 0 | 0 | 0 | 2436535.9005 | 2436535.9005
2380.6098 | 7 | 22 | 0 | 0 | 0 | 0 | 2380609.7825 | 2380609.7825
2288.6619 | 7 | 23 | 0 | 0 | 0 | 0 | 2288661.8551 | 2288661.8551
2144.6293 | 7 | 0 | 0 | 0 | 0 | 0 | 2144629.32 | 2144629.32
2062.5469 | 7 | 1 | 0 | 0 | 0 | 0 | 2062546.8816 | 2062546.8816
1994.0447 | 7 | 2 | 0 | 0 | 0 | 0 | 1994044.6815 | 1994044.6815
1957.4979 | 7 | 3 | 0 | 0 | 0 | 0 | 1957497.8704 | 1957497.8704
1934.2599 | 7 | 4 | 0 | 0 | 0 | 0 | 1934259.8725 | 1934259.8725
1900.8471 | 7 | 5 | 0 | 0 | 0 | 0 | 1900847.1188 | 1900847.1188
1472.1701 | 7 | 6 | 18602.266 | 493444.5257 | 1534.13 | 1534.13 | 1967148.7172 | 1472170.0615
772.6658 | 7 | 7 | 47049.164 | 1248028.1926 | 3026.8 | 3026.8 | 2023720.7701 | 772665.7775
11.2001 | 7 | 8 | 81198.752 | 2153881.6652 | 5069.36 | 5069.36 | 2170151.0823 | 11200.0571
-221.8553 | 7 | 9 | 93237.336 | 2473217.6736 | 7424.64 | 7424.64 | 2258786.992 | -221855.3216
-280.2376 | 7 | 10 | 98061.44 | 2601182.0684 | 2223.95 | 2223.95 | 2323168.4633 | -280237.5551
-309.9408 | 7 | 11 | 98654.304 | 2616908.4049 | 1459.11 | 1459.11 | 2308426.736 | -309940.7789
-313.8545 | 7 | 12 | 98742.544 | 2619249.063 | 1316.24 | 1316.24 | 2306710.7899 | -313854.5131
-319.4851 | 7 | 13 | 98276.312 | 2606881.7725 | 11658 | 11658 | 2299054.6856 | -319485.0869
-289.0601 | 7 | 14 | 96901.24 | 2570406.5522 | 21233.8 | 21233.8 | 2302580.2909 | -289060.0613
-224.6392 | 7 | 15 | 93189.376 | 2471945.4845 | 22891.4 | 22891.4 | 2270197.6909 | -224639.1936
29.2384 | 7 | 16 | 82385.832 | 2185370.2014 | 26383.6 | 26383.6 | 2240992.2207 | 29238.4193
926.5248 | 7 | 17 | 46576.364 | 1235486.679 | 28748.2 | 28748.2 | 2190759.6314 | 926524.7523
1835.4665 | 7 | 18 | 18194.548 | 482629.3801 | 13531.1 | 13531.1 | 2331626.9676 | 1835466.4875
2421.8668 | 7 | 19 | 0 | 0 | 22421.2 | 22421.2 | 2444288.0407 | 2421866.8407
2425.2271 | 7 | 20 | 0 | 0 | 33229.8 | 33229.8 | 2458456.9018 | 2425227.1018
2438.6079 | 7 | 21 | 0 | 0 | 36239.4 | 36239.4 | 2474847.2748 | 2438607.8748
2382.9437 | 7 | 22 | 0 | 0 | 43376 | 43376 | 2426319.7016 | 2382943.7016
2308.2794 | 7 | 23 | 0 | 0 | 14100.1 | 14100.1 | 2322379.4737 | 2308279.3737
2176.3072 | 7 | 0 | 0 | 0 | 27654.2 | 27654.2 | 2203961.385 | 2176307.185
2104.7825 | 7 | 1 | 0 | 0 | 9267.95 | 9267.95 | 2114050.4531 | 2104782.5031
2024.8595 | 7 | 2 | 0 | 0 | 12167.3 | 12167.3 | 2037026.8204 | 2024859.5204
1967.6302 | 7 | 3 | 0 | 0 | 13060.5 | 13060.5 | 1980690.7227 | 1967630.2227
1938.9212 | 7 | 4 | 0 | 0 | 14189.9 | 14189.9 | 1953111.0826 | 1938921.1826
1905.2687 | 7 | 5 | 0 | 0 | 5152.5 | 5152.5 | 1910421.1647 | 1905268.6647
1888.358 | 7 | 6 | 3188.2892 | 84572.7008 | 6413.18 | 6413.18 | 1979343.8607 | 1888357.9799
1137.1447 | 7 | 7 | 34196.472 | 907097.1196 | 4848.86 | 4848.86 | 2049090.6363 | 1137144.6567
409.509 | 7 | 8 | 67439.704 | 1788908.5531 | 3550.69 | 3550.69 | 2201968.203 | 409508.96
70.0446 | 7 | 9 | 84244.496 | 2234673.2044 | 0 | 0 | 2304717.8222 | 70044.6178
-70.4961 | 7 | 10 | 91754.328 | 2433879.3382 | 1490.42 | 1490.42 | 2364873.6888 | -70496.0694
-132.9627 | 7 | 11 | 95284.336 | 2527516.4856 | 0 | 0 | 2394553.7759 | -132962.7096
-124.7415 | 7 | 12 | 94854.92 | 2516125.7779 | 14548.8 | 14548.8 | 2405933.1146 | -124741.4632
-119.4065 | 7 | 13 | 94098.776 | 2496068.2689 | 15410.2 | 15410.2 | 2392071.929 | -119406.5399
-26.1676 | 7 | 14 | 90581.24 | 2402761.9543 | 16414.1 | 16414.1 | 2393008.4961 | -26167.5583
156.3957 | 7 | 15 | 82876.856 | 2198395.1257 | 8641.66 | 8641.66 | 2363432.4358 | 156395.6502
573.9033 | 7 | 16 | 65478.628 | 1736888.9649 | 0 | 0 | 2310792.3134 | 573903.3485
1366.2783 | 7 | 17 | 33362.644 | 884978.9614 | 1992.03 | 1992.03 | 2253249.3248 | 1366278.3334
2289.0974 | 7 | 18 | 3352.3212 | 88923.8209 | 3891.35 | 3891.35 | 2381912.5489 | 2289097.378
2388.7411 | 7 | 19 | 0 | 0 | 4571.07 | 4571.07 | 2393312.1677 | 2388741.0977
2355.1206 | 7 | 20 | 0 | 0 | 5685.84 | 5685.84 | 2360806.3942 | 2355120.5542
2329.0324 | 7 | 21 | 0 | 0 | 12203.8 | 12203.8 | 2341236.2219 | 2329032.4219
2288.7835 | 7 | 22 | 0 | 0 | 19331.2 | 19331.2 | 2308114.6989 | 2288783.4989
2208.9958 | 7 | 23 | 0 | 0 | 37459.1 | 37459.1 | 2246454.9286 | 2208995.8286
2116.7034 | 7 | 0 | 0 | 0 | 51965.1 | 51965.1 | 2168668.5137 | 2116703.4137
2034.7626 | 7 | 1 | 0 | 0 | 48012.8 | 48012.8 | 2082775.4402 | 2034762.6402
1986.0079 | 7 | 2 | 0 | 0 | 39837.9 | 39837.9 | 2025845.8091 | 1986007.9091
1933.7894 | 7 | 3 | 0 | 0 | 29985.4 | 29985.4 | 1963774.8167 | 1933789.4167
1901.648 | 7 | 4 | 0 | 0 | 20545.7 | 20545.7 | 1922193.708 | 1901648.008
1813.997 | 7 | 5 | 0 | 0 | 16938.7 | 16938.7 | 1830935.749 | 1813997.049
1727.2297 | 7 | 6 | 3199.6923 | 84875.1773 | 17223 | 17223 | 1829327.8342 | 1727229.6569
987.8885 | 7 | 7 | 33717.908 | 894402.7099 | 8108.77 | 8108.77 | 1890399.9713 | 987888.4914
996.9424 | 7 | 8 | 37308.312 | 989641.9242 | 2496.85 | 2496.85 | 1989081.1711 | 996942.3969
-123.1311 | 7 | 9 | 82385.464 | 2185360.4399 | 4322.67 | 4322.67 | 2066551.9747 | -123131.1351
-299.3182 | 7 | 10 | 90582.384 | 2402792.3001 | 0 | 0 | 2103474.1063 | -299318.1938
-331.5099 | 7 | 11 | 93236.616 | 2473198.5748 | 922.018 | 922.018 | 2142610.6585 | -331509.9343
-367.7823 | 7 | 12 | 94178.608 | 2498185.896 | 16859.2 | 16859.2 | 2147262.8242 | -367782.2718
-392.9568 | 7 | 13 | 93565.696 | 2481927.7654 | 35956.8 | 35956.8 | 2124927.7772 | -392956.7882
-357.2889 | 7 | 14 | 89090.936 | 2363230.0849 | 74359.1 | 74359.1 | 2080300.2812 | -357288.9037
-74.8261 | 7 | 15 | 79093.208 | 2098029.9125 | 62828.4 | 62828.4 | 2086032.2293 | -74826.0832
335.0212 | 7 | 16 | 64908.564 | 1721767.4221 | 16278.4 | 16278.4 | 2073067.0259 | 335021.2038
1176.2181 | 7 | 17 | 32880.906 | 872200.3581 | 11951.8 | 11951.8 | 2060370.2376 | 1176218.0795
2131.4338 | 7 | 18 | 3873.7975 | 102756.5228 | 6201.72 | 6201.72 | 2240392.0146 | 2131433.7719
2271.947 | 7 | 19 | 0 | 0 | 6398.32 | 6398.32 | 2278345.2702 | 2271946.9502
2252.6721 | 7 | 20 | 0 | 0 | 7040.77 | 7040.77 | 2259712.9075 | 2252672.1375
2226.6924 | 7 | 21 | 0 | 0 | 17654 | 17654 | 2244346.3789 | 2226692.3789
2208.4107 | 7 | 22 | 0 | 0 | 8298.82 | 8298.82 | 2216709.4774 | 2208410.6574
2160.3907 | 7 | 23 | 0 | 0 | 9008.7 | 9008.7 | 2169399.3577 | 2160390.6577
2071.9502 | 7 | 0 | 0 | 0 | 20521.2 | 20521.2 | 2092471.4355 | 2071950.2355
1998.8354 | 7 | 1 | 0 | 0 | 13505.6 | 13505.6 | 2012341.0059 | 1998835.4059
1935.4802 | 7 | 2 | 0 | 0 | 12816.2 | 12816.2 | 1948296.3897 | 1935480.1897
1904.238 | 7 | 3 | 0 | 0 | 5378.22 | 5378.22 | 1909616.2357 | 1904238.0157
1863.4135 | 7 | 4 | 0 | 0 | 9765.4 | 9765.4 | 1873178.9314 | 1863413.5314
1766.1439 | 7 | 5 | 0 | 0 | 4481.28 | 4481.28 | 1770625.2107 | 1766143.9307
1525.2558 | 7 | 6 | 7684.172 | 203830.6843 | 24212.3 | 24212.3 | 1753298.8165 | 1525255.8322
715.4773 | 7 | 7 | 39463.736 | 1046816.796 | 16448 | 16448 | 1778742.0711 | 715477.275
-147.1033 | 7 | 8 | 75075.248 | 1991449.3289 | 10607.2 | 10607.2 | 1854953.2328 | -147103.2961
-467.0908 | 7 | 9 | 89080.536 | 2362954.2141 | 11719.8 | 11719.8 | 1907583.1706 | -467090.8435
-602.9321 | 7 | 10 | 95450.936 | 2531935.7245 | 4873.36 | 4873.36 | 1933876.9421 | -602932.1425
-643.6791 | 7 | 11 | 98210.512 | 2605136.3588 | 0 | 0 | 1961457.2583 | -643679.1005
805.1448 | 7 | 12 | 44631.252 | 1183890.5526 | 3061.54 | 3061.54 | 1992096.9075 | 805144.8149
695.3424 | 7 | 13 | 45459.768 | 1205867.8044 | 86403.4 | 86403.4 | 1987613.6283 | 695342.4238
-697.1686 | 7 | 14 | 97300.952 | 2581009.3303 | 91759.6 | 91759.6 | 1975600.3801 | -697168.5501
-76.2884 | 7 | 15 | 74524.032 | 1976827.749 | 63659.1 | 63659.1 | 1964198.4843 | -76288.3647
606.757 | 7 | 16 | 48833.904 | 1295370.2843 | 49326 | 49326 | 1951453.3152 | 606757.0309
662.6937 | 7 | 17 | 47189.048 | 1251738.7618 | 61684.2 | 61684.2 | 1976116.6677 | 662693.7059
1615.1349 | 7 | 18 | 18708.24 | 496255.5967 | 70058.2 | 70058.2 | 2181448.6666 | 1615134.8699
2210.5913 | 7 | 19 | 0 | 0 | 64162.3 | 64162.3 | 2274753.5667 | 2210591.2667
2255.1607 | 7 | 20 | 0 | 0 | 59462.9 | 59462.9 | 2314623.5992 | 2255160.6992
2253.8779 | 7 | 21 | 0 | 0 | 68913.8 | 68913.8 | 2322791.7066 | 2253877.9066
2232.4054 | 7 | 22 | 0 | 0 | 62123.4 | 62123.4 | 2294528.7761 | 2232405.3761
2150.048 | 7 | 23 | 0 | 0 | 63043.4 | 63043.4 | 2213091.4088 | 2150048.0088
2076.2086 | 7 | 0 | 0 | 0 | 44397 | 44397 | 2120605.5946 | 2076208.5946
2006.1889 | 7 | 1 | 0 | 0 | 45306.7 | 45306.7 | 2051495.5532 | 2006188.8532
1962.6129 | 7 | 2 | 0 | 0 | 30456.3 | 30456.3 | 1993069.1751 | 1962612.8751
1902.5247 | 7 | 3 | 0 | 0 | 39526.7 | 39526.7 | 1942051.4435 | 1902524.7435
1907.1026 | 7 | 4 | 0 | 0 | 23404.7 | 23404.7 | 1930507.2769 | 1907102.5769
1890.7938 | 7 | 5 | 0 | 0 | 5769.9 | 5769.9 | 1896563.6689 | 1890793.7689
1465.9329 | 7 | 6 | 18264.048 | 484472.9402 | 26555 | 26555 | 1976960.8113 | 1465932.8711
729.5623 | 7 | 7 | 47574.024 | 1261950.6521 | 52382.2 | 52382.2 | 2043895.1647 | 729562.3127
-123.6653 | 7 | 8 | 84270.008 | 2235349.9368 | 80730.6 | 80730.6 | 2192415.2036 | -123665.3332
-280.3554 | 7 | 9 | 95439.488 | 2531632.0544 | 34194 | 34194 | 2285470.6091 | -280355.4453
-284.3129 | 7 | 10 | 99087.872 | 2628409.2487 | 7454.82 | 7454.82 | 2351551.1498 | -284312.9189
-279.9547 | 7 | 11 | 100477.688 | 2665275.569 | 0 | 0 | 2385320.8516 | -279954.7174
-251.6638 | 7 | 12 | 99729.336 | 2645424.751 | 0 | 0 | 2393760.9673 | -251663.7837
-219.4586 | 7 | 13 | 98468.224 | 2611972.4386 | 4885.73 | 4885.73 | 2397399.551 | -219458.6177
111.1931 | 7 | 14 | 85430.608 | 2266136.0635 | 12788 | 12788 | 2390117.1634 | 111193.0999
-78.8848 | 7 | 15 | 91149.624 | 2417838.9333 | 21953 | 21953 | 2360907.1701 | -78884.7632
256.6846 | 7 | 16 | 76498.816 | 2029210.9562 | 57267.9 | 57267.9 | 2343163.4196 | 256684.5634
1561.0981 | 7 | 17 | 23790.354 | 631063.9761 | 89191.3 | 89191.3 | 2281353.4027 | 1561098.1267
2289.9048 | 7 | 18 | 1691.3411 | 44864.589 | 83298.2 | 83298.2 | 2418067.635 | 2289904.846
2408.0381 | 7 | 19 | 0 | 0 | 74366.1 | 74366.1 | 2482404.192 | 2408038.092
2413.7656 | 7 | 20 | 0 | 0 | 64488.9 | 64488.9 | 2478254.5328 | 2413765.6328
2387.8299 | 7 | 21 | 0 | 0 | 76722.4 | 76722.4 | 2464552.2502 | 2387829.8502
2311.5685 | 7 | 22 | 0 | 0 | 93450.9 | 93450.9 | 2405019.4424 | 2311568.5424
2213.4332 | 7 | 23 | 0 | 0 | 68542.1 | 68542.1 | 2281975.3374 | 2213433.2374
2158.4727 | 7 | 0 | 0 | 0 | 41352.1 | 41352.1 | 2199824.8135 | 2158472.7135
2084.578 | 7 | 1 | 0 | 0 | 22475.5 | 22475.5 | 2107053.4669 | 2084577.9669
2023.2361 | 7 | 2 | 0 | 0 | 17600.5 | 17600.5 | 2040836.6154 | 2023236.1154
1971.5456 | 7 | 3 | 0 | 0 | 6334.36 | 6334.36 | 1977879.9982 | 1971545.6382
1947.3021 | 7 | 4 | 0 | 0 | 3580.67 | 3580.67 | 1950882.7632 | 1947302.0932
1942.0385 | 7 | 5 | 0 | 0 | 4905.93 | 4905.93 | 1946944.3969 | 1942038.4669
1610.2655 | 7 | 6 | 15733.176 | 417338.9182 | 14397.4 | 14397.4 | 2042001.8509 | 1610265.5327
1297.0509 | 7 | 7 | 29012.724 | 769592.7923 | 5222.88 | 5222.88 | 2071866.6073 | 1297050.935
46.2283 | 7 | 8 | 81581.264 | 2164028.1953 | 369.736 | 369.736 | 2210626.2508 | 46228.3195
126.0461 | 7 | 9 | 82572.232 | 2190314.656 | 1337.23 | 1337.23 | 2317697.9395 | 126046.0534
245.1162 | 7 | 10 | 80515.992 | 2135770.7434 | 11746 | 11746 | 2392632.9674 | 245116.224
-176.0831 | 7 | 11 | 97791.536 | 2594022.583 | 23520.2 | 23520.2 | 2441459.644 | -176083.139
-172.2712 | 7 | 12 | 97534.296 | 2587199.0235 | 29664 | 29664 | 2444591.7994 | -172271.2241
-178.4871 | 7 | 13 | 96955.544 | 2571847.0225 | 44170.8 | 44170.8 | 2437530.74 | -178487.0825
-173.6825 | 7 | 14 | 96795.96 | 2567613.8903 | 40084.5 | 40084.5 | 2434015.8698 | -173682.5205
-96.7727 | 7 | 15 | 92845.384 | 2462820.7376 | 42827.8 | 42827.8 | 2408875.8379 | -96772.6997
231.7734 | 7 | 16 | 78208.368 | 2074558.6077 | 67570.6 | 67570.6 | 2373902.5726 | 231773.3648
2225.9922 | 7 | 17 | 0 | 0 | 72358.4 | 72358.4 | 2298350.5579 | 2225992.1579
2364.8931 | 7 | 18 | 0 | 0 | 66874.6 | 66874.6 | 2431767.6622 | 2364893.0622
2435.9515 | 7 | 19 | 0 | 0 | 54934.3 | 54934.3 | 2490885.8013 | 2435951.5013
2441.9461 | 7 | 20 | 0 | 0 | 43586.1 | 43586.1 | 2485532.1906 | 2441946.0906
2425.9414 | 7 | 21 | 0 | 0 | 41296.3 | 41296.3 | 2467237.6832 | 2425941.3832
2377.1481 | 7 | 22 | 0 | 0 | 37070.6 | 37070.6 | 2414218.7355 | 2377148.1355
2284.2752 | 7 | 23 | 0 | 0 | 25005.7 | 25005.7 | 2309280.904 | 2284275.204
2162.394 | 7 | 0 | 0 | 0 | 15438.9 | 15438.9 | 2177832.8687 | 2162393.9687
2078.6623 | 7 | 1 | 0 | 0 | 14257.6 | 14257.6 | 2092919.8743 | 2078662.2743
2005.1551 | 7 | 2 | 0 | 0 | 22652.6 | 22652.6 | 2027807.7412 | 2005155.1412
1957.4742 | 7 | 3 | 0 | 0 | 16748 | 16748 | 1974222.1817 | 1957474.1817
1952.8945 | 7 | 4 | 0 | 0 | 11126.4 | 11126.4 | 1964020.8628 | 1952894.4628
1925.2059 | 7 | 5 | 0 | 0 | 2316.07 | 2316.07 | 1927521.9986 | 1925205.9286
1811.4684 | 7 | 6 | 6554.412 | 173862.6209 | 2889.03 | 2889.03 | 1988220.0189 | 1811468.3681
1478.0901 | 7 | 7 | 20856.364 | 553236.8283 | 5187.58 | 5187.58 | 2036514.5283 | 1478090.12
217.7576 | 7 | 8 | 73864.432 | 1959331.1704 | 8542.48 | 8542.48 | 2185631.2034 | 217757.553
1101.9979 | 7 | 9 | 44931.996 | 1191868.1012 | 3261.51 | 3261.51 | 2297127.54 | 1101997.9288
368.313 | 7 | 10 | 75242.904 | 1995896.5793 | 0 | 0 | 2364209.5993 | 368313.02
315.4993 | 7 | 11 | 78594.696 | 2084806.3612 | 0 | 0 | 2400305.6474 | 315499.2861
207.1704 | 7 | 12 | 82790.264 | 2196098.1825 | 2808.87 | 2808.87 | 2406077.4647 | 207170.4122
1144.6545 | 7 | 13 | 47413.84 | 1257701.6042 | 17669.1 | 17669.1 | 2420025.2239 | 1144654.5196
124.7565 | 7 | 14 | 85102.232 | 2257425.5473 | 19704.2 | 19704.2 | 2401886.2738 | 124756.5265
104.1707 | 7 | 15 | 84290.344 | 2235889.3705 | 25391.1 | 25391.1 | 2365451.1493 | 104170.6788
471.8827 | 7 | 16 | 69030.064 | 1831094.5123 | 19925.8 | 19925.8 | 2322903.0008 | 471882.6884
1289.4251 | 7 | 17 | 35855.636 | 951108.1768 | 22194.9 | 22194.9 | 2262728.1972 | 1289425.1204
2227.1614 | 7 | 18 | 5835.879 | 154802.7829 | 18075.2 | 18075.2 | 2400039.351 | 2227161.3681
2443.9097 | 7 | 19 | 0 | 0 | 17661.5 | 17661.5 | 2461571.1993 | 2443909.6993
2427.0362 | 7 | 20 | 0 | 0 | 17572.8 | 17572.8 | 2444608.9678 | 2427036.1678
2407.0453 | 7 | 21 | 0 | 0 | 23401.4 | 23401.4 | 2430446.7477 | 2407045.3477
2330.1836 | 7 | 22 | 0 | 0 | 42113.1 | 42113.1 | 2372296.7015 | 2330183.6015
2262.851 | 7 | 23 | 0 | 0 | 12237.5 | 12237.5 | 2275088.5481 | 2262851.0481
2119.4074 | 7 | 0 | 0 | 0 | 13328.5 | 13328.5 | 2132735.8845 | 2119407.3845
2045.1343 | 7 | 1 | 0 | 0 | 7695.44 | 7695.44 | 2052829.7608 | 2045134.3208
1984.022 | 7 | 2 | 0 | 0 | 3002.74 | 3002.74 | 1987024.7096 | 1984021.9696
1941.0996 | 7 | 3 | 0 | 0 | 5429.46 | 5429.46 | 1946529.0535 | 1941099.5935
1915.5811 | 7 | 4 | 0 | 0 | 6770.59 | 6770.59 | 1922351.7205 | 1915581.1305
1884.8125 | 7 | 5 | 0 | 0 | 0 | 0 | 1884812.5012 | 1884812.5012
1685.4294 | 7 | 6 | 10179.992 | 270034.9153 | 0 | 0 | 1955464.3297 | 1685429.4144
938.686 | 7 | 7 | 40191.404 | 1066118.9494 | 0 | 0 | 2004804.9191 | 938685.9697
952.6556 | 7 | 8 | 44939.428 | 1192065.2427 | 0 | 0 | 2144720.8848 | 952655.6421
-249.628 | 7 | 9 | 93684.736 | 2485085.4257 | 1790.81 | 1790.81 | 2237248.2777 | -249627.958
1445.4528 | 7 | 10 | 32433.032 | 860320.0326 | 0 | 0 | 2305772.836 | 1445452.8034
846.7844 | 7 | 11 | 55202.912 | 1464314.8705 | 109.477 | 109.477 | 2311208.7087 | 846784.3611
2019.2866 | 7 | 12 | 11158.601 | 295993.5407 | 3909.13 | 3909.13 | 2319189.2606 | 2019286.5899
2170.7114 | 7 | 13 | 4528.569 | 120125.0204 | 25609 | 25609 | 2316445.4574 | 2170711.437
2130.2218 | 7 | 14 | 5415.745 | 143658.29 | 42491.5 | 42491.5 | 2316371.5807 | 2130221.7908
2195.3678 | 7 | 15 | 1803.8689 | 47849.5051 | 42633.8 | 42633.8 | 2285851.1105 | 2195367.8054
2199.9712 | 7 | 16 | 285.7567 | 7579.9945 | 47680.7 | 47680.7 | 2255231.9305 | 2199971.236
2086.5844 | 7 | 17 | 1879.7948 | 49863.5182 | 61718.7 | 61718.7 | 2198166.6028 | 2086584.3846
2267.8942 | 7 | 18 | 92.3322 | 2449.2091 | 69792.9 | 69792.9 | 2340136.296 | 2267894.1869
2404.5641 | 7 | 19 | 0 | 0 | 47569.3 | 47569.3 | 2452133.4427 | 2404564.1427
2433.0721 | 7 | 20 | 0 | 0 | 27380.6 | 27380.6 | 2460452.6828 | 2433072.0828
2407.7618 | 7 | 21 | 0 | 0 | 56607 | 56607 | 2464368.7686 | 2407761.7686
2328.8982 | 7 | 22 | 0 | 0 | 85488.5 | 85488.5 | 2414386.681 | 2328898.181
2226.6325 | 7 | 23 | 0 | 0 | 89519.1 | 89519.1 | 2316151.6188 | 2226632.5188
2131.5273 | 7 | 0 | 0 | 0 | 70477.9 | 70477.9 | 2202005.1822 | 2131527.2822
2034.6164 | 7 | 1 | 0 | 0 | 82676.2 | 82676.2 | 2117292.6114 | 2034616.4114
1944.1674 | 7 | 2 | 0 | 0 | 93569.1 | 93569.1 | 2037736.4777 | 1944167.3777
1884.1274 | 7 | 3 | 0 | 0 | 94887.7 | 94887.7 | 1979015.1057 | 1884127.4057
1865.6648 | 7 | 4 | 0 | 0 | 84069.1 | 84069.1 | 1949733.934 | 1865664.834
1833.5017 | 7 | 5 | 0 | 0 | 73225.4 | 73225.4 | 1906727.1241 | 1833501.7241
1589.2733 | 7 | 6 | 12483.192 | 331129.6998 | 51508.1 | 51508.1 | 1971911.1045 | 1589273.3048
833.0237 | 7 | 7 | 44181.296 | 1171955 | 23291.5 | 23291.5 | 2028270.1661 | 833023.6662
97.0317 | 7 | 8 | 77883.28 | 2065935.3091 | 6635.17 | 6635.17 | 2169602.1566 | 97031.6775
483.8787 | 7 | 9 | 66974.448 | 1776567.1519 | 6691.91 | 6691.91 | 2267137.8042 | 483878.7423
-233.2069 | 7 | 10 | 95961.904 | 2545489.6841 | 15673.8 | 15673.8 | 2327956.6141 | -233206.87
-260.4993 | 7 | 11 | 97820.952 | 2594802.8731 | 23141.8 | 23141.8 | 2357445.3638 | -260499.3093
-271.9553 | 7 | 12 | 97686.208 | 2591228.6478 | 40972.6 | 40972.6 | 2360245.9383 | -271955.3095
-151.8185 | 7 | 13 | 92445.592 | 2452215.8374 | 35617.9 | 35617.9 | 2336015.2631 | -151818.4743
-178.2616 | 7 | 14 | 92194.744 | 2445561.8324 | 69334.2 | 69334.2 | 2336634.4589 | -178261.5734
-12.0362 | 7 | 15 | 84651.256 | 2245462.9381 | 75439.4 | 75439.4 | 2308866.1362 | -12036.2018
395.0696 | 7 | 16 | 67078.532 | 1779328.0887 | 83566.1 | 83566.1 | 2257963.7553 | 395069.5666
1211.5338 | 7 | 17 | 34478.064 | 914566.6414 | 72914.8 | 72914.8 | 2199015.2149 | 1211533.7736
2160.5155 | 7 | 18 | 3571.627 | 94741.1348 | 74729.4 | 74729.4 | 2329986.0192 | 2160515.4844
2276.5785 | 7 | 19 | 0 | 0 | 69217.1 | 69217.1 | 2345795.6301 | 2276578.5301
2260.5466 | 7 | 20 | 0 | 0 | 63286.4 | 63286.4 | 2323832.9647 | 2260546.5647
2224.1016 | 7 | 21 | 0 | 0 | 86769.6 | 86769.6 | 2310871.2209 | 2224101.6209
2188.5143 | 7 | 22 | 0 | 0 | 92267.7 | 92267.7 | 2280782.0074 | 2188514.3074
2126.2082 | 7 | 23 | 0 | 0 | 95008.9 | 95008.9 | 2221217.098 | 2126208.198
2048.5899 | 7 | 0 | 0 | 0 | 94997.8 | 94997.8 | 2143587.6953 | 2048589.8953
1958.7414 | 7 | 1 | 0 | 0 | 98347.9 | 98347.9 | 2057089.2567 | 1958741.3567
1902.9566 | 7 | 2 | 0 | 0 | 97600.8 | 97600.8 | 2000557.4369 | 1902956.6369
1849.1822 | 7 | 3 | 0 | 0 | 91753 | 91753 | 1940935.1928 | 1849182.1928
1821.019 | 7 | 4 | 0 | 0 | 83265.1 | 83265.1 | 1904284.0861 | 1821018.9861
1758.0785 | 7 | 5 | 0 | 0 | 57621.7 | 57621.7 | 1815700.1686 | 1758078.4686
1762.7058 | 7 | 6 | 1041.9626 | 27639.1448 | 26247.6 | 26247.6 | 1816592.5273 | 1762705.7825
1170.9554 | 7 | 7 | 25232.42 | 669316.2822 | 34146.9 | 34146.9 | 1874418.5722 | 1170955.39
331.4641 | 7 | 8 | 60079.724 | 1593677.4 | 43330.7 | 43330.7 | 1968472.1991 | 331464.0991
-75.8835 | 7 | 9 | 78816.096 | 2090679.2274 | 33604.3 | 33604.3 | 2048400.016 | -75883.5114
-340.6314 | 7 | 10 | 89918.112 | 2385171.7919 | 39763.7 | 39763.7 | 2084304.0586 | -340631.4333
-418.9812 | 7 | 11 | 94204.936 | 2498884.2737 | 41198.2 | 41198.2 | 2121101.2374 | -418981.2363
-487.2035 | 7 | 12 | 95140.76 | 2523707.9823 | 91207.7 | 91207.7 | 2127712.1788 | -487203.5035
-502.321 | 7 | 13 | 94605.048 | 2509497.6622 | 97220.4 | 97220.4 | 2104397.0946 | -502320.9677
-521.6322 | 7 | 14 | 93904 | 2490901.6322 | 97556.3 | 97556.3 | 2066825.7011 | -521632.2311
-324.5439 | 7 | 15 | 87091.656 | 2310197.0957 | 92650.2 | 92650.2 | 2078303.3823 | -324543.9134
77.5122 | 7 | 16 | 71541.984 | 1897725.8127 | 93360.7 | 93360.7 | 2068598.6922 | 77512.1795
1019.2768 | 7 | 17 | 35600.452 | 944339.1548 | 92124.8 | 92124.8 | 2055740.7603 | 1019276.8055
1993.2542 | 7 | 18 | 5285.7565 | 140210.2093 | 95955.3 | 95955.3 | 2229419.695 | 1993254.1857
2170.1605 | 7 | 19 | 0 | 0 | 98124 | 98124 | 2268284.5364 | 2170160.5364
2155.6738 | 7 | 20 | 0 | 0 | 99105 | 99105 | 2254778.7913 | 2155673.7913
2140.7064 | 7 | 21 | 0 | 0 | 99318.6 | 99318.6 | 2240025.0012 | 2140706.4012
2115.8484 | 7 | 22 | 0 | 0 | 99511.4 | 99511.4 | 2215359.8362 | 2115848.4362
2075.3406 | 7 | 23 | 0 | 0 | 91650.9 | 91650.9 | 2166991.541 | 2075340.641
2005.3802 | 7 | 0 | 0 | 0 | 84536.5 | 84536.5 | 2089916.698 | 2005380.198
1914.164 | 7 | 1 | 0 | 0 | 96080.7 | 96080.7 | 2010244.6568 | 1914163.9568
1847.4444 | 7 | 2 | 0 | 0 | 99327.2 | 99327.2 | 1946771.6002 | 1847444.4002
1809.3024 | 7 | 3 | 0 | 0 | 100134 | 100134 | 1909436.417 | 1809302.417
1775.8408 | 7 | 4 | 0 | 0 | 95337.1 | 95337.1 | 1871177.9142 | 1775840.8142
1710.5843 | 7 | 5 | 0 | 0 | 58523.5 | 58523.5 | 1769107.7612 | 1710584.2612
1560.5498 | 7 | 6 | 5032.541 | 133493.4038 | 58891.1 | 58891.1 | 1752934.3515 | 1560549.8477
720.7217 | 7 | 7 | 37695.968 | 999924.9043 | 54860.8 | 54860.8 | 1775507.368 | 720721.6636
-11.4617 | 7 | 8 | 68193.576 | 1808905.7949 | 49354.5 | 49354.5 | 1846798.5673 | -11461.7275
-386.3487 | 7 | 9 | 85647.408 | 2271886.9098 | 15792.7 | 15792.7 | 1901330.8889 | -386348.7209
-543.9402 | 7 | 10 | 92436.096 | 2451963.9461 | 19790.8 | 19790.8 | 1927814.5573 | -543940.1889
-632.4839 | 7 | 11 | 94890.32 | 2517064.7998 | 67292.8 | 67292.8 | 1951873.6821 | -632483.9178
-646.2101 | 7 | 12 | 95301.36 | 2527968.065 | 98703.1 | 98703.1 | 1980461.1109 | -646210.0541
-635.9247 | 7 | 13 | 94838.872 | 2515700.0879 | 95062.9 | 95062.9 | 1974838.2926 | -635924.6953
-624.6629 | 7 | 14 | 93762.744 | 2487154.6693 | 98793 | 98793 | 1961284.7584 | -624662.9109
-463.9635 | 7 | 15 | 87439.992 | 2319437.0718 | 98047.1 | 98047.1 | 1953520.6262 | -463963.5456
-98.6543 | 7 | 16 | 73212.792 | 1942045.7391 | 98413.5 | 98413.5 | 1941804.9233 | -98654.3158
860.6294 | 7 | 17 | 37962.572 | 1006996.8538 | 100133 | 100133 | 1967759.2594 | 860629.4056
1914.0461 | 7 | 18 | 5928.221 | 157252.2509 | 100036 | 100036 | 2171334.3125 | 1914046.0617
2166.0797 | 7 | 19 | 0 | 0 | 98132.9 | 98132.9 | 2264212.6082 | 2166079.7082
2211.3096 | 7 | 20 | 0 | 0 | 90448.9 | 90448.9 | 2301758.5491 | 2211309.6491
2215.9501 | 7 | 21 | 0 | 0 | 96316.6 | 96316.6 | 2312266.6602 | 2215950.0602
2203.7559 | 7 | 22 | 0 | 0 | 86101.4 | 86101.4 | 2289857.3006 | 2203755.9006
2150.3496 | 7 | 23 | 0 | 0 | 63472.6 | 63472.6 | 2213822.2425 | 2150349.6425
2072.9263 | 7 | 0 | 0 | 0 | 50737.3 | 50737.3 | 2123663.6099 | 2072926.3099
2012.1529 | 7 | 1 | 0 | 0 | 38858.3 | 38858.3 | 2051011.2011 | 2012152.9011
1949.5824 | 7 | 2 | 0 | 0 | 39084.3 | 39084.3 | 1988666.6761 | 1949582.3761
1872.9335 | 7 | 3 | 0 | 0 | 55484.1 | 55484.1 | 1928417.6137 | 1872933.5137
1872.8564 | 7 | 4 | 0 | 0 | 39351.5 | 39351.5 | 1912207.9209 | 1872856.4209
1863.016 | 7 | 5 | 0 | 0 | 17800.2 | 17800.2 | 1880816.23 | 1863016.03
1952.729 | 7 | 6 | 0 | 0 | 8502.8 | 8502.8 | 1961231.7693 | 1952728.9693
992.1797 | 7 | 7 | 38373.832 | 1017905.9546 | 18898.6 | 18898.6 | 2028984.2485 | 992179.6939
164.4166 | 7 | 8 | 74591.68 | 1978622.1828 | 33843.2 | 33843.2 | 2176882.0237 | 164416.6408
-133.7981 | 7 | 9 | 89908.272 | 2384910.7756 | 17713.9 | 17713.9 | 2268826.5676 | -133798.108
-239.9525 | 7 | 10 | 95839.248 | 2542236.1057 | 30322.3 | 30322.3 | 2332605.9143 | -239952.4914
-227.3535 | 7 | 11 | 96597.728 | 2562355.5795 | 32194.9 | 32194.9 | 2367196.9975 | -227353.482
-227.3256 | 7 | 12 | 96983.496 | 2572588.4784 | 25792.4 | 25792.4 | 2371055.2936 | -227325.5848
-228.8317 | 7 | 13 | 96987.216 | 2572687.1553 | 30839.9 | 30839.9 | 2374695.3359 | -228831.7194
-123.6434 | 7 | 14 | 93347.296 | 2476134.4774 | 14454.8 | 14454.8 | 2366945.8795 | -123643.3979
4.5731 | 7 | 15 | 88030.312 | 2335095.9261 | 1649.91 | 1649.91 | 2341318.9409 | 4573.1049
348.5555 | 7 | 16 | 74534.064 | 1977093.8583 | 0 | 0 | 2325649.3356 | 348555.4773
1181.9689 | 7 | 17 | 40940.564 | 1085991.2005 | 0 | 0 | 2267960.0877 | 1181968.8872
2217.1427 | 7 | 18 | 6850.235 | 181709.6348 | 4801.19 | 4801.19 | 2403653.5047 | 2217142.6799
2463.7935 | 7 | 19 | 0 | 0 | 2540.57 | 2540.57 | 2466334.1069 | 2463793.5369
2459.2047 | 7 | 20 | 0 | 0 | 331.763 | 331.763 | 2459536.4637 | 2459204.7007
2444.2195 | 7 | 21 | 0 | 0 | 0 | 0 | 2444219.4823 | 2444219.4823
2384.282 | 7 | 22 | 0 | 0 | 1524.68 | 1524.68 | 2385806.6367 | 2384281.9567
2264.6244 | 7 | 23 | 0 | 0 | 0 | 0 | 2264624.39 | 2264624.39
2180.8866 | 7 | 0 | 0 | 0 | 0 | 0 | 2180886.5868 | 2180886.5868
2086.8817 | 7 | 1 | 0 | 0 | 0 | 0 | 2086881.7476 | 2086881.7476
2020.5481 | 7 | 2 | 0 | 0 | 1948.55 | 1948.55 | 2022496.6657 | 2020548.1157
1948.6518 | 7 | 3 | 0 | 0 | 10285.7 | 10285.7 | 1958937.5266 | 1948651.8266
1915.756 | 7 | 4 | 0 | 0 | 17623.6 | 17623.6 | 1933379.5897 | 1915755.9897
1913.1633 | 7 | 5 | 0 | 0 | 15027.1 | 15027.1 | 1928190.4073 | 1913163.3073
1573.2809 | 7 | 6 | 15511.001 | 411445.4944 | 34524.9 | 34524.9 | 2019251.2954 | 1573280.901
788.8118 | 7 | 7 | 46808.892 | 1241654.727 | 21646.2 | 21646.2 | 2052112.729 | 788811.802
-59.7605 | 7 | 8 | 84306.888 | 2236328.2173 | 12032.6 | 12032.6 | 2188600.3159 | -59760.5015
-258.9296 | 7 | 9 | 96277.632 | 2553864.6989 | 399.816 | 399.816 | 2295334.9199 | -258929.595
-280.4101 | 7 | 10 | 99911.248 | 2650250.1567 | 0 | 0 | 2369840.0197 | -280410.137
-249.4483 | 7 | 11 | 100592.44 | 2668319.4856 | 0 | 0 | 2418871.1844 | -249448.3013
-247.9278 | 7 | 12 | 100663.232 | 2670197.3173 | 0 | 0 | 2422269.5343 | -247927.783
-245.2218 | 7 | 13 | 100389.152 | 2662927.0592 | 0 | 0 | 2417705.2479 | -245221.8113
-245.981 | 7 | 14 | 100476.992 | 2665257.1069 | 0 | 0 | 2419276.0592 | -245981.0477
-170.6594 | 7 | 15 | 96681.344 | 2564573.5812 | 0 | 0 | 2393914.2267 | -170659.3545
86.0294 | 7 | 16 | 85608.872 | 2270864.7022 | 0 | 0 | 2356894.1194 | 86029.4172
940.6144 | 7 | 17 | 50720.2 | 1345406.2549 | 0 | 0 | 2286020.6265 | 940614.3715
2209.6317 | 7 | 18 | 7866.2275 | 208659.8965 | 0 | 0 | 2418291.5468 | 2209631.6503
2470.2668 | 7 | 19 | 0 | 0 | 2092.25 | 2092.25 | 2472359.0015 | 2470266.7515
2462.5814 | 7 | 20 | 0 | 0 | 4545.08 | 4545.08 | 2467126.5138 | 2462581.4338
2431.699 | 7 | 21 | 0 | 0 | 16771.9 | 16771.9 | 2448470.866 | 2431698.966
2393.6227 | 7 | 22 | 0 | 0 | 1333.06 | 1333.06 | 2394955.7557 | 2393622.6957
2295.7324 | 7 | 23 | 0 | 0 | 0 | 0 | 2295732.4258 | 2295732.4258
2165.4845 | 7 | 0 | 0 | 0 | 0 | 0 | 2165484.4758 | 2165484.4758
2073.4568 | 7 | 1 | 0 | 0 | 5737.37 | 5737.37 | 2079194.1945 | 2073456.8245
2007.3041 | 7 | 2 | 0 | 0 | 5910.89 | 5910.89 | 2013214.9602 | 2007304.0702
1959.161 | 7 | 3 | 0 | 0 | 0 | 0 | 1959161.0356 | 1959161.0356
1940.2481 | 7 | 4 | 0 | 0 | 5019.15 | 5019.15 | 1945267.2866 | 1940248.1366
1904.5898 | 7 | 5 | 0 | 0 | 5397.98 | 5397.98 | 1909987.7586 | 1904589.7786
1565.6894 | 7 | 6 | 15258.151 | 404738.3842 | 1972.93 | 1972.93 | 1972400.7535 | 1565689.4393
790.803 | 7 | 7 | 46622.472 | 1236709.7419 | 0 | 0 | 2027512.7699 | 790803.028
-18.2234 | 7 | 8 | 82884.352 | 2198593.9649 | 0 | 0 | 2180370.6089 | -18223.356
-204.9867 | 7 | 9 | 93887.952 | 2490475.9422 | 0 | 0 | 2285489.2138 | -204986.7284
-253.7833 | 7 | 10 | 98099.04 | 2602179.4476 | 0 | 0 | 2348396.1499 | -253783.2977
-216.5908 | 7 | 11 | 97773.736 | 2593550.4194 | 5567.18 | 5567.18 | 2382526.7655 | -216590.834
-215.9607 | 7 | 12 | 97577.632 | 2588348.5561 | 21884.5 | 21884.5 | 2394272.3416 | -215960.7145
-207.0219 | 7 | 13 | 96900.432 | 2570385.1191 | 38457.3 | 38457.3 | 2401820.5383 | -207021.8808
-242.4883 | 7 | 14 | 96061.872 | 2548141.4397 | 77799.7 | 77799.7 | 2383452.7995 | -242488.3402
-51.0257 | 7 | 15 | 88464.92 | 2346624.357 | 57409.1 | 57409.1 | 2353007.8041 | -51025.6529
371.3423 | 7 | 16 | 72383.456 | 1920046.7359 | 20206.4 | 20206.4 | 2311595.4407 | 371342.3047
1205.5349 | 7 | 17 | 38304.456 | 1016065.6838 | 31833 | 31833 | 2253433.5512 | 1205534.8674
2223.4646 | 7 | 18 | 4184.1885 | 110989.9681 | 57630.5 | 57630.5 | 2392085.0686 | 2223464.6005
2395.1931 | 7 | 19 | 0 | 0 | 56511.3 | 56511.3 | 2451704.375 | 2395193.075
2380.0293 | 7 | 20 | 0 | 0 | 54622 | 54622 | 2434651.2552 | 2380029.2552
2350.4125 | 7 | 21 | 0 | 0 | 66580.1 | 66580.1 | 2416992.5676 | 2350412.4676
2275.0254 | 7 | 22 | 0 | 0 | 88264.9 | 88264.9 | 2363290.2856 | 2275025.3856
2174.7418 | 7 | 23 | 0 | 0 | 98170.2 | 98170.2 | 2272911.9945 | 2174741.7945
2066.2984 | 7 | 0 | 0 | 0 | 70375.9 | 70375.9 | 2136674.2899 | 2066298.3899
2001.4511 | 7 | 1 | 0 | 0 | 53036.5 | 53036.5 | 2054487.6136 | 2001451.1136
1938.8295 | 7 | 2 | 0 | 0 | 47263.4 | 47263.4 | 1986092.871 | 1938829.471
1875.7298 | 7 | 3 | 0 | 0 | 73827 | 73827 | 1949556.7914 | 1875729.7914
1829.6512 | 7 | 4 | 0 | 0 | 94132.2 | 94132.2 | 1923783.38 | 1829651.18
1792.4549 | 7 | 5 | 0 | 0 | 97521 | 97521 | 1889975.8659 | 1792454.8659
1779.4018 | 7 | 6 | 3175.6298 | 84236.8944 | 97701.2 | 97701.2 | 1961339.8782 | 1779401.7838
987.7004 | 7 | 7 | 35199.12 | 933693.4045 | 91743.6 | 91743.6 | 2013137.367 | 987700.3625
221.1743 | 7 | 8 | 70160.328 | 1861075.9449 | 75157.9 | 75157.9 | 2157408.1134 | 221174.2685
231.5495 | 7 | 9 | 72480.384 | 1922617.8523 | 94037.8 | 94037.8 | 2248205.1369 | 231549.4846
-276.1828 | 7 | 10 | 94656.352 | 2510858.5544 | 85588.2 | 85588.2 | 2320263.9086 | -276182.8458
-189.2938 | 7 | 11 | 91422.544 | 2425078.4212 | 84585.4 | 84585.4 | 2320369.9769 | -189293.8443
-95.9428 | 7 | 12 | 87979.248 | 2333741.4002 | 87839.8 | 87839.8 | 2325638.4442 | -95942.7559
-328.0708 | 7 | 13 | 96436.552 | 2558080.2179 | 92725 | 92725 | 2322734.4369 | -328070.781
-310.9062 | 7 | 14 | 95316.536 | 2528370.6242 | 98642.5 | 98642.5 | 2316106.8884 | -310906.2358
-137.894 | 7 | 15 | 87644.76 | 2324868.7568 | 92187.4 | 92187.4 | 2279162.1966 | -137893.9601
318.5139 | 7 | 16 | 70084.944 | 1859076.3056 | 74661.2 | 74661.2 | 2252251.3581 | 318513.8525
1086.5945 | 7 | 17 | 38852.624 | 1030606.4122 | 78492.9 | 78492.9 | 2195693.8346 | 1086594.5224
2124.4782 | 7 | 18 | 4648.5855 | 123308.5833 | 93793.3 | 93793.3 | 2341580.0593 | 2124478.176
2360.915 | 7 | 19 | 0 | 0 | 96459.3 | 96459.3 | 2457374.259 | 2360914.959
2367.5715 | 7 | 20 | 0 | 0 | 98363.8 | 98363.8 | 2465935.2623 | 2367571.4623
2375.2838 | 7 | 21 | 0 | 0 | 92701.7 | 92701.7 | 2467985.5115 | 2375283.8115
2341.7624 | 7 | 22 | 0 | 0 | 80639.6 | 80639.6 | 2422402.0308 | 2341762.4308
2252.5551 | 7 | 23 | 0 | 0 | 67811.1 | 67811.1 | 2320366.1836 | 2252555.0836
2127.928 | 7 | 0 | 0 | 0 | 78897.9 | 78897.9 | 2206825.9237 | 2127928.0237
2046.1461 | 7 | 1 | 0 | 0 | 74689.3 | 74689.3 | 2120835.3868 | 2046146.0868
1964.7634 | 7 | 2 | 0 | 0 | 78612.3 | 78612.3 | 2043375.7304 | 1964763.4304
1922.0139 | 7 | 3 | 0 | 0 | 62915.3 | 62915.3 | 1984929.1903 | 1922013.8903
1909.5863 | 7 | 4 | 0 | 0 | 48202.2 | 48202.2 | 1957788.4868 | 1909586.2868
1870.936 | 7 | 5 | 0 | 0 | 46863.1 | 46863.1 | 1917799.0647 | 1870935.9647
1836.1237 | 7 | 6 | 4511.097 | 119661.5573 | 32612.3 | 32612.3 | 1988397.6033 | 1836123.7459
958.2041 | 7 | 7 | 40167.708 | 1065490.3882 | 33572.7 | 33572.7 | 2057267.209 | 958204.1208
155.558 | 7 | 8 | 76038.888 | 2017010.8859 | 34754.5 | 34754.5 | 2207323.3549 | 155557.9691
-179.7398 | 7 | 9 | 91760.856 | 2434052.5002 | 51722.7 | 51722.7 | 2306035.3908 | -179739.8094
-291.7821 | 7 | 10 | 97904.896 | 2597029.5753 | 58446.4 | 58446.4 | 2363693.889 | -291782.0863
-363.4467 | 7 | 11 | 101151.384 | 2683146.0588 | 73665.1 | 73665.1 | 2393364.4643 | -363446.6945
-376.2758 | 7 | 12 | 101376.472 | 2689116.7529 | 87766 | 87766 | 2400606.9231 | -376275.8298
-401.838 | 7 | 13 | 101126.576 | 2682488.0007 | 97816.2 | 97816.2 | 2378466.1753 | -401838.0254
-351.2662 | 7 | 14 | 99384.616 | 2636280.6931 | 98750.3 | 98750.3 | 2383764.8137 | -351266.1794
-226.6403 | 7 | 15 | 93824.608 | 2488795.6765 | 98731.8 | 98731.8 | 2360887.183 | -226640.2935
95.1694 | 7 | 16 | 79770.56 | 2115997.3814 | 92935.2 | 92935.2 | 2304101.9949 | 95169.4135
948.0084 | 7 | 17 | 45196.464 | 1198883.391 | 93973.1 | 93973.1 | 2240864.9018 | 948008.4108
2098.3041 | 7 | 18 | 6819.842 | 180903.4287 | 93778.7 | 93778.7 | 2372986.2592 | 2098304.1305
2315.6048 | 7 | 19 | 0 | 0 | 70553.6 | 70553.6 | 2386158.4442 | 2315604.8442
2320.2369 | 7 | 20 | 0 | 0 | 37801.5 | 37801.5 | 2358038.3637 | 2320236.8637
2287.0473 | 7 | 21 | 0 | 0 | 54466.3 | 54466.3 | 2341513.6141 | 2287047.3141
2260.4125 | 7 | 22 | 0 | 0 | 49513.3 | 49513.3 | 2309925.8426 | 2260412.5426
2232.5112 | 7 | 23 | 0 | 0 | 17561.8 | 17561.8 | 2250073.0046 | 2232511.2046
2161.432 | 7 | 0 | 0 | 0 | 10019.5 | 10019.5 | 2171451.4973 | 2161431.9973
2074.9592 | 7 | 1 | 0 | 0 | 11716.3 | 11716.3 | 2086675.4589 | 2074959.1589
1998.6946 | 7 | 2 | 0 | 0 | 28480.6 | 28480.6 | 2027175.2398 | 1998694.6398
1946.781 | 7 | 3 | 0 | 0 | 18258.8 | 18258.8 | 1965039.8182 | 1946781.0182
1895.5036 | 7 | 4 | 0 | 0 | 31055.3 | 31055.3 | 1926558.8946 | 1895503.5946
1825.3588 | 7 | 5 | 0 | 0 | 11650.8 | 11650.8 | 1837009.6026 | 1825358.8026
1666.7484 | 7 | 6 | 5904.9925 | 156636.0906 | 9743.67 | 9743.67 | 1833128.1969 | 1666748.4362
693.4658 | 7 | 7 | 44969.244 | 1192856.1433 | 8291.75 | 8291.75 | 1894613.7264 | 693465.8331
1847.5384 | 7 | 8 | 5139.598 | 136333.2025 | 6940.29 | 6940.29 | 1990811.8709 | 1847538.3784
-450.1883 | 7 | 9 | 94124.808 | 2496758.7949 | 18074.3 | 18074.3 | 2064644.804 | -450188.2909
-515.4689 | 7 | 10 | 97996.944 | 2599471.2446 | 15477.5 | 15477.5 | 2099479.8529 | -515468.8917
-551.4829 | 7 | 11 | 99002.4 | 2626142.0147 | 61384.5 | 61384.5 | 2136043.6618 | -551482.8529
-523.9244 | 7 | 12 | 98741.216 | 2619213.8364 | 45781.3 | 45781.3 | 2141070.7628 | -523924.3737
-567.2316 | 7 | 13 | 98643.936 | 2616633.3829 | 67280.7 | 67280.7 | 2116682.5092 | -567231.5737
-553.1406 | 7 | 14 | 96899.456 | 2570359.2297 | 54485.5 | 54485.5 | 2071704.0892 | -553140.6405
-376.0539 | 7 | 15 | 90906.04 | 2411377.6134 | 49144.2 | 49144.2 | 2084467.8926 | -376053.9208
59.8517 | 7 | 16 | 75990.464 | 2015726.3887 | 0 | 0 | 2075578.0551 | 59851.6664
960.3216 | 7 | 17 | 41421.972 | 1098761.0502 | 0 | 0 | 2059082.6691 | 960321.6188
2098.4253 | 7 | 18 | 4992.713 | 132436.9245 | 5583.14 | 5583.14 | 2236445.3666 | 2098425.302
2253.6345 | 7 | 19 | 0 | 0 | 22361.2 | 22361.2 | 2275995.7053 | 2253634.5053
2205.1573 | 7 | 20 | 0 | 0 | 52058.6 | 52058.6 | 2257215.9276 | 2205157.3276
2190.2874 | 7 | 21 | 0 | 0 | 54681.8 | 54681.8 | 2244969.229 | 2190287.429
2175.3421 | 7 | 22 | 0 | 0 | 49123.8 | 49123.8 | 2224465.8534 | 2175342.0534
2150.1766 | 7 | 23 | 0 | 0 | 26687 | 26687 | 2176863.6436 | 2150176.6436
2095.7597 | 7 | 0 | 0 | 0 | 3161.54 | 3161.54 | 2098921.2571 | 2095759.7171
2016.0104 | 7 | 1 | 0 | 0 | 3516.27 | 3516.27 | 2019526.6441 | 2016010.3741
1938.2233 | 7 | 2 | 0 | 0 | 18309.6 | 18309.6 | 1956532.8675 | 1938223.2675
1878.7738 | 7 | 3 | 0 | 0 | 41295.9 | 41295.9 | 1920069.7253 | 1878773.8253
1819.1789 | 7 | 4 | 0 | 0 | 62208 | 62208 | 1881386.8813 | 1819178.8813
1710.7696 | 7 | 5 | 0 | 0 | 61627 | 61627 | 1772396.5959 | 1710769.5959
1573.4269 | 7 | 6 | 4106.777 | 108936.5472 | 73605.4 | 73605.4 | 1755968.8324 | 1573426.8852
617.5872 | 7 | 7 | 41106.384 | 1090389.7491 | 72588.5 | 72588.5 | 1780565.4102 | 617587.1612
-300.717 | 7 | 8 | 78497.12 | 2082218.056 | 71349.8 | 71349.8 | 1852850.8173 | -300717.0386
-622.3215 | 7 | 9 | 93658.64 | 2484393.202 | 43868.1 | 43868.1 | 1905939.757 | -622321.545
-769.4097 | 7 | 10 | 98441.4 | 2611260.904 | 91563.9 | 91563.9 | 1933415.123 | -769409.6811
-597.6155 | 7 | 11 | 92460.832 | 2452620.0944 | 99558.1 | 99558.1 | 1954562.6598 | -597615.5345
-758.973 | 7 | 12 | 99683.928 | 2644220.2564 | 98190.8 | 98190.8 | 1983438.0516 | -758973.0048
-758.3042 | 7 | 13 | 99471.216 | 2638577.8485 | 97781.1 | 97781.1 | 1978054.7927 | -758304.1558
-760.2333 | 7 | 14 | 98970.648 | 2625299.7598 | 98328.7 | 98328.7 | 1963395.1702 | -760233.2896
-659.3701 | 7 | 15 | 94983.336 | 2519532.1464 | 95041.7 | 95041.7 | 1955203.7029 | -659370.1434
-357.6264 | 7 | 16 | 83723.56 | 2220854.8332 | 81500 | 81500 | 1944728.4157 | -357626.4175
611.4795 | 7 | 17 | 48319.08 | 1281714.0403 | 79134.6 | 79134.6 | 1972328.1128 | 611479.4725
1889.7229 | 7 | 18 | 7768.5595 | 206069.1508 | 83442.4 | 83442.4 | 2179234.4246 | 1889722.8737
2185.9009 | 7 | 19 | 0 | 0 | 88901.5 | 88901.5 | 2274802.4107 | 2185900.9107
2218.9713 | 7 | 20 | 0 | 0 | 92535.1 | 92535.1 | 2311506.4061 | 2218971.3061
2222.8005 | 7 | 21 | 0 | 0 | 95824.7 | 95824.7 | 2318625.1799 | 2222800.4799
2222.928 | 7 | 22 | 0 | 0 | 72702.2 | 72702.2 | 2295630.1618 | 2222927.9618
2167.828 | 7 | 23 | 0 | 0 | 54643.6 | 54643.6 | 2222471.6113 | 2167828.0113
1990.5403 | 8 | 0 | 0 | 0 | 52950 | 52950 | 2043490.3425 | 1990540.3425
1913.671 | 8 | 1 | 0 | 0 | 50967.6 | 50967.6 | 1964638.629 | 1913671.029
1874.5308 | 8 | 2 | 0 | 0 | 28800.2 | 28800.2 | 1903330.9803 | 1874530.7803
1808.0093 | 8 | 3 | 0 | 0 | 39335.1 | 39335.1 | 1847344.4349 | 1808009.3349
1786.695 | 8 | 4 | 0 | 0 | 46466.9 | 46466.9 | 1833161.8725 | 1786694.9725
1734.4323 | 8 | 5 | 0 | 0 | 68047.5 | 68047.5 | 1802479.8009 | 1734432.3009
1712.5724 | 8 | 6 | 3680.8955 | 97639.5959 | 71710.5 | 71710.5 | 1881922.4969 | 1712572.4011
773.4677 | 8 | 7 | 41417.116 | 1098632.2398 | 76887.5 | 76887.5 | 1948987.4196 | 773467.6798
-125.7091 | 8 | 8 | 80437.312 | 2133683.6743 | 80948.5 | 80948.5 | 2088923.1019 | -125709.0723
-416.0889 | 8 | 9 | 94193.72 | 2498586.7576 | 93175.9 | 93175.9 | 2175673.7841 | -416088.8735
-472.1291 | 8 | 10 | 98681.88 | 2617639.8871 | 98153.9 | 98153.9 | 2243664.695 | -472129.0921
-493.9448 | 8 | 11 | 100744.264 | 2672346.7757 | 98765.7 | 98765.7 | 2277167.6971 | -493944.7786
-494.8389 | 8 | 12 | 100801.312 | 2673860.0335 | 98084.3 | 98084.3 | 2277105.4583 | -494838.8752
-479.9005 | 8 | 13 | 100441.608 | 2664318.5094 | 91000 | 91000 | 2275417.9736 | -479900.5358
-449.4141 | 8 | 14 | 98877.96 | 2622841.1138 | 96111.2 | 96111.2 | 2269538.2015 | -449414.1123
-352.7877 | 8 | 15 | 94385.592 | 2503676.3627 | 95185.4 | 95185.4 | 2246074.0454 | -352787.7173
-48.8061 | 8 | 16 | 82325.096 | 2183759.1156 | 94320.9 | 94320.9 | 2229273.9232 | -48806.0924
838.582 | 8 | 17 | 46569.656 | 1235308.7423 | 96416.6 | 96416.6 | 2170307.3779 | 838582.0355
1993.3761 | 8 | 18 | 8023.9515 | 212843.6902 | 95962.6 | 95962.6 | 2302182.4376 | 1993376.1474
2278.7311 | 8 | 19 | 0 | 0 | 84758.6 | 84758.6 | 2363489.679 | 2278731.079
2300.6907 | 8 | 20 | 0 | 0 | 60901.4 | 60901.4 | 2361592.1345 | 2300690.7345
2299.2881 | 8 | 21 | 0 | 0 | 48452.5 | 48452.5 | 2347740.5575 | 2299288.0575
2220.6537 | 8 | 22 | 0 | 0 | 67662.1 | 67662.1 | 2288315.8048 | 2220653.7048
2109.7605 | 8 | 23 | 0 | 0 | 53898.3 | 53898.3 | 2163658.8029 | 2109760.5029
2026.7907 | 8 | 0 | 0 | 0 | 63808.6 | 63808.6 | 2090599.2567 | 2026790.6567
1945.8317 | 8 | 1 | 0 | 0 | 59345.2 | 59345.2 | 2005176.9378 | 1945831.7378
1898.7303 | 8 | 2 | 0 | 0 | 45223.1 | 45223.1 | 1943953.3909 | 1898730.2909
1839.7387 | 8 | 3 | 0 | 0 | 43016.7 | 43016.7 | 1882755.3618 | 1839738.6618
1794.2643 | 8 | 4 | 0 | 0 | 60711.2 | 60711.2 | 1854975.4847 | 1794264.2847
1806.6569 | 8 | 5 | 0 | 0 | 43924.3 | 43924.3 | 1850581.1598 | 1806656.8598
1802.6802 | 8 | 6 | 3931.0667 | 104275.6494 | 33845.3 | 33845.3 | 1940801.1022 | 1802680.1528
903.0729 | 8 | 7 | 38552.036 | 1022633.0017 | 47926 | 47926 | 1973631.9069 | 903072.9051
38.4994 | 8 | 8 | 75542.592 | 2003846.1164 | 63887.7 | 63887.7 | 2106233.2293 | 38499.4129
-180.6205 | 8 | 9 | 88372.808 | 2344180.99 | 40166.6 | 40166.6 | 2203727.1337 | -180620.4563
-168.686 | 8 | 10 | 89637.72 | 2377734.1013 | 64483.2 | 64483.2 | 2273531.343 | -168685.9584
-356.5329 | 8 | 11 | 98232.184 | 2605711.2312 | 66390.1 | 66390.1 | 2315568.4512 | -356532.88
-237.3176 | 8 | 12 | 93804.712 | 2488267.9143 | 69347.9 | 69347.9 | 2320298.2485 | -237317.5658
-122.2267 | 8 | 13 | 90122.52 | 2390593.9274 | 47450.4 | 47450.4 | 2315817.6566 | -122226.6708
-235.861 | 8 | 14 | 94365.784 | 2503150.9349 | 42687.4 | 42687.4 | 2309977.3196 | -235861.0153
26.6688 | 8 | 15 | 84110.376 | 2231115.5314 | 27783.6 | 27783.6 | 2285567.9377 | 26668.8063
690.3172 | 8 | 16 | 58112.88 | 1541504.8096 | 30596.8 | 30596.8 | 2262418.8039 | 690317.1943
1657.7538 | 8 | 17 | 19281.494 | 511461.7575 | 25693.7 | 25693.7 | 2194909.2531 | 1657753.7956
2257.4504 | 8 | 18 | 1398.5422 | 37097.7932 | 31022.2 | 31022.2 | 2325570.3992 | 2257450.406
2361.8804 | 8 | 19 | 0 | 0 | 14432.8 | 14432.8 | 2376313.2122 | 2361880.4122
2369.5578 | 8 | 20 | 0 | 0 | 4532.09 | 4532.09 | 2374089.8995 | 2369557.8095
2352.7904 | 8 | 21 | 0 | 0 | 5357.98 | 5357.98 | 2358148.3712 | 2352790.3912
2305.2031 | 8 | 22 | 0 | 0 | 1806.57 | 1806.57 | 2307009.6807 | 2305203.1107
2204.0499 | 8 | 23 | 0 | 0 | 0 | 0 | 2204049.9353 | 2204049.9353
2075.6751 | 8 | 0 | 0 | 0 | 0 | 0 | 2075675.0597 | 2075675.0597
1994.7923 | 8 | 1 | 0 | 0 | 0 | 0 | 1994792.3362 | 1994792.3362
1925.8762 | 8 | 2 | 0 | 0 | 6924.89 | 6924.89 | 1932801.1243 | 1925876.2343
1865.517 | 8 | 3 | 0 | 0 | 17188.5 | 17188.5 | 1882705.4703 | 1865516.9703
1864.6683 | 8 | 4 | 0 | 0 | 7967.13 | 7967.13 | 1872635.4304 | 1864668.3004
1828.516 | 8 | 5 | 0 | 0 | 10017.9 | 10017.9 | 1838533.9019 | 1828516.0019
1869.2737 | 8 | 6 | 1127.6534 | 29912.183 | 5250.8 | 5250.8 | 1904436.7127 | 1869273.7297
1471.5734 | 8 | 7 | 17805.014 | 472296.5841 | 7896.22 | 7896.22 | 1951766.1773 | 1471573.3732
1031.0079 | 8 | 8 | 39578.964 | 1049873.339 | 10629.3 | 10629.3 | 2091510.5683 | 1031007.9292
156.9562 | 8 | 9 | 76481.696 | 2028756.8304 | 4994.79 | 4994.79 | 2190707.7756 | 156956.1552
-254.157 | 8 | 10 | 94487.984 | 2506392.4174 | 2241.1 | 2241.1 | 2254476.4723 | -254157.0451
875.4115 | 8 | 11 | 53098.408 | 1408490.7049 | 5349.75 | 5349.75 | 2289251.9576 | 875411.5027
-5.572 | 8 | 12 | 86352.232 | 2290583.1022 | 8398.56 | 8398.56 | 2293409.6131 | -5572.0491
-306.3316 | 8 | 13 | 97934.12 | 2597804.7725 | 8277.08 | 8277.08 | 2299750.2266 | -306331.6259
-249.9552 | 8 | 14 | 95007.072 | 2520161.7685 | 14849.6 | 14849.6 | 2285056.1879 | -249955.1806
-79.2532 | 8 | 15 | 87174.24 | 2312387.7226 | 22074.7 | 22074.7 | 2255209.2026 | -79253.2199
372.5103 | 8 | 16 | 68902.944 | 1827722.5216 | 17937.7 | 17937.7 | 2218170.5247 | 372510.3031
1202.9846 | 8 | 17 | 35807.272 | 949825.2712 | 14928.6 | 14928.6 | 2167738.5194 | 1202984.6482
2206.5059 | 8 | 18 | 3071.2607 | 81468.3977 | 12908.9 | 12908.9 | 2300883.1963 | 2206505.8986
2341.9691 | 8 | 19 | 0 | 0 | 18251.1 | 18251.1 | 2360220.1627 | 2341969.0627
2320.8262 | 8 | 20 | 0 | 0 | 25783.7 | 25783.7 | 2346609.9243 | 2320826.2243
2302.6999 | 8 | 21 | 0 | 0 | 33204.5 | 33204.5 | 2335904.3839 | 2302699.8839
2265.5313 | 8 | 22 | 0 | 0 | 13338.3 | 13338.3 | 2278869.5932 | 2265531.2932
2168.6349 | 8 | 23 | 0 | 0 | 18255.4 | 18255.4 | 2186890.3301 | 2168634.9301
2041.3156 | 8 | 0 | 0 | 0 | 11991.4 | 11991.4 | 2053307.0006 | 2041315.6006
1957.4759 | 8 | 1 | 0 | 0 | 15007.7 | 15007.7 | 1972483.5947 | 1957475.8947
1894.7552 | 8 | 2 | 0 | 0 | 9616.17 | 9616.17 | 1904371.3311 | 1894755.1611
1862.4877 | 8 | 3 | 0 | 0 | 6425.39 | 6425.39 | 1868913.0488 | 1862487.6588
1837.3224 | 8 | 4 | 0 | 0 | 7291.87 | 7291.87 | 1844614.278 | 1837322.408
1803.4659 | 8 | 5 | 0 | 0 | 7579.56 | 7579.56 | 1811045.4232 | 1803465.8632
1794.7772 | 8 | 6 | 3310.9952 | 87827.6056 | 4513.99 | 4513.99 | 1887118.8441 | 1794777.2485
893.2786 | 8 | 7 | 39171.408 | 1039062.4906 | 0 | 0 | 1932341.0881 | 893278.5974
86.6998 | 8 | 8 | 74609.6 | 1979097.5296 | 0 | 0 | 2065797.2957 | 86699.7662
-201.6612 | 8 | 9 | 88704.368 | 2352975.9651 | 0 | 0 | 2151314.774 | -201661.1911
-320.0607 | 8 | 10 | 95592.696 | 2535696.0565 | 0 | 0 | 2215635.3157 | -320060.7408
-385.6895 | 8 | 11 | 98064.896 | 2601273.7424 | 1467.65 | 1467.65 | 2217051.895 | -385689.4974
-384.0267 | 8 | 12 | 98461.216 | 2611786.5441 | 1901.17 | 1901.17 | 2229661.0228 | -384026.6913
-388.8422 | 8 | 13 | 98139.32 | 2603247.9167 | 11753.8 | 11753.8 | 2226159.5622 | -388842.1544
-392.0701 | 8 | 14 | 97650.512 | 2590281.7742 | 26796.9 | 26796.9 | 2225008.5635 | -392070.1107
-256.8953 | 8 | 15 | 91461.984 | 2426124.6084 | 28392.2 | 28392.2 | 2197621.4701 | -256895.3383
94.3433 | 8 | 16 | 77857.192 | 2065243.2977 | 10896.1 | 10896.1 | 2170482.6744 | 94343.2766
2074.9237 | 8 | 17 | 1477.15 | 39182.9458 | 855.823 | 855.823 | 2114962.4547 | 2074923.6858
2094.3 | 8 | 18 | 5927.473 | 157232.4094 | 1330.98 | 1330.98 | 2252863.3518 | 2094299.9624
2361.0343 | 8 | 19 | 0 | 0 | 1994.73 | 1994.73 | 2363029.0093 | 2361034.2793
2369.5908 | 8 | 20 | 0 | 0 | 2595.62 | 2595.62 | 2372186.3786 | 2369590.7586
2378.8029 | 8 | 21 | 0 | 0 | 0 | 0 | 2378802.8501 | 2378802.8501
2333.9629 | 8 | 22 | 0 | 0 | 0 | 0 | 2333962.8594 | 2333962.8594
2235.8354 | 8 | 23 | 0 | 0 | 0 | 0 | 2235835.3606 | 2235835.3606
2125.7664 | 8 | 0 | 0 | 0 | 0 | 0 | 2125766.4135 | 2125766.4135
2045.0411 | 8 | 1 | 0 | 0 | 0 | 0 | 2045041.0862 | 2045041.0862
1970.4233 | 8 | 2 | 0 | 0 | 0 | 0 | 1970423.2646 | 1970423.2646
1914.5789 | 8 | 3 | 0 | 0 | 0 | 0 | 1914578.9067 | 1914578.9067
1889.8617 | 8 | 4 | 0 | 0 | 0 | 0 | 1889861.7066 | 1889861.7066
1850.6397 | 8 | 5 | 0 | 0 | 0 | 0 | 1850639.6871 | 1850639.6871
1769.6221 | 8 | 6 | 5490.8885 | 145651.5497 | 0 | 0 | 1915273.6336 | 1769622.0839
780.8419 | 8 | 7 | 44993.86 | 1193509.1084 | 0 | 0 | 1974350.9657 | 780841.8573
42.9394 | 8 | 8 | 77979.832 | 2068496.4517 | 0 | 0 | 2111435.8648 | 42939.4131
-242.4919 | 8 | 9 | 91917.08 | 2438196.5049 | 0 | 0 | 2195704.6475 | -242491.8574
-340.3257 | 8 | 10 | 97064.232 | 2574730.0851 | 14355.6 | 14355.6 | 2248760.0329 | -340325.6523
-352.2077 | 8 | 11 | 98498.248 | 2612768.8566 | 16371.1 | 16371.1 | 2276932.2777 | -352207.6788
-332.5083 | 8 | 12 | 98447.824 | 2611431.3073 | 2170.83 | 2170.83 | 2281093.8528 | -332508.2846
-357.1766 | 8 | 13 | 98459.816 | 2611749.4077 | 2692.58 | 2692.58 | 2257265.4119 | -357176.5758
-198.84 | 8 | 14 | 92324.536 | 2449004.7007 | 4376.09 | 4376.09 | 2254540.8065 | -198839.9842
782.7343 | 8 | 15 | 54595.716 | 1448208.3627 | 7049.67 | 7049.67 | 2237992.3127 | 782734.28
1223.2614 | 8 | 16 | 35759.512 | 948558.3874 | 5585.66 | 5585.66 | 2177405.4409 | 1223261.3935
1671.5934 | 8 | 17 | 16859.284 | 447210.1085 | 2729.95 | 2729.95 | 2121533.5003 | 1671593.4418
2061.6081 | 8 | 18 | 7135.228 | 189269.3716 | 1549.29 | 1549.29 | 2252426.7677 | 2061608.1061
2259.6907 | 8 | 19 | 0 | 0 | 6717.56 | 6717.56 | 2266408.2195 | 2259690.6595
2228.9957 | 8 | 20 | 0 | 0 | 14851.6 | 14851.6 | 2243847.3459 | 2228995.7459
2186.6784 | 8 | 21 | 0 | 0 | 46666.8 | 46666.8 | 2233345.1738 | 2186678.3738
2199.3992 | 8 | 22 | 0 | 0 | 5709.48 | 5709.48 | 2205108.7061 | 2199399.2261
2149.6888 | 8 | 23 | 0 | 0 | 0 | 0 | 2149688.8176 | 2149688.8176
2072.9105 | 8 | 0 | 0 | 0 | 4439.1 | 4439.1 | 2077349.5627 | 2072910.4627
1975.7563 | 8 | 1 | 0 | 0 | 20460.8 | 20460.8 | 1996217.0543 | 1975756.2543
1933.9503 | 8 | 2 | 0 | 0 | 6231.32 | 6231.32 | 1940181.5926 | 1933950.2726
1883.3164 | 8 | 3 | 0 | 0 | 0 | 0 | 1883316.4173 | 1883316.4173
1833.7632 | 8 | 4 | 0 | 0 | 11838.2 | 11838.2 | 1845601.3705 | 1833763.1705
1744.9104 | 8 | 5 | 0 | 0 | 7350.89 | 7350.89 | 1752261.3294 | 1744910.4394
1514.7414 | 8 | 6 | 8522.478 | 226067.6261 | 2877.1 | 2877.1 | 1743686.1631 | 1514741.437
411.3039 | 8 | 7 | 51905.116 | 1376837.3888 | 9202.6 | 9202.6 | 1797343.8779 | 411303.889
-469.5256 | 8 | 8 | 88082.136 | 2336470.6118 | 18670.7 | 18670.7 | 1885615.741 | -469525.5708
-624.8182 | 8 | 9 | 96513.256 | 2560114.8715 | 21753.2 | 21753.2 | 1957049.8872 | -624818.1843
-639.7548 | 8 | 10 | 99176.888 | 2630770.4911 | 0 | 0 | 1991015.6852 | -639754.8058
-639.1691 | 8 | 11 | 100436.408 | 2664180.5739 | 0 | 0 | 2025011.4667 | -639169.1072
-650.0309 | 8 | 12 | 100664.752 | 2670237.6369 | 11382.5 | 11382.5 | 2031589.2235 | -650030.9134
-658.6137 | 8 | 13 | 100335.872 | 2661513.7516 | 6655.77 | 6655.77 | 2009555.8306 | -658613.691
-677.0197 | 8 | 14 | 98803.32 | 2620861.2099 | 24050.4 | 24050.4 | 1967891.8652 | -677019.7447
6.8967 | 8 | 15 | 72871.08 | 1932981.4716 | 36714.5 | 36714.5 | 1976592.6228 | 6896.6512
276.8558 | 8 | 16 | 62106.16 | 1647430.7304 | 42535.6 | 42535.6 | 1966822.1037 | 276855.7732
819.3541 | 8 | 17 | 41621.956 | 1104065.8346 | 28147.5 | 28147.5 | 1951567.4719 | 819354.1372
1987.4458 | 8 | 18 | 4579.711 | 121481.6153 | 14674.3 | 14674.3 | 2123601.7365 | 1987445.8212
2156.5421 | 8 | 19 | 0 | 0 | 2714.89 | 2714.89 | 2159256.9444 | 2156542.0544
2143.2402 | 8 | 20 | 0 | 0 | 0 | 0 | 2143240.169 | 2143240.169
2128.1847 | 8 | 21 | 0 | 0 | 5160.03 | 5160.03 | 2133344.7597 | 2128184.7297
2091.2326 | 8 | 22 | 0 | 0 | 15073.1 | 15073.1 | 2106305.6672 | 2091232.5672
2026.6337 | 8 | 23 | 0 | 0 | 33728.1 | 33728.1 | 2060361.7584 | 2026633.6584
1964.6441 | 8 | 0 | 0 | 0 | 22352.8 | 22352.8 | 1986996.8866 | 1964644.0866
1886.2705 | 8 | 1 | 0 | 0 | 29012.6 | 29012.6 | 1915283.1244 | 1886270.5244
1831.0127 | 8 | 2 | 0 | 0 | 24764.2 | 24764.2 | 1855776.8942 | 1831012.6942
1796.96 | 8 | 3 | 0 | 0 | 21344.7 | 21344.7 | 1818304.7398 | 1796960.0398
1762.4495 | 8 | 4 | 0 | 0 | 18700.4 | 18700.4 | 1781149.8805 | 1762449.4805
1655.8205 | 8 | 5 | 0 | 0 | 23165.5 | 23165.5 | 1678986.0056 | 1655820.5056
1402.1992 | 8 | 6 | 8769.432 | 232618.3387 | 27618.3 | 27618.3 | 1662435.8161 | 1402199.1773
306.8699 | 8 | 7 | 51332.464 | 1361647.1967 | 18807.9 | 18807.9 | 1687325.0352 | 306869.9384
1082.4687 | 8 | 8 | 25034.766 | 664073.3035 | 11293.4 | 11293.4 | 1757835.368 | 1082468.6646
888.2658 | 8 | 9 | 34702.144 | 920510.5973 | 843.697 | 843.697 | 1809620.074 | 888265.7797
-604.6952 | 8 | 10 | 91969.784 | 2439594.5335 | 0 | 0 | 1834899.3806 | -604695.1529
-797.3283 | 8 | 11 | 100001.992 | 2652657.236 | 0 | 0 | 1855328.9089 | -797328.3271
163.8883 | 8 | 12 | 64748.784 | 1717529.0908 | 2334.68 | 2334.68 | 1883752.1185 | 163888.3477
1250.3359 | 8 | 13 | 22462.462 | 595840.2545 | 32230.8 | 32230.8 | 1878406.9061 | 1250335.8516
1477.7074 | 8 | 14 | 12757.22 | 338398.5785 | 49502.6 | 49502.6 | 1865608.5803 | 1477707.4017
1261.8387 | 8 | 15 | 20098.222 | 533126.3203 | 62307.4 | 62307.4 | 1857272.4192 | 1261838.6989
1006.057 | 8 | 16 | 29395.618 | 779749.4553 | 61683.8 | 61683.8 | 1847490.2933 | 1006057.038
1559.1185 | 8 | 17 | 9197.124 | 243963.3155 | 68671.3 | 68671.3 | 1871753.1112 | 1559118.4957
1912.7908 | 8 | 18 | 3228.5293 | 85640.1088 | 69744.9 | 69744.9 | 2068175.8084 | 1912790.7996
2112.4512 | 8 | 19 | 0 | 0 | 49058.8 | 49058.8 | 2161510.0103 | 2112451.2103
2168.018 | 8 | 20 | 0 | 0 | 30505.8 | 30505.8 | 2198523.7908 | 2168017.9908
2169.6652 | 8 | 21 | 0 | 0 | 37256.2 | 37256.2 | 2206921.4248 | 2169665.2248
2162.8297 | 8 | 22 | 0 | 0 | 23144.7 | 23144.7 | 2185974.3673 | 2162829.6673
2093.7072 | 8 | 23 | 0 | 0 | 22061.7 | 22061.7 | 2115768.8958 | 2093707.1958
1989.8626 | 8 | 0 | 0 | 0 | 39342.5 | 39342.5 | 2029205.1045 | 1989862.6045
1922.6376 | 8 | 1 | 0 | 0 | 34620.8 | 34620.8 | 1957258.4326 | 1922637.6326
1871.7155 | 8 | 2 | 0 | 0 | 24869.4 | 24869.4 | 1896584.8904 | 1871715.4904
1824.8529 | 8 | 3 | 0 | 0 | 16781.2 | 16781.2 | 1841634.112 | 1824852.912
1816.067 | 8 | 4 | 0 | 0 | 14917.3 | 14917.3 | 1830984.3241 | 1816067.0241
1788.958 | 8 | 5 | 0 | 0 | 10921.2 | 10921.2 | 1799879.1916 | 1788957.9916
1781.1136 | 8 | 6 | 3417.7937 | 90660.5473 | 8646.13 | 8646.13 | 1880420.2538 | 1781113.5766
889.9628 | 8 | 7 | 39366.376 | 1044234.2204 | 10613.7 | 10613.7 | 1944810.7603 | 889962.84
101.9343 | 8 | 8 | 74328.536 | 1971642.0135 | 13416.6 | 13416.6 | 2086992.9164 | 101934.3028
980.9784 | 8 | 9 | 44821.472 | 1188936.3367 | 8102.64 | 8102.64 | 2178017.3738 | 980978.3971
1182.2962 | 8 | 10 | 39929.62 | 1059174.8555 | 2730.57 | 2730.57 | 2244201.5889 | 1182296.1634
236.129 | 8 | 11 | 76935.368 | 2040790.9538 | 0 | 0 | 2276919.9397 | 236128.986
167.4323 | 8 | 12 | 79630.216 | 2112274.6103 | 0 | 0 | 2279706.8924 | 167432.2821
3.8267 | 8 | 13 | 85686.352 | 2272919.9401 | 6024.01 | 6024.01 | 2282770.6219 | 3826.6718
-69.8911 | 8 | 14 | 86406.752 | 2292029.3021 | 51096.9 | 51096.9 | 2273235.0726 | -69891.1295
-5.8297 | 8 | 15 | 81932.32 | 2173340.3222 | 78030.7 | 78030.7 | 2245541.3086 | -5829.7136
758.4891 | 8 | 16 | 52843.92 | 1401740.145 | 67890 | 67890 | 2228119.231 | 758489.086
1048.6559 | 8 | 17 | 39792.208 | 1055529.8587 | 63464.1 | 63464.1 | 2167649.8386 | 1048655.8798
2226.1984 | 8 | 18 | 1405.5452 | 37283.5551 | 37262.2 | 37262.2 | 2300744.1521 | 2226198.397
2339.0576 | 8 | 19 | 0 | 0 | 22336.6 | 22336.6 | 2361394.1686 | 2339057.5686
2350.5971 | 8 | 20 | 0 | 0 | 11821.6 | 11821.6 | 2362418.7423 | 2350597.1423
2345.0967 | 8 | 21 | 0 | 0 | 3654.21 | 3654.21 | 2348750.9552 | 2345096.7452
2280.7959 | 8 | 22 | 0 | 0 | 10692.3 | 10692.3 | 2291488.1664 | 2280795.8664
2169.2303 | 8 | 23 | 0 | 0 | 205.543 | 205.543 | 2169435.8049 | 2169230.2619
2091.2956 | 8 | 0 | 0 | 0 | 0 | 0 | 2091295.625 | 2091295.625
2005.0226 | 8 | 1 | 0 | 0 | 0 | 0 | 2005022.5613 | 2005022.5613
1943.5384 | 8 | 2 | 0 | 0 | 0 | 0 | 1943538.4389 | 1943538.4389
1881.213 | 8 | 3 | 0 | 0 | 0 | 0 | 1881213.0241 | 1881213.0241
1853.708 | 8 | 4 | 0 | 0 | 0 | 0 | 1853707.9934 | 1853707.9934
1849.2964 | 8 | 5 | 0 | 0 | 0 | 0 | 1849296.4105 | 1849296.4105
1915.686 | 8 | 6 | 758.9001 | 20130.6181 | 3184.2 | 3184.2 | 1939000.8085 | 1915685.9904
1689.5464 | 8 | 7 | 10597.581 | 281111.8995 | 850.428 | 850.428 | 1971508.7556 | 1689546.4281
944.6317 | 8 | 8 | 43596.056 | 1156430.898 | 0 | 0 | 2101062.5892 | 944631.6912
-212.9842 | 8 | 9 | 90974.672 | 2413198.1489 | 0 | 0 | 2200213.9128 | -212984.2361
-283.8842 | 8 | 10 | 96221.136 | 2552366.0836 | 1226.21 | 1226.21 | 2269708.0947 | -283884.1989
-303.5694 | 8 | 11 | 98410.152 | 2610432.0182 | 4897.07 | 4897.07 | 2311759.7303 | -303569.3579
-299.3068 | 8 | 12 | 98263.424 | 2606539.9048 | 10169.5 | 10169.5 | 2317402.6122 | -299306.7926
-323.3047 | 8 | 13 | 97822.304 | 2594838.7363 | 42053 | 42053 | 2313587.0411 | -323304.6952
-322.0617 | 8 | 14 | 96727.448 | 2565796.5379 | 68597.3 | 68597.3 | 2312332.1817 | -322061.6562
-194.8102 | 8 | 15 | 91006.64 | 2414046.1334 | 63623.3 | 63623.3 | 2282859.2458 | -194810.1876
183.2847 | 8 | 16 | 76518.064 | 2029721.5295 | 33704.7 | 33704.7 | 2246710.9393 | 183284.7098
1351.8351 | 8 | 17 | 29403.61 | 779961.4515 | 48573.1 | 48573.1 | 2180369.6614 | 1351835.1099
2196.0731 | 8 | 18 | 1872.4924 | 49669.8151 | 63855.5 | 63855.5 | 2309598.4492 | 2196073.1341
2304.5242 | 8 | 19 | 0 | 0 | 62362 | 62362 | 2366886.1664 | 2304524.1664
2301.791 | 8 | 20 | 0 | 0 | 59495.4 | 59495.4 | 2361286.4219 | 2301791.0219
2289.3041 | 8 | 21 | 0 | 0 | 57637.4 | 57637.4 | 2346941.5337 | 2289304.1337
2241.522 | 8 | 22 | 0 | 0 | 55927.7 | 55927.7 | 2297449.7265 | 2241522.0265
2158.5011 | 8 | 23 | 0 | 0 | 38948.7 | 38948.7 | 2197449.7527 | 2158501.0527
2038.8824 | 8 | 0 | 0 | 0 | 30724.4 | 30724.4 | 2069606.7569 | 2038882.3569
1962.6853 | 8 | 1 | 0 | 0 | 23761.8 | 23761.8 | 1986447.0609 | 1962685.2609
1906.4845 | 8 | 2 | 0 | 0 | 17994.6 | 17994.6 | 1924479.0901 | 1906484.4901
1852.9683 | 8 | 3 | 0 | 0 | 20476.1 | 20476.1 | 1873444.4065 | 1852968.3065
1851.348 | 8 | 4 | 0 | 0 | 12974.9 | 12974.9 | 1864322.9373 | 1851348.0373
1816.3351 | 8 | 5 | 0 | 0 | 13859.1 | 13859.1 | 1830194.1718 | 1816335.0718
1758.1416 | 8 | 6 | 4941.4705 | 131077.6637 | 6643.41 | 6643.41 | 1895862.6558 | 1758141.582
1704.4753 | 8 | 7 | 8961.578 | 237715.212 | 2838.49 | 2838.49 | 1945029.0323 | 1704475.3303
952.1988 | 8 | 8 | 42708.496 | 1132887.4424 | 0 | 0 | 2085086.2368 | 952198.7944
13.4473 | 8 | 9 | 81919.432 | 2172998.4545 | 1371.74 | 1371.74 | 2187817.5118 | 13447.3173
349.0067 | 8 | 10 | 71537.384 | 1897603.7929 | 2666.84 | 2666.84 | 2249277.3282 | 349006.6953
385.2037 | 8 | 11 | 71259.84 | 1890241.6485 | 9996.66 | 9996.66 | 2285441.9586 | 385203.6501
1054.4452 | 8 | 12 | 44661.912 | 1184703.8411 | 49606.3 | 49606.3 | 2288755.3084 | 1054445.1672
107.3391 | 8 | 13 | 79687.8 | 2113802.086 | 78675.7 | 78675.7 | 2299816.8645 | 107339.0785
532.903 | 8 | 14 | 63415.112 | 1682152.0487 | 70156 | 70156 | 2285211.0725 | 532903.0238
651.077 | 8 | 15 | 57388.808 | 1522298.0439 | 77434.9 | 77434.9 | 2250809.9209 | 651076.977
1756.9174 | 8 | 16 | 13983.675 | 370931.5778 | 82821.6 | 82821.6 | 2210670.5345 | 1756917.3567
1209.8177 | 8 | 17 | 32442.99 | 860584.179 | 91105.9 | 91105.9 | 2161507.7981 | 1209817.7191
2166.7238 | 8 | 18 | 1719.5671 | 45613.3132 | 82731.1 | 82731.1 | 2295068.2314 | 2166723.8182
2287.8916 | 8 | 19 | 0 | 0 | 66904.5 | 66904.5 | 2354796.1046 | 2287891.6046
2291.2515 | 8 | 20 | 0 | 0 | 48192 | 48192 | 2339443.4645 | 2291251.4645
2286.1358 | 8 | 21 | 0 | 0 | 40517.3 | 40517.3 | 2326653.125 | 2286135.825
2238.3719 | 8 | 22 | 0 | 0 | 36764.2 | 36764.2 | 2275136.1173 | 2238371.9173
2153.3406 | 8 | 23 | 0 | 0 | 30337.5 | 30337.5 | 2183678.0742 | 2153340.5742
2026.001 | 8 | 0 | 0 | 0 | 24577.7 | 24577.7 | 2050578.7087 | 2026001.0087
1950.1396 | 8 | 1 | 0 | 0 | 21891.1 | 21891.1 | 1972030.6964 | 1950139.5964
1867.3491 | 8 | 2 | 0 | 0 | 36029.9 | 36029.9 | 1903378.9674 | 1867349.0674
1831.1722 | 8 | 3 | 0 | 0 | 39490.9 | 39490.9 | 1870663.0619 | 1831172.1619
1783.9189 | 8 | 4 | 0 | 0 | 63344.8 | 63344.8 | 1847263.6717 | 1783918.8717
1757.9481 | 8 | 5 | 0 | 0 | 51331.9 | 51331.9 | 1809279.9848 | 1757948.0848
1824.169 | 8 | 6 | 845.2447 | 22420.9978 | 30705.7 | 30705.7 | 1877295.6932 | 1824168.9955
1191.6566 | 8 | 7 | 26751.236 | 709604.4622 | 22902 | 22902 | 1924163.0709 | 1191656.6087
310.7689 | 8 | 8 | 65429.744 | 1735592.2657 | 16694.2 | 16694.2 | 2063055.4002 | 310768.9345
771.4841 | 8 | 9 | 51543.464 | 1367244.192 | 10480.2 | 10480.2 | 2149208.48 | 771484.088
-132.8604 | 8 | 10 | 87414.504 | 2318760.976 | 30833.7 | 30833.7 | 2216734.2708 | -132860.4052
-110.1294 | 8 | 11 | 84737.792 | 2247758.3958 | 84990.8 | 84990.8 | 2222619.747 | -110129.4488
111.6516 | 8 | 12 | 76269.248 | 2023121.4254 | 93612.9 | 93612.9 | 2228385.9119 | 111651.5865
-40.1002 | 8 | 13 | 81620.744 | 2165075.4435 | 98236.8 | 98236.8 | 2223212.0825 | -40100.1611
-42.0554 | 8 | 14 | 81963.672 | 2174171.9667 | 96390.6 | 96390.6 | 2228507.1713 | -42055.3954
-161.8493 | 8 | 15 | 85596.6 | 2270539.1746 | 94118.5 | 94118.5 | 2202808.3552 | -161849.3194
424.301 | 8 | 16 | 63819.244 | 1692872.0719 | 58420.3 | 58420.3 | 2175593.3248 | 424300.9528
1164.4746 | 8 | 17 | 34458.156 | 914038.5609 | 42769.1 | 42769.1 | 2121282.2351 | 1164474.5743
2181.0464 | 8 | 18 | 926.9419 | 24588.1009 | 55062.8 | 55062.8 | 2260697.2578 | 2181046.3569
2321.6293 | 8 | 19 | 0 | 0 | 47640.4 | 47640.4 | 2369269.6872 | 2321629.2872
2335.7496 | 8 | 20 | 0 | 0 | 44610.6 | 44610.6 | 2380360.1516 | 2335749.5516
2305.8967 | 8 | 21 | 0 | 0 | 80063.5 | 80063.5 | 2385960.1839 | 2305896.6839
2248.7488 | 8 | 22 | 0 | 0 | 91362 | 91362 | 2340110.8206 | 2248748.8206
2154.5307 | 8 | 23 | 0 | 0 | 88275.4 | 88275.4 | 2242806.1457 | 2154530.7457
2078.8712 | 8 | 0 | 0 | 0 | 57311.4 | 57311.4 | 2136182.5672 | 2078871.1672
2022.5859 | 8 | 1 | 0 | 0 | 28375.4 | 28375.4 | 2050961.2953 | 2022585.8953
1947.7739 | 8 | 2 | 0 | 0 | 26023.9 | 26023.9 | 1973797.7671 | 1947773.8671
1891.036 | 8 | 3 | 0 | 0 | 27010.1 | 27010.1 | 1918046.1078 | 1891036.0078
1859.9318 | 8 | 4 | 0 | 0 | 25282.7 | 25282.7 | 1885214.5271 | 1859931.8271
1823.483 | 8 | 5 | 0 | 0 | 20870 | 20870 | 1844352.9822 | 1823482.9822
1868.9569 | 8 | 6 | 1147.1524 | 30429.4143 | 11575.9 | 11575.9 | 1910962.1668 | 1868956.8524
1071.1492 | 8 | 7 | 33614.468 | 891658.8559 | 5072.37 | 5072.37 | 1967880.3883 | 1071149.1624
292.6637 | 8 | 8 | 68299.552 | 1811716.9189 | 1340.02 | 1340.02 | 2105720.626 | 292663.6871
-77.6375 | 8 | 9 | 85933.168 | 2279466.9921 | 0 | 0 | 2201829.4964 | -77637.4958
-235.2859 | 8 | 10 | 93966.792 | 2492567.2555 | 0 | 0 | 2257281.3214 | -235285.9341
-300.15 | 8 | 11 | 97358.896 | 2582546.3553 | 6649 | 6649 | 2289045.3194 | -300150.0359
-351.374 | 8 | 12 | 98072.872 | 2601485.3141 | 42715.5 | 42715.5 | 2292826.7715 | -351374.0426
-378.9718 | 8 | 13 | 97380.752 | 2583126.1086 | 72392.8 | 72392.8 | 2276547.0799 | -378971.8287
-288.0381 | 8 | 14 | 93655.472 | 2484309.1675 | 75042.8 | 75042.8 | 2271313.899 | -288038.0685
-127.5541 | 8 | 15 | 86147.088 | 2285141.4434 | 76307.7 | 76307.7 | 2233895.0757 | -127554.0677
340.9316 | 8 | 16 | 67632.928 | 1794034.0214 | 47907.9 | 47907.9 | 2182873.5253 | 340931.6039
1215.7072 | 8 | 17 | 33183.502 | 880227.0329 | 33113.3 | 33113.3 | 2129047.5021 | 1215707.1692
2195.7826 | 8 | 18 | 1036.3929 | 27491.4046 | 35013.8 | 35013.8 | 2258287.8377 | 2195782.6331
2255.3619 | 8 | 19 | 0 | 0 | 25030 | 25030 | 2280391.9355 | 2255361.9355
2235.1081 | 8 | 20 | 0 | 0 | 18005.2 | 18005.2 | 2253113.2989 | 2235108.0989
2199.7583 | 8 | 21 | 0 | 0 | 39032.4 | 39032.4 | 2238790.7036 | 2199758.3036
2171.0736 | 8 | 22 | 0 | 0 | 40294.7 | 40294.7 | 2211368.3383 | 2171073.6383
2108.3097 | 8 | 23 | 0 | 0 | 46486 | 46486 | 2154795.7269 | 2108309.7269
2054.0346 | 8 | 0 | 0 | 0 | 25090.5 | 25090.5 | 2079125.0838 | 2054034.5838
1934.3161 | 8 | 1 | 0 | 0 | 63817.6 | 63817.6 | 1998133.7071 | 1934316.1071
1872.7576 | 8 | 2 | 0 | 0 | 68724.5 | 68724.5 | 1941482.0597 | 1872757.5597
1850.8473 | 8 | 3 | 0 | 0 | 32278.3 | 32278.3 | 1883125.5873 | 1850847.2873
1829.812 | 8 | 4 | 0 | 0 | 15988 | 15988 | 1845800.0064 | 1829812.0064
1750.6984 | 8 | 5 | 0 | 0 | 9336.87 | 9336.87 | 1760035.2716 | 1750698.4016
1652.9415 | 8 | 6 | 2868.3445 | 76085.8323 | 26667 | 26667 | 1755694.3174 | 1652941.4851
724.0808 | 8 | 7 | 40099.424 | 1063679.0839 | 20219.5 | 20219.5 | 1807979.3598 | 724080.7759
-145.8381 | 8 | 8 | 76501.016 | 2029269.3135 | 14459 | 14459 | 1897890.2487 | -145838.0648
-482.875 | 8 | 9 | 92509.392 | 2453908.199 | 0 | 0 | 1971033.1925 | -482875.0065
-605.826 | 8 | 10 | 98475.904 | 2612176.1587 | 0 | 0 | 2006350.1981 | -605825.9606
-638.2073 | 8 | 11 | 100173.776 | 2657213.986 | 21326.5 | 21326.5 | 2040333.137 | -638207.349
-662.0596 | 8 | 12 | 100225.432 | 2658584.2153 | 51500.4 | 51500.4 | 2048025.0399 | -662059.5754
-694.8825 | 8 | 13 | 99640.504 | 2643068.3895 | 78804.2 | 78804.2 | 2026990.0744 | -694882.5151
-719.348 | 8 | 14 | 98434.952 | 2611089.8641 | 92022 | 92022 | 1983763.9005 | -719347.9636
-610.7077 | 8 | 15 | 94513.752 | 2507075.9405 | 93937.2 | 93937.2 | 1990305.4467 | -610707.6939
-266.7516 | 8 | 16 | 81751.496 | 2168543.7768 | 81585 | 81585 | 1983377.1479 | -266751.6289
697.537 | 8 | 17 | 44529.712 | 1181197.0981 | 89904.9 | 89904.9 | 1968639.0199 | 697537.0218
1945.7111 | 8 | 18 | 4480.989 | 118862.9112 | 73611.1 | 73611.1 | 2138185.1369 | 1945711.1257
2142.4657 | 8 | 19 | 0 | 0 | 36138.5 | 36138.5 | 2178604.2364 | 2142465.7364
2149.7061 | 8 | 20 | 0 | 0 | 11710.8 | 11710.8 | 2161416.8862 | 2149706.0862
2149.5594 | 8 | 21 | 0 | 0 | 0 | 0 | 2149559.4023 | 2149559.4023
2126.0715 | 8 | 22 | 0 | 0 | 3144.64 | 3144.64 | 2129216.1704 | 2126071.5304
2071.4951 | 8 | 23 | 0 | 0 | 10562.7 | 10562.7 | 2082057.8104 | 2071495.1104
1984.0631 | 8 | 0 | 0 | 0 | 21671.5 | 21671.5 | 2005734.5813 | 1984063.0813
1908.9336 | 8 | 1 | 0 | 0 | 22976.7 | 22976.7 | 1931910.2631 | 1908933.5631
1837.1845 | 8 | 2 | 0 | 0 | 40004.3 | 40004.3 | 1877188.8212 | 1837184.5212
1808.3503 | 8 | 3 | 0 | 0 | 31594.5 | 31594.5 | 1839944.8197 | 1808350.3197
1772.4235 | 8 | 4 | 0 | 0 | 27025.1 | 27025.1 | 1799448.6386 | 1772423.5386
1689.1013 | 8 | 5 | 0 | 0 | 10036.8 | 10036.8 | 1699138.068 | 1689101.268
1439.1018 | 8 | 6 | 9000.018 | 238734.8731 | 6537.96 | 6537.96 | 1684374.599 | 1439101.7658
274.7042 | 8 | 7 | 53489.524 | 1418865.4651 | 10241.8 | 10241.8 | 1703811.4524 | 274704.1873
-599.8196 | 8 | 8 | 88827.464 | 2356241.2151 | 15013.3 | 15013.3 | 1771434.955 | -599819.5601
-816.6756 | 8 | 9 | 99391.112 | 2636453.0063 | 4764.22 | 4764.22 | 1824541.5822 | -816675.6441
-846.4728 | 8 | 10 | 101353.104 | 2688496.8923 | 5082.58 | 5082.58 | 1847106.6476 | -846472.8248
-556.3678 | 8 | 11 | 91416.136 | 2424908.4423 | 7416.32 | 7416.32 | 1875956.9981 | -556367.7642
526.1364 | 8 | 12 | 51742.328 | 1372519.2672 | 916.801 | 916.801 | 1899572.4598 | 526136.3916
153.181 | 8 | 13 | 65575.496 | 1739458.4897 | 0 | 0 | 1892639.4778 | 153180.9881
652.1556 | 8 | 14 | 46278.096 | 1227574.809 | 0 | 0 | 1879730.3847 | 652155.5757
-727.4313 | 8 | 15 | 97564.672 | 2588004.7786 | 15568.4 | 15568.4 | 1876141.832 | -727431.3466
-448.9997 | 8 | 16 | 86357.472 | 2290722.0987 | 25160.1 | 25160.1 | 1866882.488 | -448999.7107
535.8829 | 8 | 17 | 50186.612 | 1331252.2762 | 25420 | 25420 | 1892555.2102 | 535882.934
1851.821 | 8 | 18 | 8087.582 | 214531.5557 | 25956.6 | 25956.6 | 2092309.1419 | 1851820.9862
2179.6233 | 8 | 19 | 0 | 0 | 4905.3 | 4905.3 | 2184528.6127 | 2179623.3127
2217.7547 | 8 | 20 | 0 | 0 | 0 | 0 | 2217754.6831 | 2217754.6831
2229.6713 | 8 | 21 | 0 | 0 | 0 | 0 | 2229671.2892 | 2229671.2892
2205.3997 | 8 | 22 | 0 | 0 | 0 | 0 | 2205399.6836 | 2205399.6836
2135.0463 | 8 | 23 | 0 | 0 | 0 | 0 | 2135046.277 | 2135046.277
2049.2592 | 8 | 0 | 0 | 0 | 0 | 0 | 2049259.2003 | 2049259.2003
1976.3658 | 8 | 1 | 0 | 0 | 0 | 0 | 1976365.7607 | 1976365.7607
1914.2603 | 8 | 2 | 0 | 0 | 0 | 0 | 1914260.2525 | 1914260.2525
1850.9813 | 8 | 3 | 0 | 0 | 0 | 0 | 1850981.3427 | 1850981.3427
1843.2151 | 8 | 4 | 0 | 0 | 0 | 0 | 1843215.0853 | 1843215.0853
1808.9389 | 8 | 5 | 0 | 0 | 5693.43 | 5693.43 | 1814632.3402 | 1808938.9102
1647.6611 | 8 | 6 | 8820 | 233959.7077 | 10816.5 | 10816.5 | 1892437.2604 | 1647661.0526
484.6879 | 8 | 7 | 54992.088 | 1458722.5438 | 15004.8 | 15004.8 | 1958415.2215 | 484687.8777
-333.7704 | 8 | 8 | 90993.024 | 2413684.9548 | 20294.4 | 20294.4 | 2100208.9071 | -333770.4478
-478.2788 | 8 | 9 | 99719.32 | 2645159.0661 | 22327.9 | 22327.9 | 2189208.19 | -478278.7762
-498.175 | 8 | 10 | 103084.792 | 2734431.7244 | 19584.3 | 19584.3 | 2255841.0501 | -498174.9743
-494.2349 | 8 | 11 | 103615.624 | 2748512.5973 | 36373.4 | 36373.4 | 2290651.076 | -494234.9214
-527.03 | 8 | 12 | 103751.336 | 2752112.4998 | 71356.1 | 71356.1 | 2296438.5861 | -527030.0137
-531.6518 | 8 | 13 | 103286.592 | 2739784.68 | 91941.9 | 91941.9 | 2300074.7687 | -531651.8113
-487.9266 | 8 | 14 | 101331.888 | 2687934.1158 | 92975.5 | 92975.5 | 2292983.0592 | -487926.5565
50.3752 | 8 | 15 | 80047.352 | 2123339.5782 | 92692.7 | 92692.7 | 2266407.4687 | 50375.1906
-133.6427 | 8 | 16 | 87044.784 | 2308953.767 | 70872.1 | 70872.1 | 2246183.1608 | -133642.7062
883.6563 | 8 | 17 | 46238.46 | 1226523.4227 | 78516.5 | 78516.5 | 2188696.2287 | 883656.306
2081.4737 | 8 | 18 | 5796.635 | 153761.7948 | 87932.1 | 87932.1 | 2323167.5879 | 2081473.693
2303.1397 | 8 | 19 | 0 | 0 | 72345.9 | 72345.9 | 2375485.6316 | 2303139.7316
2315.8792 | 8 | 20 | 0 | 0 | 54365.7 | 54365.7 | 2370244.8891 | 2315879.1891
2337.0303 | 8 | 21 | 0 | 0 | 16062.2 | 16062.2 | 2353092.4799 | 2337030.2799
2287.433 | 8 | 22 | 0 | 0 | 13191.2 | 13191.2 | 2300624.1911 | 2287432.9911
2171.1111 | 8 | 23 | 0 | 0 | 14955.1 | 14955.1 | 2186066.201 | 2171111.101
2082.8867 | 8 | 0 | 0 | 0 | 25453.4 | 25453.4 | 2108340.0529 | 2082886.6529
1986.504 | 8 | 1 | 0 | 0 | 36902.6 | 36902.6 | 2023406.5914 | 1986503.9914
1905.249 | 8 | 2 | 0 | 0 | 58458.5 | 58458.5 | 1963707.4883 | 1905248.9883
1845.0709 | 8 | 3 | 0 | 0 | 55932.4 | 55932.4 | 1901003.3402 | 1845070.9402
1814.255 | 8 | 4 | 0 | 0 | 59197 | 59197 | 1873452.0487 | 1814255.0487
1803.0235 | 8 | 5 | 0 | 0 | 66651.6 | 66651.6 | 1869675.1248 | 1803023.5248
1637.5385 | 8 | 6 | 9062.291 | 240386.7295 | 79018.6 | 79018.6 | 1956943.7829 | 1637538.4534
544.5506 | 8 | 7 | 52486.364 | 1392255.5988 | 52398.3 | 52398.3 | 1989204.4995 | 544550.6007
-277.1242 | 8 | 8 | 89184.6 | 2365714.6203 | 29761.5 | 29761.5 | 2118351.9297 | -277124.1906
-483.812 | 8 | 9 | 99732.896 | 2645519.1837 | 54235.8 | 54235.8 | 2215942.9583 | -483812.0254
-277.9931 | 8 | 10 | 94795.328 | 2514545.0379 | 45709.3 | 45709.3 | 2282261.231 | -277993.1069
-494.7848 | 8 | 11 | 103391.216 | 2742559.9409 | 74921.4 | 74921.4 | 2322696.5021 | -494784.8388
-505.9021 | 8 | 12 | 103365.384 | 2741874.7201 | 92823.9 | 92823.9 | 2328796.5648 | -505902.0552
-498.6879 | 8 | 13 | 102735.4 | 2725163.7368 | 97599.7 | 97599.7 | 2324075.5297 | -498687.9071
-475.5124 | 8 | 14 | 102072.792 | 2707587.3679 | 92059.7 | 92059.7 | 2324134.7101 | -475512.3578
-365.0175 | 8 | 15 | 97614.592 | 2589328.9587 | 80485.3 | 80485.3 | 2304796.7997 | -365017.4589
-18.7007 | 8 | 16 | 83054.544 | 2203108.4854 | 85484.2 | 85484.2 | 2269892.0341 | -18700.6512
1060.9229 | 8 | 17 | 39630.6 | 1051243.0378 | 89892.4 | 89892.4 | 2202058.2914 | 1060922.8536
2204.5796 | 8 | 18 | 1789.3354 | 47463.9888 | 81927.6 | 81927.6 | 2333971.1914 | 2204579.6026
2324.3909 | 8 | 19 | 0 | 0 | 66168.4 | 66168.4 | 2390559.2582 | 2324390.8582
2341.1681 | 8 | 20 | 0 | 0 | 46756.3 | 46756.3 | 2387924.3555 | 2341168.0555
2347.6426 | 8 | 21 | 0 | 0 | 19827.7 | 19827.7 | 2367470.3453 | 2347642.6453
2307.8928 | 8 | 22 | 0 | 0 | 5623.23 | 5623.23 | 2313516.0763 | 2307892.8463
2199.2345 | 8 | 23 | 0 | 0 | 13566.8 | 13566.8 | 2212801.2689 | 2199234.4689
2046.9511 | 8 | 0 | 0 | 0 | 38874.7 | 38874.7 | 2085825.8118 | 2046951.1118
1972.8318 | 8 | 1 | 0 | 0 | 28251.5 | 28251.5 | 2001083.2784 | 1972831.7784
1914.2208 | 8 | 2 | 0 | 0 | 24207 | 24207 | 1938427.7592 | 1914220.7592
1883.6502 | 8 | 3 | 0 | 0 | 4707.56 | 4707.56 | 1888357.7308 | 1883650.1708
1874.3615 | 8 | 4 | 0 | 0 | 4130.18 | 4130.18 | 1878491.6387 | 1874361.4587
1838.7628 | 8 | 5 | 0 | 0 | 1684.59 | 1684.59 | 1840447.3893 | 1838762.7993
1857.8468 | 8 | 6 | 1433.1155 | 38014.8848 | 6310.16 | 6310.16 | 1902171.843 | 1857846.7982
990.5131 | 8 | 7 | 35766.736 | 948750.0115 | 9782.26 | 9782.26 | 1949045.3299 | 990513.0584
22.8956 | 8 | 8 | 77428.672 | 2053876.3574 | 13500.1 | 13500.1 | 2090272.079 | 22895.6217
-255.8324 | 8 | 9 | 92228.032 | 2446444.8313 | 4287.04 | 4287.04 | 2194899.4475 | -255832.4239
-387.1621 | 8 | 10 | 99492.784 | 2639149.9622 | 5449.5 | 5449.5 | 2257437.3795 | -387162.0827
-261.1264 | 8 | 11 | 95311.776 | 2528244.3602 | 22625.2 | 22625.2 | 2289743.138 | -261126.4222
-413.0875 | 8 | 12 | 101498.704 | 2692359.0843 | 15031.9 | 15031.9 | 2294303.5284 | -413087.456
-364.192 | 8 | 13 | 100171.944 | 2657165.3903 | 10062.7 | 10062.7 | 2303036.1339 | -364191.9563
-114.8626 | 8 | 14 | 90286.8 | 2394951.6259 | 7934.74 | 7934.74 | 2288023.7832 | -114862.5827
-123.6883 | 8 | 15 | 88691.744 | 2352641.1004 | 24222.1 | 24222.1 | 2253174.9068 | -123688.2935
1691.1732 | 8 | 16 | 17163.104 | 455269.2512 | 66751.6 | 66751.6 | 2213194.0672 | 1691173.216
1571.8499 | 8 | 17 | 19725.48 | 523238.9496 | 67366.1 | 67366.1 | 2162454.9926 | 1571849.943
2222.6893 | 8 | 18 | 90.3059 | 2395.4582 | 61618.9 | 61618.9 | 2286703.637 | 2222689.2787
2305.6459 | 8 | 19 | 0 | 0 | 40351.2 | 40351.2 | 2345997.0816 | 2305645.8816
2308.0788 | 8 | 20 | 0 | 0 | 22529.5 | 22529.5 | 2330608.2525 | 2308078.7525
2241.1893 | 8 | 21 | 0 | 0 | 79107.9 | 79107.9 | 2320297.2381 | 2241189.3381
2198.364 | 8 | 22 | 0 | 0 | 70882 | 70882 | 2269245.9885 | 2198363.9885
2105.7536 | 8 | 23 | 0 | 0 | 73488.2 | 73488.2 | 2179241.8294 | 2105753.6294
2001.7938 | 8 | 0 | 0 | 0 | 44085.8 | 44085.8 | 2045879.5796 | 2001793.7796
1932.8678 | 8 | 1 | 0 | 0 | 34355.4 | 34355.4 | 1967223.2281 | 1932867.8281
1866.1882 | 8 | 2 | 0 | 0 | 34676.9 | 34676.9 | 1900865.1103 | 1866188.2103
1803.3077 | 8 | 3 | 0 | 0 | 61541 | 61541 | 1864848.7415 | 1803307.7415
1771.5721 | 8 | 4 | 0 | 0 | 64296.8 | 64296.8 | 1835868.9448 | 1771572.1448
1749.5468 | 8 | 5 | 0 | 0 | 51576.9 | 51576.9 | 1801123.7117 | 1749546.8117
1818.6517 | 8 | 6 | 0 | 0 | 51650.1 | 51650.1 | 1870301.8059 | 1818651.7059
1808.0748 | 8 | 7 | 2817.678 | 74741.8505 | 35283 | 35283 | 1918099.627 | 1808074.7765
779.9224 | 8 | 8 | 47388.348 | 1257025.4023 | 23250.8 | 23250.8 | 2060198.6312 | 779922.4289
929.0905 | 8 | 9 | 45262.456 | 1200633.8977 | 14812.6 | 14812.6 | 2144536.9723 | 929090.4746
675.1889 | 8 | 10 | 56278.464 | 1492845.0102 | 39346.6 | 39346.6 | 2207380.465 | 675188.8548
1319.0709 | 8 | 11 | 32471.456 | 861339.2694 | 32330.3 | 32330.3 | 2212740.4305 | 1319070.8611
1718.1975 | 8 | 12 | 16640.58 | 441408.7566 | 64438.9 | 64438.9 | 2224045.1554 | 1718197.4987
1211.6688 | 8 | 13 | 34584.588 | 917392.3017 | 90638 | 90638 | 2219699.0825 | 1211668.7808
708.1213 | 8 | 14 | 53214.068 | 1411558.7071 | 92675.3 | 92675.3 | 2212355.2789 | 708121.2718
1887.3437 | 8 | 15 | 7629.499 | 202380.4259 | 93590.1 | 93590.1 | 2183314.2602 | 1887343.7343
1560.016 | 8 | 16 | 19268.416 | 511114.8499 | 88767.3 | 88767.3 | 2159898.1526 | 1560016.0028
1836.7605 | 8 | 17 | 7760.792 | 205863.1098 | 65736.7 | 65736.7 | 2108360.3187 | 1836760.509
2211.0764 | 8 | 18 | 190.2259 | 5045.9416 | 30315.2 | 30315.2 | 2246437.4952 | 2211076.3536
2323.9669 | 8 | 19 | 0 | 0 | 29911.2 | 29911.2 | 2353878.1216 | 2323966.9216
2334.0137 | 8 | 20 | 0 | 0 | 29894.7 | 29894.7 | 2363908.4482 | 2334013.7482
2333.0984 | 8 | 21 | 0 | 0 | 36649.7 | 36649.7 | 2369748.0908 | 2333098.3908
2226.266 | 8 | 22 | 0 | 0 | 98400 | 98400 | 2324665.9538 | 2226265.9538
2137.423 | 8 | 23 | 0 | 0 | 89596.7 | 89596.7 | 2227019.7372 | 2137423.0372
2053.0539 | 8 | 0 | 0 | 0 | 63019.2 | 63019.2 | 2116073.1171 | 2053053.9171
2009.3094 | 8 | 1 | 0 | 0 | 24693.1 | 24693.1 | 2034002.5102 | 2009309.4102
1932.6402 | 8 | 2 | 0 | 0 | 28258.7 | 28258.7 | 1960898.944 | 1932640.244
1888.2741 | 8 | 3 | 0 | 0 | 18556 | 18556 | 1906830.1043 | 1888274.1043
1857.5666 | 8 | 4 | 0 | 0 | 22188.9 | 22188.9 | 1879755.4732 | 1857566.5732
1835.3517 | 8 | 5 | 0 | 0 | 2844.12 | 2844.12 | 1838195.8424 | 1835351.7224
1712.7344 | 8 | 6 | 6643.7435 | 176232.2322 | 16587.1 | 16587.1 | 1905553.7788 | 1712734.4467
601.7379 | 8 | 7 | 50452.692 | 1338310.326 | 24064.9 | 24064.9 | 1964113.0994 | 601737.8734
-219.3687 | 8 | 8 | 86203.12 | 2286627.7507 | 33140.9 | 33140.9 | 2100399.9549 | -219368.6959
-426.5744 | 8 | 9 | 98575.552 | 2614819.4259 | 10911.9 | 10911.9 | 2199156.9696 | -426574.3563
-463.8152 | 8 | 10 | 102296.488 | 2713521.1378 | 7522.47 | 7522.47 | 2257228.4121 | -463815.1957
-471.3446 | 8 | 11 | 103895.336 | 2755932.2501 | 0 | 0 | 2284587.655 | -471344.5952
-450.8801 | 8 | 12 | 103150.632 | 2736178.1991 | 6025.48 | 6025.48 | 2291323.5867 | -450880.0924
-495.8156 | 8 | 13 | 102447.224 | 2717519.5676 | 50129.6 | 50129.6 | 2271833.5321 | -495815.6354
-450.2351 | 8 | 14 | 100105.512 | 2655403.2121 | 64665.1 | 64665.1 | 2269833.2416 | -450235.0705
-369.4447 | 8 | 15 | 96602.84 | 2562491.1807 | 51270.5 | 51270.5 | 2244316.9522 | -369444.7285
-96.5175 | 8 | 16 | 83836.208 | 2223842.939 | 66256.9 | 66256.9 | 2193582.3287 | -96517.5103
851.1915 | 8 | 17 | 44741.076 | 1186803.7489 | 95341.9 | 95341.9 | 2133337.1297 | 851191.4809
2071.357 | 8 | 18 | 3358.6735 | 89092.3209 | 97957.2 | 97957.2 | 2258406.5081 | 2071356.9872
2190.548 | 8 | 19 | 0 | 0 | 83460.8 | 83460.8 | 2274008.8052 | 2190548.0052
2205.9857 | 8 | 20 | 0 | 0 | 46755.5 | 46755.5 | 2252741.1888 | 2205985.6888
2210.061 | 8 | 21 | 0 | 0 | 28164.5 | 28164.5 | 2238225.4519 | 2210060.9519
2170.9269 | 8 | 22 | 0 | 0 | 37694.9 | 37694.9 | 2208621.7887 | 2170926.8887
2114.7417 | 8 | 23 | 0 | 0 | 34649.7 | 34649.7 | 2149391.4463 | 2114741.7463
2058.349 | 8 | 0 | 0 | 0 | 15219.2 | 15219.2 | 2073568.1781 | 2058348.9781
1966.1355 | 8 | 1 | 0 | 0 | 24113.1 | 24113.1 | 1990248.6366 | 1966135.5366
1892.7383 | 8 | 2 | 0 | 0 | 41441.7 | 41441.7 | 1934179.9811 | 1892738.2811
1804.7946 | 8 | 3 | 0 | 0 | 69411.3 | 69411.3 | 1874205.9387 | 1804794.6387
1754.4862 | 8 | 4 | 0 | 0 | 82354 | 82354 | 1836840.1693 | 1754486.1693
1683.2921 | 8 | 5 | 0 | 0 | 66109.7 | 66109.7 | 1749401.7861 | 1683292.0861
1569.9975 | 8 | 6 | 5007.3115 | 132824.165 | 47742.8 | 47742.8 | 1750564.4632 | 1569997.4982
507.8809 | 8 | 7 | 47356.76 | 1256187.4976 | 40145.7 | 40145.7 | 1804214.1184 | 507880.9208
-381.429 | 8 | 8 | 84514.512 | 2241835.6607 | 33264.8 | 33264.8 | 1893671.4749 | -381428.9858
-622.4562 | 8 | 9 | 96279.64 | 2553917.9632 | 33732.8 | 33732.8 | 1965194.5532 | -622456.21
-673.1582 | 8 | 10 | 99886.16 | 2649584.6713 | 20314.4 | 20314.4 | 1996740.9053 | -673158.166
-671.1424 | 8 | 11 | 101559.832 | 2693980.5684 | 9898.35 | 9898.35 | 2032736.4911 | -671142.4273
-672.2831 | 8 | 12 | 101987.272 | 2705318.8606 | 6666.44 | 6666.44 | 2039702.2195 | -672283.0811
-691.7227 | 8 | 13 | 101854.984 | 2701809.7833 | 10563.3 | 10563.3 | 2020650.3929 | -691722.6904
-698.4545 | 8 | 14 | 100065.016 | 2654329.0134 | 23123.4 | 23123.4 | 1978997.8781 | -698454.5354
-561.1187 | 8 | 15 | 95077.976 | 2522042.5712 | 27697.2 | 27697.2 | 1988621.0358 | -561118.7354
-195.3491 | 8 | 16 | 80722.792 | 2141256.3293 | 28905.5 | 28905.5 | 1974812.745 | -195349.0843
819.4578 | 8 | 17 | 42285.468 | 1121666.1831 | 17861.7 | 17861.7 | 1958985.7048 | 819457.8216
2054.5347 | 8 | 18 | 2829.797 | 75063.3196 | 2965.95 | 2965.95 | 2132563.9995 | 2054534.7299
2170.257 | 8 | 19 | 0 | 0 | 0 | 0 | 2170257.004 | 2170257.004
2152.31 | 8 | 20 | 0 | 0 | 0 | 0 | 2152310.0438 | 2152310.0438
2137.6858 | 8 | 21 | 0 | 0 | 0 | 0 | 2137685.801 | 2137685.801
2118.3459 | 8 | 22 | 0 | 0 | 0 | 0 | 2118345.8795 | 2118345.8795
2073.7139 | 8 | 23 | 0 | 0 | 0 | 0 | 2073713.8993 | 2073713.8993
1998.9681 | 8 | 0 | 0 | 0 | 0 | 0 | 1998968.0645 | 1998968.0645
1924.3589 | 8 | 1 | 0 | 0 | 0 | 0 | 1924358.8679 | 1924358.8679
1871.0632 | 8 | 2 | 0 | 0 | 0 | 0 | 1871063.2004 | 1871063.2004
1833.3975 | 8 | 3 | 0 | 0 | 0 | 0 | 1833397.5384 | 1833397.5384
1796.635 | 8 | 4 | 0 | 0 | 0 | 0 | 1796635.029 | 1796635.029
1697.0023 | 8 | 5 | 0 | 0 | 0 | 0 | 1697002.3351 | 1697002.3351
1645.7826 | 8 | 6 | 1225.6904 | 32512.7168 | 3547.4 | 3547.4 | 1681842.7456 | 1645782.6288
1222.6562 | 8 | 7 | 17999.45 | 477454.202 | 4320.8 | 4320.8 | 1704431.1709 | 1222656.1689
-558.076 | 8 | 8 | 87661.2 | 2325304.8449 | 4891.76 | 4891.76 | 1772120.6495 | -558075.9554
-774.8484 | 8 | 9 | 97699.424 | 2591579.216 | 5196.3 | 5196.3 | 1821927.1034 | -774848.4126
-852.2346 | 8 | 10 | 101583.056 | 2694596.6092 | 2431.39 | 2431.39 | 1844793.3844 | -852234.6149
-836.552 | 8 | 11 | 101682.032 | 2697222.0509 | 0 | 0 | 1860670.0211 | -836552.0298
1345.5704 | 8 | 12 | 20321.308 | 539043.9094 | 0 | 0 | 1884614.3139 | 1345570.4045
-828.0079 | 8 | 13 | 102015.56 | 2706069.2293 | 4379.5 | 4379.5 | 1882440.8699 | -828007.8594
-761.6585 | 8 | 14 | 99330.984 | 2634858.0483 | 0 | 0 | 1873199.5273 | -761658.5211
-660.7186 | 8 | 15 | 95119.992 | 2523157.0894 | 0 | 0 | 1862438.4849 | -660718.6045
-312.217 | 8 | 16 | 81633.36 | 2165410.0961 | 0 | 0 | 1853193.139 | -312216.9571
720.7805 | 8 | 17 | 43659.78 | 1158121.2436 | 0 | 0 | 1878901.7115 | 720780.4679
2005.0348 | 8 | 18 | 2715.2015 | 72023.5544 | 0 | 0 | 2077058.3827 | 2005034.8283
2160.7135 | 8 | 19 | 0 | 0 | 6427.62 | 6427.62 | 2167141.0846 | 2160713.4646
2176.9616 | 8 | 20 | 0 | 0 | 28263.8 | 28263.8 | 2205225.4126 | 2176961.6126
2210.72 | 8 | 21 | 0 | 0 | 4824.44 | 4824.44 | 2215544.4216 | 2210719.9816
2147.4588 | 8 | 22 | 0 | 0 | 48823.5 | 48823.5 | 2196282.31 | 2147458.81
2098.5819 | 8 | 23 | 0 | 0 | 30189.8 | 30189.8 | 2128771.7442 | 2098581.9442
1947.8041 | 8 | 0 | 0 | 0 | 93576.3 | 93576.3 | 2041380.4312 | 1947804.1312
1964.9473 | 8 | 1 | 0 | 0 | 2735.09 | 2735.09 | 1967682.4057 | 1964947.3157
1878.1106 | 8 | 2 | 0 | 0 | 31752.3 | 31752.3 | 1909862.9105 | 1878110.6105
1834.587 | 8 | 3 | 0 | 0 | 17055.4 | 17055.4 | 1851642.4313 | 1834587.0313
1835.4579 | 8 | 4 | 0 | 0 | 4244.64 | 4244.64 | 1839702.5343 | 1835457.8943
1804.5666 | 8 | 5 | 0 | 0 | 4920.7 | 4920.7 | 1809487.2838 | 1804566.5838
1610.5085 | 8 | 6 | 9029.951 | 239528.8772 | 40871.1 | 40871.1 | 1890908.4963 | 1610508.5191
421.373 | 8 | 7 | 56297.572 | 1493351.8698 | 42335.6 | 42335.6 | 1957060.4679 | 421372.9981
-363.2924 | 8 | 8 | 91231.56 | 2420012.3712 | 42549.9 | 42549.9 | 2099269.9027 | -363292.3686
-498.6813 | 8 | 9 | 99340.752 | 2635117.1547 | 50265.5 | 50265.5 | 2186701.3967 | -498681.258
-466.7631 | 8 | 10 | 102106.704 | 2708486.9191 | 13056.3 | 13056.3 | 2254780.1161 | -466763.1029
-451.9724 | 8 | 11 | 102487.696 | 2718593.1296 | 20951.7 | 20951.7 | 2287572.4654 | -451972.3643
-402.9942 | 8 | 12 | 101022.488 | 2679726.9578 | 13799.7 | 13799.7 | 2290532.4145 | -402994.2433
-397.0345 | 8 | 13 | 99770.72 | 2646522.5048 | 42039.9 | 42039.9 | 2291527.9124 | -397034.4924
-343.5782 | 8 | 14 | 96185.856 | 2551430.2447 | 77070.5 | 77070.5 | 2284922.5794 | -343578.1653
-311.0042 | 8 | 15 | 93598.072 | 2482786.5726 | 87462.5 | 87462.5 | 2259244.8295 | -311004.2431
-22.926 | 8 | 16 | 82525.68 | 2189079.8156 | 68378.3 | 68378.3 | 2234532.0656 | -22926.05
844.2205 | 8 | 17 | 46877.212 | 1243466.9863 | 84941.7 | 84941.7 | 2172629.1553 | 844220.469
2049.2266 | 8 | 18 | 6431.55 | 170603.578 | 86172.9 | 86172.9 | 2306003.1251 | 2049226.647
2283.6989 | 8 | 19 | 0 | 0 | 84016.8 | 84016.8 | 2367715.7281 | 2283698.9281
2277.1037 | 8 | 20 | 0 | 0 | 83199.1 | 83199.1 | 2360302.7963 | 2277103.6963
2269.1111 | 8 | 21 | 0 | 0 | 78209.2 | 78209.2 | 2347320.3452 | 2269111.1452
2240.1981 | 8 | 22 | 0 | 0 | 49559.4 | 49559.4 | 2289757.5137 | 2240198.1137
2131.3825 | 8 | 23 | 0 | 0 | 39622.2 | 39622.2 | 2171004.6811 | 2131382.4811
2067.605 | 8 | 0 | 0 | 0 | 30868.8 | 30868.8 | 2098473.8274 | 2067605.0274
1987.5396 | 8 | 1 | 0 | 0 | 21970.4 | 21970.4 | 2009510.025 | 1987539.625
1930.3864 | 8 | 2 | 0 | 0 | 15227.2 | 15227.2 | 1945613.6129 | 1930386.4129
1880.4078 | 8 | 3 | 0 | 0 | 8747.09 | 8747.09 | 1889154.8557 | 1880407.7657
1851.3814 | 8 | 4 | 0 | 0 | 7166.18 | 7166.18 | 1858547.6206 | 1851381.4406
1851.3971 | 8 | 5 | 0 | 0 | 5423.42 | 5423.42 | 1856820.4793 | 1851397.0593
1666.5522 | 8 | 6 | 10193.09 | 270382.3534 | 5120.04 | 5120.04 | 1942054.5442 | 1666552.1507
434.6919 | 8 | 7 | 57914.384 | 1536239.496 | 6597.1 | 6597.1 | 1977528.4881 | 434691.8921
-337.9526 | 8 | 8 | 91935.504 | 2438685.2207 | 8361.01 | 8361.01 | 2109093.5872 | -337952.6436
-488.6587 | 8 | 9 | 101310.2 | 2687358.819 | 7648.14 | 7648.14 | 2206348.2196 | -488658.7393
-453.6067 | 8 | 10 | 102729.968 | 2725019.6473 | 4081.24 | 4081.24 | 2275494.1493 | -453606.7381
-432.89 | 8 | 11 | 103507.784 | 2745652.0287 | 7908.47 | 7908.47 | 2320670.5025 | -432889.9962
-437.6684 | 8 | 12 | 103810.624 | 2753685.1759 | 10141.9 | 10141.9 | 2326158.6342 | -437668.4417
-438.7825 | 8 | 13 | 103231.84 | 2738332.3261 | 27222.7 | 27222.7 | 2326772.5426 | -438782.4834
-394.4827 | 8 | 14 | 101697.496 | 2697632.2497 | 23401.3 | 23401.3 | 2326550.8332 | -394482.7165
-358.6628 | 8 | 15 | 98597.104 | 2615391.1152 | 45757.5 | 45757.5 | 2302485.7662 | -358662.849
-68.7307 | 8 | 16 | 87301.504 | 2315763.533 | 21421.2 | 21421.2 | 2268454.0735 | -68730.6595
881.3346 | 8 | 17 | 49023.788 | 1300407.1556 | 17114.2 | 17114.2 | 2198856.0028 | 881334.6471
2150.943 | 8 | 18 | 6255.8975 | 165944.2121 | 11973.8 | 11973.8 | 2328861.007 | 2150942.9949
2379.4544 | 8 | 19 | 0 | 0 | 3711.86 | 3711.86 | 2383166.2377 | 2379454.3777
2376.0075 | 8 | 20 | 0 | 0 | 0 | 0 | 2376007.4677 | 2376007.4677
2359.0701 | 8 | 21 | 0 | 0 | 0 | 0 | 2359070.0876 | 2359070.0876
2311.5756 | 8 | 22 | 0 | 0 | 0 | 0 | 2311575.589 | 2311575.589
2206.9156 | 8 | 23 | 0 | 0 | 7868.28 | 7868.28 | 2214783.8306 | 2206915.5506
2080.8491 | 8 | 0 | 0 | 0 | 5360.27 | 5360.27 | 2086209.3359 | 2080849.0659
1995.0027 | 8 | 1 | 0 | 0 | 8662.52 | 8662.52 | 2003665.1835 | 1995002.6635
1935.7323 | 8 | 2 | 0 | 0 | 5197.5 | 5197.5 | 1940929.7932 | 1935732.2932
1886.654 | 8 | 3 | 0 | 0 | 0 | 0 | 1886653.9836 | 1886653.9836
1875.8968 | 8 | 4 | 0 | 0 | 0 | 0 | 1875896.8004 | 1875896.8004
1842.6538 | 8 | 5 | 0 | 0 | 0 | 0 | 1842653.8136 | 1842653.8136
1670.5427 | 8 | 6 | 8854.815 | 234883.212 | 2714.3 | 2714.3 | 1908140.2172 | 1670542.7053
1165.2919 | 8 | 7 | 29688.492 | 787518.2439 | 5756.24 | 5756.24 | 1958566.3432 | 1165291.8593
-293.2278 | 8 | 8 | 89823.712 | 2382667.7333 | 10223.4 | 10223.4 | 2099663.2959 | -293227.8374
-305.2476 | 8 | 9 | 94032.432 | 2494308.425 | 11096.2 | 11096.2 | 2200157.0265 | -305247.5986
-461.7833 | 8 | 10 | 102375.016 | 2715604.175 | 9043.36 | 9043.36 | 2262864.2053 | -461783.3297
1213.5922 | 8 | 11 | 40697.028 | 1079531.1538 | 3409.26 | 3409.26 | 2296532.5921 | 1213592.1783
543.4452 | 8 | 12 | 66269.056 | 1757855.8927 | 0 | 0 | 2301301.1086 | 543445.2158
343.7409 | 8 | 13 | 73950.76 | 1961621.1108 | 4945.22 | 4945.22 | 2310307.221 | 343740.8902
487.6389 | 8 | 14 | 66626.936 | 1767349.0334 | 30786.4 | 30786.4 | 2285774.3395 | 487638.9061
2039.6379 | 8 | 15 | 6505.7565 | 172571.9829 | 36499.4 | 36499.4 | 2248709.2686 | 2039637.8857
990.8824 | 8 | 16 | 44622.004 | 1183645.2398 | 33959 | 33959 | 2208486.6636 | 990882.4238
997.96 | 8 | 17 | 41671.984 | 1105392.8795 | 58168.9 | 58168.9 | 2161521.7308 | 997959.9513
2228.5137 | 8 | 18 | 1030.4503 | 27333.7703 | 43654.1 | 43654.1 | 2299501.5933 | 2228513.723
2337.7834 | 8 | 19 | 0 | 0 | 24868.1 | 24868.1 | 2362651.4866 | 2337783.3866
2336.6461 | 8 | 20 | 0 | 0 | 12592.9 | 12592.9 | 2349239.0317 | 2336646.1317
2327.0821 | 8 | 21 | 0 | 0 | 8905.2 | 8905.2 | 2335987.2865 | 2327082.0865
2276.4881 | 8 | 22 | 0 | 0 | 6037.65 | 6037.65 | 2282525.7782 | 2276488.1282
2181.9522 | 8 | 23 | 0 | 0 | 9640.98 | 9640.98 | 2191593.1382 | 2181952.1582
2019.3225 | 8 | 0 | 0 | 0 | 37769.8 | 37769.8 | 2057092.2651 | 2019322.4651
1944.9645 | 8 | 1 | 0 | 0 | 32597.9 | 32597.9 | 1977562.3792 | 1944964.4792
1854.9529 | 8 | 2 | 0 | 0 | 56691.9 | 56691.9 | 1911644.7851 | 1854952.8851
1781.4871 | 8 | 3 | 0 | 0 | 91028.4 | 91028.4 | 1872515.4842 | 1781487.0842
1750.8331 | 8 | 4 | 0 | 0 | 99449.4 | 99449.4 | 1850282.4909 | 1750833.0909
1764.3589 | 8 | 5 | 0 | 0 | 53125.4 | 53125.4 | 1817484.3342 | 1764358.9342
1623.7505 | 8 | 6 | 9478.564 | 251428.8054 | 8358.33 | 8358.33 | 1883537.66 | 1623750.5246
427.6534 | 8 | 7 | 55970.312 | 1484670.9567 | 21541.3 | 21541.3 | 1933865.7048 | 427653.4481
-381.2034 | 8 | 8 | 90981.224 | 2413371.9475 | 40789.9 | 40789.9 | 2072958.403 | -381203.4445
-567.588 | 8 | 9 | 101367.464 | 2688877.8063 | 39004.1 | 39004.1 | 2160293.9008 | -567588.0055
-594.305 | 8 | 10 | 103544.464 | 2746625.004 | 72393.7 | 72393.7 | 2224713.735 | -594304.969
-616.5315 | 8 | 11 | 104819.984 | 2780459.5036 | 63707.8 | 63707.8 | 2227635.7754 | -616531.5283
-591.839 | 8 | 12 | 104375.952 | 2768681.0913 | 60173.9 | 60173.9 | 2237015.9931 | -591838.9982
-314.8428 | 8 | 13 | 93655.496 | 2484309.8041 | 67467.1 | 67467.1 | 2236934.1475 | -314842.7567
-143.5242 | 8 | 14 | 86995.872 | 2307656.3251 | 62531.6 | 62531.6 | 2226663.7649 | -143524.1602
-174.481 | 8 | 15 | 87552.912 | 2322432.3927 | 55333.7 | 55333.7 | 2203285.0749 | -174481.0178
-115.6438 | 8 | 16 | 83887.608 | 2225206.3776 | 64442.5 | 64442.5 | 2174005.0979 | -115643.7797
881.2633 | 8 | 17 | 44375.08 | 1177095.3229 | 62835.7 | 62835.7 | 2121194.3368 | 881263.314
2171.8086 | 8 | 18 | 1897.4536 | 50331.9383 | 37032.4 | 37032.4 | 2259172.9071 | 2171808.5688
2339.3402 | 8 | 19 | 0 | 0 | 24993.3 | 24993.3 | 2364333.4707 | 2339340.1707
2356.8478 | 8 | 20 | 0 | 0 | 15858.5 | 15858.5 | 2372706.343 | 2356847.843
2368.8769 | 8 | 21 | 0 | 0 | 3699.31 | 3699.31 | 2372576.2567 | 2368876.9467
2322.7487 | 8 | 22 | 0 | 0 | 2739.43 | 2739.43 | 2325488.1238 | 2322748.6938
2227.4406 | 8 | 23 | 0 | 0 | 0 | 0 | 2227440.6214 | 2227440.6214
2116.9934 | 8 | 0 | 0 | 0 | 0 | 0 | 2116993.3668 | 2116993.3668
2037.457 | 8 | 1 | 0 | 0 | 0 | 0 | 2037457.019 | 2037457.019
1963.2107 | 8 | 2 | 0 | 0 | 0 | 0 | 1963210.7091 | 1963210.7091
1910.498 | 8 | 3 | 0 | 0 | 0 | 0 | 1910498.004 | 1910498.004
1888.7063 | 8 | 4 | 0 | 0 | 0 | 0 | 1888706.3435 | 1888706.3435
1848.6374 | 8 | 5 | 0 | 0 | 0 | 0 | 1848637.3943 | 1848637.3943
1729.2693 | 8 | 6 | 6856.2315 | 181868.6982 | 2950.53 | 2950.53 | 1914088.5467 | 1729269.3186
514.571 | 8 | 7 | 54950.22 | 1457611.9514 | 1187.32 | 1187.32 | 1973370.2717 | 514571.0003
-271.2958 | 8 | 8 | 89821 | 2382595.7947 | 0 | 0 | 2111299.9914 | -271295.8033
-469.1929 | 8 | 9 | 100728.232 | 2671921.5102 | 0 | 0 | 2202728.6461 | -469192.8641
-485.8431 | 8 | 10 | 103187.28 | 2737150.3256 | 6686.35 | 6686.35 | 2257993.6152 | -485843.0603
620.6387 | 8 | 11 | 62174.432 | 1649241.7165 | 16510.1 | 16510.1 | 2286390.4997 | 620638.6832
1823.4245 | 8 | 12 | 17205.22 | 456386.4221 | 11981 | 11981 | 2291791.8905 | 1823424.4684
1123.1819 | 8 | 13 | 42541.268 | 1128451.5451 | 20296.5 | 20296.5 | 2271929.9907 | 1123181.9456
1481.9633 | 8 | 14 | 29109.746 | 772166.4021 | 19578 | 19578 | 2273707.6644 | 1481963.2623
1708.6304 | 8 | 15 | 18505.896 | 490888.2108 | 42618.2 | 42618.2 | 2242136.8291 | 1708630.4182
1713.8424 | 8 | 16 | 16983.886 | 450515.3067 | 31127.2 | 31127.2 | 2195484.9189 | 1713842.4122
1884.4004 | 8 | 17 | 9097.033 | 241308.2973 | 12919.8 | 12919.8 | 2138628.5251 | 1884400.4278
2259.0729 | 8 | 18 | 0 | 0 | 8466.78 | 8466.78 | 2267539.6854 | 2259072.9054
2277.0612 | 8 | 19 | 0 | 0 | 3479.01 | 3479.01 | 2280540.2551 | 2277061.2451
2252.0763 | 8 | 20 | 0 | 0 | 0 | 0 | 2252076.3096 | 2252076.3096
2235.2374 | 8 | 21 | 0 | 0 | 0 | 0 | 2235237.411 | 2235237.411
2202.687 | 8 | 22 | 0 | 0 | 2424.78 | 2424.78 | 2205111.7953 | 2202687.0153
2148.5769 | 8 | 23 | 0 | 0 | 1928.28 | 1928.28 | 2150505.1855 | 2148576.9055
2074.2134 | 8 | 0 | 0 | 0 | 909.175 | 909.175 | 2075122.5623 | 2074213.3873
1991.7518 | 8 | 1 | 0 | 0 | 0 | 0 | 1991751.7762 | 1991751.7762
1932.9098 | 8 | 2 | 0 | 0 | 1664.88 | 1664.88 | 1934574.7131 | 1932909.8331
1878.5337 | 8 | 3 | 0 | 0 | 1519.89 | 1519.89 | 1880053.5942 | 1878533.7042
1851.4792 | 8 | 4 | 0 | 0 | 5757.59 | 5757.59 | 1857236.8323 | 1851479.2423
1755.9323 | 8 | 5 | 0 | 0 | 10000.7 | 10000.7 | 1765932.9773 | 1755932.2773
1754.7312 | 8 | 6 | 2.3268 | 61.72 | 4977.5 | 4977.5 | 1759770.437 | 1754731.2171
1690.676 | 8 | 7 | 4613.7295 | 122383.9915 | 4999.46 | 4999.46 | 1818059.4625 | 1690676.0109
36.6691 | 8 | 8 | 70468 | 1869237.2659 | 5158.01 | 5158.01 | 1911064.3678 | 36669.0919
-654.6392 | 8 | 9 | 99282.848 | 2633581.1907 | 4540.14 | 4540.14 | 1983482.1664 | -654639.1642
-731.793 | 8 | 10 | 103532.016 | 2746294.8078 | 2959.13 | 2959.13 | 2017460.9236 | -731793.0143
-699.5192 | 8 | 11 | 103740.416 | 2751822.8354 | 0 | 0 | 2052303.6555 | -699519.1799
-698.6474 | 8 | 12 | 103991.008 | 2758470.0498 | 0 | 0 | 2059822.6182 | -698647.4316
-710.92 | 8 | 13 | 103645.176 | 2749296.495 | 2633.85 | 2633.85 | 2041010.3156 | -710920.0294
-715.014 | 8 | 14 | 101017.232 | 2679587.5369 | 35414.1 | 35414.1 | 1999987.6856 | -715013.9513
-589.0991 | 8 | 15 | 96314.504 | 2554842.7672 | 43285.5 | 43285.5 | 2009029.1926 | -589099.0747
-221.5873 | 8 | 16 | 82743.728 | 2194863.7665 | 21717 | 21717 | 1994993.468 | -221587.2985
855.4833 | 8 | 17 | 41292.24 | 1095319.7735 | 29884.1 | 29884.1 | 1980687.1758 | 855483.3023
2105.2221 | 8 | 18 | 583.4661 | 15477.0464 | 34162.3 | 34162.3 | 2154861.4731 | 2105222.1267
2161.819 | 8 | 19 | 0 | 0 | 31508 | 31508 | 2193327.0464 | 2161819.0464
2147.9053 | 8 | 20 | 0 | 0 | 28765.3 | 28765.3 | 2176670.5899 | 2147905.2899
2142.7833 | 8 | 21 | 0 | 0 | 18366.4 | 18366.4 | 2161149.6558 | 2142783.2558
2132.0387 | 8 | 22 | 0 | 0 | 9236.47 | 9236.47 | 2141275.1854 | 2132038.7154
2094.2231 | 8 | 23 | 0 | 0 | 2196.56 | 2196.56 | 2096419.6812 | 2094223.1212
2026.6852 | 8 | 0 | 0 | 0 | 1531.43 | 1531.43 | 2028216.6751 | 2026685.2451
1951.5407 | 8 | 1 | 0 | 0 | 1723.29 | 1723.29 | 1953264.0202 | 1951540.7302
1888.6035 | 8 | 2 | 0 | 0 | 6030.27 | 6030.27 | 1894633.8158 | 1888603.5458
1846.8508 | 8 | 3 | 0 | 0 | 13706.2 | 13706.2 | 1860557.0179 | 1846850.8179
1809.3571 | 8 | 4 | 0 | 0 | 12428 | 12428 | 1821785.09 | 1809357.09
1714.7299 | 8 | 5 | 0 | 0 | 6741.59 | 6741.59 | 1721471.4861 | 1714729.8961
1449.8265 | 8 | 6 | 9387.532 | 249014.0865 | 7491.46 | 7491.46 | 1706332.0209 | 1449826.4744
241.7584 | 8 | 7 | 55902.504 | 1482872.2787 | 4572.53 | 4572.53 | 1729203.2506 | 241758.442
-563.8246 | 8 | 8 | 89077.872 | 2362883.5487 | 2574.27 | 2574.27 | 1801633.2443 | -563824.5744
-721.4119 | 8 | 9 | 96850.16 | 2569051.6018 | 2117.95 | 2117.95 | 1849757.6313 | -721411.9206
-771.3729 | 8 | 10 | 99330.712 | 2634850.8332 | 8425.17 | 8425.17 | 1871903.094 | -771372.9093
130.6873 | 8 | 11 | 66271.092 | 1757909.8998 | 3381.79 | 3381.79 | 1891978.9494 | 130687.2597
-253.2657 | 8 | 12 | 81007.816 | 2148816.8884 | 24644.3 | 24644.3 | 1920195.468 | -253265.7205
989.6289 | 8 | 13 | 31403.636 | 833014.2291 | 93263 | 93263 | 1915906.1748 | 989628.9457
1166.4385 | 8 | 14 | 24069.452 | 638467.3419 | 93821.9 | 93821.9 | 1898727.7525 | 1166438.5106
190.5615 | 8 | 15 | 60650.172 | 1608809.1287 | 92583.1 | 92583.1 | 1891953.7463 | 190561.5176
403.9922 | 8 | 16 | 54024.78 | 1433063.6893 | 45732.7 | 45732.7 | 1882788.5514 | 403992.1621
902.4352 | 8 | 17 | 36242.136 | 961360.4928 | 44825.6 | 44825.6 | 1908621.2981 | 902435.2053
2017.1116 | 8 | 18 | 89.8901 | 2384.429 | 86756.1 | 86756.1 | 2106252.0816 | 2017111.5526
2173.8834 | 8 | 19 | 0 | 0 | 24656.4 | 24656.4 | 2198539.8276 | 2173883.4276
2235.9449 | 8 | 20 | 0 | 0 | 0 | 0 | 2235944.8706 | 2235944.8706
2237.6101 | 8 | 21 | 0 | 0 | 7507.67 | 7507.67 | 2245117.7421 | 2237610.0721
2208.497 | 8 | 22 | 0 | 0 | 11580.6 | 11580.6 | 2220077.5584 | 2208496.9584
2112.3303 | 8 | 23 | 0 | 0 | 34150.8 | 34150.8 | 2146481.0679 | 2112330.2679
2021.1569 | 8 | 0 | 0 | 0 | 22196.7 | 22196.7 | 2043353.638 | 2021156.938
1951.1126 | 8 | 1 | 0 | 0 | 16742.5 | 16742.5 | 1967855.0542 | 1951112.5542
1890.0595 | 8 | 2 | 0 | 0 | 10376.8 | 10376.8 | 1900436.3137 | 1890059.5137
1838.3947 | 8 | 3 | 0 | 0 | 2307.75 | 2307.75 | 1840702.4288 | 1838394.6788
1821.0554 | 8 | 4 | 0 | 0 | 3606.69 | 3606.69 | 1824662.067 | 1821055.377
1788.369 | 8 | 5 | 0 | 0 | 2862.12 | 2862.12 | 1791231.0789 | 1788368.9589
1610.7196 | 8 | 6 | 9448.459 | 250630.2388 | 7335.28 | 7335.28 | 1868685.1198 | 1610719.601
384.9306 | 8 | 7 | 57566.132 | 1527001.7481 | 5194.74 | 5194.74 | 1917127.0927 | 384930.6046
-414.9596 | 8 | 8 | 92382.4 | 2450539.6037 | 3574.88 | 3574.88 | 2039154.8955 | -414959.5881
-587.0266 | 8 | 9 | 102068.888 | 2707483.8102 | 2160.44 | 2160.44 | 2122617.6935 | -587026.5567
-615.493 | 8 | 10 | 105550.352 | 2799833.2773 | 0 | 0 | 2184340.2671 | -615493.0102
-632.6297 | 8 | 11 | 107166.936 | 2842714.8556 | 0 | 0 | 2210085.1646 | -632629.6909
-263.5272 | 8 | 12 | 93188.76 | 2471929.1445 | 1381.4 | 1381.4 | 2209783.323 | -263527.2214
-303.9482 | 8 | 13 | 93982.288 | 2492978.3031 | 13526.9 | 13526.9 | 2202557.0327 | -303948.1704
-547.9529 | 8 | 14 | 102734.496 | 2725139.7573 | 18391.5 | 18391.5 | 2195578.3104 | -547952.9469
-472.9539 | 8 | 15 | 98849.048 | 2622074.1928 | 26188 | 26188 | 2175308.2776 | -472953.9152
-154.6586 | 8 | 16 | 86753.648 | 2301231.0807 | 17533.3 | 17533.3 | 2164105.7568 | -154658.6239
1072.8396 | 8 | 17 | 41746.292 | 1107363.9768 | 14748.1 | 14748.1 | 2194951.6633 | 1072839.5865
2223.7613 | 8 | 18 | 464.9602 | 12333.5535 | 15054.6 | 15054.6 | 2251149.4955 | 2223761.342
2302.9134 | 8 | 19 | 0 | 0 | 9984.8 | 9984.8 | 2312898.1842 | 2302913.3842
2304.0599 | 8 | 20 | 0 | 0 | 5698.45 | 5698.45 | 2309758.3143 | 2304059.8643
2290.507 | 8 | 21 | 0 | 0 | 9919.88 | 9919.88 | 2300426.8458 | 2290506.9658
2220.5163 | 8 | 22 | 0 | 0 | 17488.3 | 17488.3 | 2238004.6217 | 2220516.3217
2105.9077 | 8 | 23 | 0 | 0 | 9088.76 | 9088.76 | 2114996.4987 | 2105907.7387
2036.2997 | 8 | 0 | 0 | 0 | 4047.93 | 4047.93 | 2040347.6076 | 2036299.6776
1955.9371 | 8 | 1 | 0 | 0 | 0 | 0 | 1955937.0993 | 1955937.0993
1892.3111 | 8 | 2 | 0 | 0 | 4854.87 | 4854.87 | 1897165.9837 | 1892311.1137
1832.6669 | 8 | 3 | 0 | 0 | 5518.8 | 5518.8 | 1838185.7376 | 1832666.9376
1803.1039 | 8 | 4 | 0 | 0 | 9118.81 | 9118.81 | 1812222.7442 | 1803103.9342
1799.4507 | 8 | 5 | 0 | 0 | 9945.85 | 9945.85 | 1809396.548 | 1799450.698
1639.7627 | 8 | 6 | 9468.881 | 251171.9537 | 12281.4 | 12281.4 | 1903216.0378 | 1639762.6841
428.5527 | 8 | 7 | 56620.492 | 1501917.6599 | 5156.83 | 5156.83 | 1935627.167 | 428552.6771
-357.1411 | 8 | 8 | 91248.6 | 2420464.375 | 1083.88 | 1083.88 | 2064407.1289 | -357141.1262
-517.6813 | 8 | 9 | 101059.984 | 2680721.5783 | 0 | 0 | 2163040.2853 | -517681.2931
1693.781 | 8 | 10 | 20412.98 | 541475.6049 | 0 | 0 | 2235256.6326 | 1693781.0277
-519.0493 | 8 | 11 | 105533.968 | 2799398.6746 | 45.7767 | 45.7767 | 2280395.1492 | -519049.3021
858.1647 | 8 | 12 | 53380.288 | 1415967.8662 | 15037.2 | 15037.2 | 2289169.7369 | 858164.6707
-526.3802 | 8 | 13 | 104432.536 | 2770182.041 | 39717.9 | 39717.9 | 2283519.7101 | -526380.2309
-498.026 | 8 | 14 | 102890.128 | 2729268.0585 | 58171.3 | 58171.3 | 2289413.3166 | -498026.042
-400.9959 | 8 | 15 | 97909.072 | 2597140.3481 | 71471.8 | 71471.8 | 2267616.2112 | -400995.9369
-89.3579 | 8 | 16 | 85282.472 | 2262206.6014 | 61460.7 | 61460.7 | 2234309.4065 | -89357.8949
1149.0923 | 8 | 17 | 39635.016 | 1051360.1768 | 48589.2 | 48589.2 | 2249041.6489 | 1149092.2721
2256.0275 | 8 | 18 | 277.3197 | 7356.1934 | 36077.2 | 36077.2 | 2299460.9193 | 2256027.5259
2337.5556 | 8 | 19 | 0 | 0 | 16589.7 | 16589.7 | 2354145.338 | 2337555.638
2346.2813 | 8 | 20 | 0 | 0 | 4896.12 | 4896.12 | 2351177.4033 | 2346281.2833
2329.3766 | 8 | 21 | 0 | 0 | 4754.47 | 4754.47 | 2334131.0851 | 2329376.6151
2280.1276 | 8 | 22 | 0 | 0 | 2798.36 | 2798.36 | 2282926.0084 | 2280127.6484
2182.0995 | 8 | 23 | 0 | 0 | 1713.1 | 1713.1 | 2183812.5654 | 2182099.4654
2056.4518 | 8 | 0 | 0 | 0 | 3585.42 | 3585.42 | 2060037.2242 | 2056451.8042
1975.1789 | 8 | 1 | 0 | 0 | 3058.02 | 3058.02 | 1978236.9365 | 1975178.9165
1915.8744 | 8 | 2 | 0 | 0 | 0 | 0 | 1915874.3638 | 1915874.3638
1860.1998 | 8 | 3 | 0 | 0 | 0 | 0 | 1860199.7898 | 1860199.7898
1843.9211 | 8 | 4 | 0 | 0 | 3886.61 | 3886.61 | 1847807.7519 | 1843921.1419
1802.0085 | 8 | 5 | 0 | 0 | 11199.3 | 11199.3 | 1813207.767 | 1802008.467
1700.4776 | 8 | 6 | 6583.928 | 174645.5636 | 5077.08 | 5077.08 | 1880200.2116 | 1700477.568
1825.9786 | 8 | 7 | 3666.6618 | 97262.0308 | 2411.12 | 2411.12 | 1925651.7552 | 1825978.6045
1332.1769 | 8 | 8 | 27585.468 | 731733.3369 | 0 | 0 | 2063910.2033 | 1332176.8664
1995.7963 | 8 | 9 | 6394.465 | 169619.8597 | 0 | 0 | 2165416.2096 | 1995796.3499
1618.4661 | 8 | 10 | 22430.21 | 594984.7365 | 0 | 0 | 2213450.8132 | 1618466.0767
1813.3473 | 8 | 11 | 16285.959 | 432002.0644 | 368.505 | 368.505 | 2245717.8925 | 1813347.3231
1665.2852 | 8 | 12 | 21698.952 | 575587.3547 | 11276.7 | 11276.7 | 2252149.2297 | 1665285.1751
927.0454 | 8 | 13 | 49695.792 | 1318232.7633 | 13202.1 | 13202.1 | 2258480.2757 | 927045.4124
952.7766 | 8 | 14 | 47276.868 | 1254068.2789 | 28559.2 | 28559.2 | 2235404.0332 | 952776.5543
378.7463 | 8 | 15 | 66910.844 | 1774879.9894 | 41356.6 | 41356.6 | 2194982.8771 | 378746.2876
1429.2255 | 8 | 16 | 25875.04 | 686362.4485 | 43091.6 | 43091.6 | 2158679.5658 | 1429225.5173
1608.3419 | 8 | 17 | 20922.744 | 554997.6271 | 30733 | 30733 | 2194072.4965 | 1608341.8694
2240.2026 | 8 | 18 | 0 | 0 | 7102.08 | 7102.08 | 2247304.6872 | 2240202.6072
2296.5774 | 8 | 19 | 0 | 0 | 12028.4 | 12028.4 | 2308605.761 | 2296577.361
2278.2016 | 8 | 20 | 0 | 0 | 17801.1 | 17801.1 | 2296002.6925 | 2278201.5925
2280.2721 | 8 | 21 | 0 | 0 | 5406.41 | 5406.41 | 2285678.4837 | 2280272.0737
2220.3971 | 8 | 22 | 0 | 0 | 13877.4 | 13877.4 | 2234274.5238 | 2220397.1238
2144.7933 | 8 | 23 | 0 | 0 | 5815.82 | 5815.82 | 2150609.0864 | 2144793.2664
2043.6634 | 9 | 0 | 0 | 0 | 5056.3 | 5056.3 | 2048719.675 | 2043663.375
1964.0715 | 9 | 1 | 0 | 0 | 6554.4 | 6554.4 | 1970625.8645 | 1964071.4645
1888.7545 | 9 | 2 | 0 | 0 | 13452.7 | 13452.7 | 1902207.225 | 1888754.525
1853.8499 | 9 | 3 | 0 | 0 | 13701.5 | 13701.5 | 1867551.4043 | 1853849.9043
1835.6352 | 9 | 4 | 0 | 0 | 11164.4 | 11164.4 | 1846799.6228 | 1835635.2228
1816.8443 | 9 | 5 | 0 | 0 | 12429.3 | 12429.3 | 1829273.6366 | 1816844.3366
1634.0207 | 9 | 6 | 9782.73 | 259497.126 | 12380.2 | 12380.2 | 1905898.0091 | 1634020.683
367.2035 | 9 | 7 | 59937.004 | 1589891.603 | 12162.3 | 12162.3 | 1969257.4146 | 367203.5116
-372.8838 | 9 | 8 | 93621.48 | 2483407.4942 | 12571.5 | 12571.5 | 2123095.2377 | -372883.7565
-507.0937 | 9 | 9 | 101972.2 | 2704919.0601 | 20607.6 | 20607.6 | 2218432.9894 | -507093.6706
-536.0325 | 9 | 10 | 105271.904 | 2792447.1534 | 32116.3 | 32116.3 | 2288530.9601 | -536032.4933
-564.7825 | 9 | 11 | 106089.304 | 2814129.5418 | 40795.4 | 40795.4 | 2290142.4596 | -564782.4822
-565.495 | 9 | 12 | 106162.072 | 2816059.7889 | 49543.2 | 49543.2 | 2300108.0236 | -565494.9653
-519.9881 | 9 | 13 | 105107.296 | 2788080.7544 | 30219.6 | 30219.6 | 2298312.2573 | -519988.097
734.6661 | 9 | 14 | 58389.724 | 1548848.3857 | 17403.7 | 17403.7 | 2300918.1801 | 734666.0943
-383.1735 | 9 | 15 | 99119.744 | 2629254.6868 | 22713.5 | 22713.5 | 2268794.7313 | -383173.4555
-35.9514 | 9 | 16 | 84783.264 | 2248964.5881 | 23747.5 | 23747.5 | 2236760.6515 | -35951.4366
1089.9707 | 9 | 17 | 42726.16 | 1133355.9985 | 15049.2 | 15049.2 | 2238375.8519 | 1089970.6534
2276.1953 | 9 | 18 | 89.4599 | 2373.017 | 7799.88 | 7799.88 | 2286368.1894 | 2276195.2924
2383.1705 | 9 | 19 | 0 | 0 | 4580.27 | 4580.27 | 2387750.7673 | 2383170.4973
2378.654 | 9 | 20 | 0 | 0 | 2436.07 | 2436.07 | 2381090.032 | 2378653.962
2375.4418 | 9 | 21 | 0 | 0 | 9057 | 9057 | 2384498.7747 | 2375441.7747
2320.578 | 9 | 22 | 0 | 0 | 18467.5 | 18467.5 | 2339045.4879 | 2320577.9879
2222.1864 | 9 | 23 | 0 | 0 | 17690.2 | 17690.2 | 2239876.5648 | 2222186.3648
2119.273 | 9 | 0 | 0 | 0 | 10841.6 | 10841.6 | 2130114.6045 | 2119273.0045
2036.4274 | 9 | 1 | 0 | 0 | 11322.7 | 11322.7 | 2047750.0724 | 2036427.3724
1957.0279 | 9 | 2 | 0 | 0 | 14057.6 | 14057.6 | 1971085.4872 | 1957027.8872
1896.3993 | 9 | 3 | 0 | 0 | 18279.3 | 18279.3 | 1914678.6412 | 1896399.3412
1883.3829 | 9 | 4 | 0 | 0 | 6255.35 | 6255.35 | 1889638.2306 | 1883382.8806
1863.9725 | 9 | 5 | 0 | 0 | 993.784 | 993.784 | 1864966.2765 | 1863972.4925
1758.4282 | 9 | 6 | 6588.921 | 174778.0081 | 0 | 0 | 1933206.2124 | 1758428.2043
603.4294 | 9 | 7 | 52930.976 | 1404049.3963 | 0 | 0 | 2007478.7839 | 603429.3876
-167.8626 | 9 | 8 | 87895.072 | 2331508.5439 | 0 | 0 | 2163645.9886 | -167862.5553
554.3751 | 9 | 9 | 64561.108 | 1712550.789 | 0 | 0 | 2266925.9176 | 554375.1286
1260.6345 | 9 | 10 | 40260.112 | 1067941.5008 | 4481.08 | 4481.08 | 2333057.0621 | 1260634.4813
498.5552 | 9 | 11 | 69727.44 | 1849593.1388 | 19308.5 | 19308.5 | 2367456.8749 | 498555.2361
307.0925 | 9 | 12 | 77427.28 | 2053839.4331 | 14010.8 | 14010.8 | 2374942.7488 | 307092.5157
13.502 | 9 | 13 | 87721.128 | 2326894.4977 | 12263.9 | 12263.9 | 2352660.3734 | 13501.9757
1822.4215 | 9 | 14 | 19115.24 | 507051.6966 | 22341.6 | 22341.6 | 2351814.7573 | 1822421.4607
434.2033 | 9 | 15 | 70509.344 | 1870333.9586 | 19650.2 | 19650.2 | 2324187.4297 | 434203.271
1240.4498 | 9 | 16 | 38399.156 | 1018577.7001 | 10061.4 | 10061.4 | 2269088.9035 | 1240449.8033
1850.2682 | 9 | 17 | 15719.192 | 416967.978 | 5290.13 | 5290.13 | 2272526.28 | 1850268.172
2309.2293 | 9 | 18 | 0 | 0 | 2817.13 | 2817.13 | 2312046.4649 | 2309229.3349
2315.9872 | 9 | 19 | 0 | 0 | 4327.75 | 4327.75 | 2320314.9165 | 2315987.1665
2281.7831 | 9 | 20 | 0 | 0 | 5680.37 | 5680.37 | 2287463.4289 | 2281783.0589
2256.727 | 9 | 21 | 0 | 0 | 9243.02 | 9243.02 | 2265969.9766 | 2256726.9566
2229.3664 | 9 | 22 | 0 | 0 | 1465.4 | 1465.4 | 2230831.7809 | 2229366.3809
2162.7259 | 9 | 23 | 0 | 0 | 9215.5 | 9215.5 | 2171941.4031 | 2162725.9031
2081.2301 | 9 | 0 | 0 | 0 | 16097 | 16097 | 2097327.1404 | 2081230.1404
1992.0091 | 9 | 1 | 0 | 0 | 23303 | 23303 | 2015312.106 | 1992009.106
1914.0744 | 9 | 2 | 0 | 0 | 43978.1 | 43978.1 | 1958052.4823 | 1914074.3823
1849.9757 | 9 | 3 | 0 | 0 | 45621.5 | 45621.5 | 1895597.1525 | 1849975.6525
1837.1074 | 9 | 4 | 0 | 0 | 22044.1 | 22044.1 | 1859151.509 | 1837107.409
1772.6895 | 9 | 5 | 0 | 0 | 19002.6 | 19002.6 | 1791692.1373 | 1772689.5373
1757.4338 | 9 | 6 | 569.959 | 15118.7575 | 13988.1 | 13988.1 | 1786540.661 | 1757433.8035
1312.1759 | 9 | 7 | 19904.51 | 527987.9073 | 2865.77 | 2865.77 | 1843029.5475 | 1312175.8702
576.937 | 9 | 8 | 51284.204 | 1360367.0498 | 0 | 0 | 1937304.0671 | 576937.0173
167.9139 | 9 | 9 | 69484.216 | 1843141.3682 | 0 | 0 | 2011055.2259 | 167913.8576
-73.759 | 9 | 10 | 80092.32 | 2124532.4013 | 0 | 0 | 2050773.4455 | -73758.9558
-371.6954 | 9 | 11 | 92223.032 | 2446312.2011 | 16054.2 | 16054.2 | 2090671.0057 | -371695.3954
-229.8691 | 9 | 12 | 87165.936 | 2312167.4503 | 12762.3 | 12762.3 | 2095060.6982 | -229869.0521
-473.9186 | 9 | 13 | 94921.416 | 2517889.6537 | 28292.8 | 28292.8 | 2072263.8438 | -473918.6099
-305.9488 | 9 | 14 | 86768.168 | 2301616.2388 | 30019.1 | 30019.1 | 2025686.5347 | -305948.8041
-461.1294 | 9 | 15 | 93355.76 | 2476358.9938 | 20152 | 20152 | 2035381.5448 | -461129.4491
585.0556 | 9 | 16 | 53598.672 | 1421760.7298 | 16976.4 | 16976.4 | 2023792.7535 | 585055.6237
1449.7748 | 9 | 17 | 23071.374 | 611992.281 | 15460.7 | 15460.7 | 2077227.8166 | 1449774.8356
2156.2018 | 9 | 18 | 0 | 0 | 10455.5 | 10455.5 | 2166657.3031 | 2156201.8031
2196.2155 | 9 | 19 | 0 | 0 | 9790.62 | 9790.62 | 2206006.1261 | 2196215.5061
2178.003 | 9 | 20 | 0 | 0 | 9693.11 | 9693.11 | 2187696.0619 | 2178002.9519
2163.0931 | 9 | 21 | 0 | 0 | 10247.2 | 10247.2 | 2173340.2837 | 2163093.0837
2137.2309 | 9 | 22 | 0 | 0 | 13591.3 | 13591.3 | 2150822.1981 | 2137230.8981
2094.0942 | 9 | 23 | 0 | 0 | 13288.7 | 13288.7 | 2107382.886 | 2094094.186
2020.8465 | 9 | 0 | 0 | 0 | 9689.96 | 9689.96 | 2030536.4167 | 2020846.4567
1933.8394 | 9 | 1 | 0 | 0 | 18906.9 | 18906.9 | 1952746.3355 | 1933839.4355
1864.918 | 9 | 2 | 0 | 0 | 24393.9 | 24393.9 | 1889311.8565 | 1864917.9565
1829.2002 | 9 | 3 | 0 | 0 | 25221.7 | 25221.7 | 1854421.8673 | 1829200.1673
1787.4275 | 9 | 4 | 0 | 0 | 31670.3 | 31670.3 | 1819097.7737 | 1787427.4737
1685.4053 | 9 | 5 | 0 | 0 | 48351.4 | 48351.4 | 1733756.6696 | 1685405.2696
1666.1826 | 9 | 6 | 569.2458 | 15099.8378 | 36987.1 | 36987.1 | 1718269.5696 | 1666182.6318
951.4566 | 9 | 7 | 28202.434 | 748099.0041 | 34722.5 | 34722.5 | 1734278.1049 | 951456.6008
-609.3916 | 9 | 8 | 89763.584 | 2381072.7753 | 32144.6 | 32144.6 | 1803825.7741 | -609391.6012
-857.3014 | 9 | 9 | 100335.136 | 2661494.2284 | 49436.8 | 49436.8 | 1853629.6587 | -857301.3697
-972.9605 | 9 | 10 | 104932.304 | 2783438.9089 | 68618.2 | 68618.2 | 1879096.5846 | -972960.5243
-718.2924 | 9 | 11 | 98479.976 | 2612284.1727 | 12338.7 | 12338.7 | 1906330.4891 | -718292.3836
-892.1649 | 9 | 12 | 106514.224 | 2825400.9884 | 3086.72 | 3086.72 | 1936322.7702 | -892164.9382
-680.2831 | 9 | 13 | 98704.28 | 2618234.0705 | 0 | 0 | 1937950.9314 | -680283.1391
-481.6391 | 9 | 14 | 90704.776 | 2406038.8757 | 154.338 | 154.338 | 1924554.1148 | -481639.0989
-441.7462 | 9 | 15 | 87663.136 | 2325356.1993 | 33684.1 | 33684.1 | 1917294.0551 | -441746.2442
-382.936 | 9 | 16 | 83282.744 | 2209161.7286 | 79946.1 | 79946.1 | 1906171.8666 | -382935.962
957.9733 | 9 | 17 | 36736.968 | 974486.4282 | 67146.5 | 67146.5 | 1999606.275 | 957973.3468
2063.2298 | 9 | 18 | 0 | 0 | 52363.9 | 52363.9 | 2115593.691 | 2063229.791
2165.9352 | 9 | 19 | 0 | 0 | 35256.6 | 35256.6 | 2201191.8123 | 2165935.2123
2213.9669 | 9 | 20 | 0 | 0 | 20749 | 20749 | 2234715.9245 | 2213966.9245
2228.7962 | 9 | 21 | 0 | 0 | 11989.7 | 11989.7 | 2240785.8779 | 2228796.1779
2208.1448 | 9 | 22 | 0 | 0 | 5106.01 | 5106.01 | 2213250.7612 | 2208144.7512
2132.3265 | 9 | 23 | 0 | 0 | 8441.94 | 8441.94 | 2140768.4787 | 2132326.5387
2045.268 | 9 | 0 | 0 | 0 | 9934.46 | 9934.46 | 2055202.4566 | 2045267.9966
1967.4592 | 9 | 1 | 0 | 0 | 15744.7 | 15744.7 | 1983203.8668 | 1967459.1668
1912.5234 | 9 | 2 | 0 | 0 | 10167.8 | 10167.8 | 1922691.1917 | 1912523.3917
1867.7069 | 9 | 3 | 0 | 0 | 0 | 0 | 1867706.8778 | 1867706.8778
1851.6878 | 9 | 4 | 0 | 0 | 4654.44 | 4654.44 | 1856342.2823 | 1851687.8423
1837.1912 | 9 | 5 | 0 | 0 | 4973.96 | 4973.96 | 1842165.1136 | 1837191.1536
1759.489 | 9 | 6 | 6314.772 | 167505.9197 | 2071.1 | 2071.1 | 1929065.9756 | 1759488.9559
1943.7945 | 9 | 7 | 2348.9378 | 62308.026 | 390.646 | 390.646 | 2006493.1678 | 1943794.4958
-160.3203 | 9 | 8 | 87566.616 | 2322795.9056 | 0 | 0 | 2162475.5985 | -160320.3071
164.7618 | 9 | 9 | 78860.584 | 2091859.318 | 0 | 0 | 2256621.1133 | 164761.7952
-31.0386 | 9 | 10 | 89059.976 | 2362408.8386 | 0 | 0 | 2331370.2113 | -31038.6273
-240.7929 | 9 | 11 | 98389.52 | 2609884.7329 | 0 | 0 | 2369091.7847 | -240792.9481
-161.7669 | 9 | 12 | 95472.136 | 2532498.0766 | 665.586 | 665.586 | 2371396.7131 | -161766.9495
199.5258 | 9 | 13 | 81726.656 | 2167884.8699 | 1833.29 | 1833.29 | 2369243.9163 | 199525.7564
496.2155 | 9 | 14 | 69154.136 | 1834385.6517 | 32267 | 32267 | 2362868.1057 | 496215.4541
410.7268 | 9 | 15 | 71069.52 | 1885193.2118 | 41057.3 | 41057.3 | 2336977.3461 | 410726.8343
1916.9947 | 9 | 16 | 14657.42 | 388803.3673 | 4743.7 | 4743.7 | 2310541.7995 | 1916994.7322
1968.9858 | 9 | 17 | 12681.285 | 336384.3234 | 4755.07 | 4755.07 | 2310125.2286 | 1968985.8352
2360.0321 | 9 | 18 | 0 | 0 | 2736.86 | 2736.86 | 2362768.9841 | 2360032.1241
2418.7418 | 9 | 19 | 0 | 0 | 0 | 0 | 2418741.7775 | 2418741.7775
2409.2848 | 9 | 20 | 0 | 0 | 0 | 0 | 2409284.7819 | 2409284.7819
2393.7287 | 9 | 21 | 0 | 0 | 0 | 0 | 2393728.6705 | 2393728.6705
2323.9045 | 9 | 22 | 0 | 0 | 6715.3 | 6715.3 | 2330619.848 | 2323904.548
2180.6336 | 9 | 23 | 0 | 0 | 27035.6 | 27035.6 | 2207669.1909 | 2180633.5909
2085.4023 | 9 | 0 | 0 | 0 | 43714.9 | 43714.9 | 2129117.2138 | 2085402.3138
2026.8121 | 9 | 1 | 0 | 0 | 13404.2 | 13404.2 | 2040216.3058 | 2026812.1058
1948.9446 | 9 | 2 | 0 | 0 | 26324.5 | 26324.5 | 1975269.0671 | 1948944.5671
1893.1163 | 9 | 3 | 0 | 0 | 18028.7 | 18028.7 | 1911145.0468 | 1893116.3468
1872.7305 | 9 | 4 | 0 | 0 | 14570.6 | 14570.6 | 1887301.1368 | 1872730.5368
1884.297 | 9 | 5 | 0 | 0 | 19385.9 | 19385.9 | 1903682.8777 | 1884296.9777
1923.4037 | 9 | 6 | 2106.1593 | 55868.0729 | 22299 | 22299 | 2001570.7593 | 1923403.6865
991.5298 | 9 | 7 | 39094.092 | 1037011.603 | 17992.5 | 17992.5 | 2046533.8935 | 991529.7905
225.2131 | 9 | 8 | 73812.328 | 1957949.0574 | 14228.1 | 14228.1 | 2197390.2929 | 225213.1355
-294.5839 | 9 | 9 | 96964.664 | 2572088.94 | 25423.8 | 25423.8 | 2302928.8577 | -294583.8823
-231.2363 | 9 | 10 | 96727.072 | 2565786.5641 | 39410.2 | 39410.2 | 2373960.4966 | -231236.2676
-376.9024 | 9 | 11 | 104377.568 | 2768723.9574 | 35068.4 | 35068.4 | 2426889.963 | -376902.3944
-414.6172 | 9 | 12 | 104853.56 | 2781350.1421 | 64893.7 | 64893.7 | 2431626.6247 | -414617.2174
-173.583 | 9 | 13 | 94665.736 | 2511107.4748 | 88540.8 | 88540.8 | 2426065.2582 | -173583.0166
-153.1724 | 9 | 14 | 93524.688 | 2480839.9854 | 92334.1 | 92334.1 | 2420001.6988 | -153172.3865
92.9452 | 9 | 15 | 82939.336 | 2200052.4729 | 94999.5 | 94999.5 | 2387997.2114 | 92945.2385
1008.286 | 9 | 16 | 46727.66 | 1239499.9634 | 98969.1 | 98969.1 | 2346755.0578 | 1008285.9944
2084.3125 | 9 | 17 | 5756.958 | 152709.321 | 100134 | 100134 | 2337155.7961 | 2084312.4751
2286.7606 | 9 | 18 | 0 | 0 | 100134 | 100134 | 2386894.5544 | 2286760.5544
2349.8132 | 9 | 19 | 0 | 0 | 100134 | 100134 | 2449947.1767 | 2349813.1767
2339.5698 | 9 | 20 | 0 | 0 | 100134 | 100134 | 2439703.836 | 2339569.836
2316.892 | 9 | 21 | 0 | 0 | 100134 | 100134 | 2417026.0332 | 2316892.0332
2264.7212 | 9 | 22 | 0 | 0 | 100134 | 100134 | 2364855.236 | 2264721.236
2162.4255 | 9 | 23 | 0 | 0 | 100134 | 100134 | 2262559.5268 | 2162425.5268
2030.3232 | 9 | 0 | 0 | 0 | 100134 | 100134 | 2130457.1727 | 2030323.1727
1943.8366 | 9 | 1 | 0 | 0 | 100134 | 100134 | 2043970.5748 | 1943836.5748
1879.0416 | 9 | 2 | 0 | 0 | 100134 | 100134 | 1979175.5776 | 1879041.5776
1828.0622 | 9 | 3 | 0 | 0 | 100134 | 100134 | 1928196.21 | 1828062.21
1815.7451 | 9 | 4 | 0 | 0 | 100134 | 100134 | 1915879.0563 | 1815745.0563
1799.014 | 9 | 5 | 0 | 0 | 100134 | 100134 | 1899148.0151 | 1799014.0151
1869.3266 | 9 | 6 | 0 | 0 | 100134 | 100134 | 1969460.5558 | 1869326.5558
1829.1887 | 9 | 7 | 3883.69 | 103018.9317 | 100134 | 100134 | 2032341.6315 | 1829188.6998
1748.0762 | 9 | 8 | 12811.951 | 339850.3755 | 100134 | 100134 | 2188060.5951 | 1748076.2197
2059.3957 | 9 | 9 | 5317.645 | 141056.085 | 100134 | 100134 | 2300585.7574 | 2059395.6723
873.0602 | 9 | 10 | 52625.432 | 1395944.5227 | 99742 | 99742 | 2368746.7566 | 873060.2339
-303.2135 | 9 | 11 | 98426.888 | 2610875.9581 | 99148.6 | 99148.6 | 2406811.0095 | -303213.5486
3.1832 | 9 | 12 | 86959.784 | 2306699.0533 | 99663.4 | 99663.4 | 2409545.6268 | 3183.1735
127.7643 | 9 | 13 | 82710.448 | 2193980.9797 | 99685 | 99685 | 2421430.2329 | 127764.2532
332.4933 | 9 | 14 | 74524.936 | 1976851.7286 | 98587.1 | 98587.1 | 2407932.092 | 332493.2634
1172.5854 | 9 | 15 | 41354.504 | 1096971.3911 | 96653.6 | 96653.6 | 2366210.3773 | 1172585.3862
2106.2706 | 9 | 16 | 4219.3545 | 111922.783 | 97851.9 | 97851.9 | 2316045.2844 | 2106270.6015
2082.6166 | 9 | 17 | 5444.6865 | 144425.9935 | 99881.7 | 99881.7 | 2326924.3366 | 2082616.6431
2270.0759 | 9 | 18 | 0 | 0 | 100134 | 100134 | 2370209.8736 | 2270075.8736
2324.6089 | 9 | 19 | 0 | 0 | 100134 | 100134 | 2424742.9239 | 2324608.9239
2303.9941 | 9 | 20 | 0 | 0 | 100134 | 100134 | 2404128.0869 | 2303994.0869
2288.361 | 9 | 21 | 0 | 0 | 98665.4 | 98665.4 | 2387026.3825 | 2288360.9825
2234.6611 | 9 | 22 | 0 | 0 | 93931 | 93931 | 2328592.0557 | 2234661.0557
2138.5581 | 9 | 23 | 0 | 0 | 93391.9 | 93391.9 | 2231949.9947 | 2138558.0947
2010.9623 | 9 | 0 | 0 | 0 | 80624.9 | 80624.9 | 2091587.1892 | 2010962.2892
1933.1209 | 9 | 1 | 0 | 0 | 77284.6 | 77284.6 | 2010405.4798 | 1933120.8798
1870.5492 | 9 | 2 | 0 | 0 | 70543.5 | 70543.5 | 1941092.6959 | 1870549.1959
1847.2414 | 9 | 3 | 0 | 0 | 59024.9 | 59024.9 | 1906266.3452 | 1847241.4452
1821.3913 | 9 | 4 | 0 | 0 | 62708.8 | 62708.8 | 1884100.0632 | 1821391.2632
1819.1014 | 9 | 5 | 0 | 0 | 47497 | 47497 | 1866598.4413 | 1819101.4413
1911.6764 | 9 | 6 | 0 | 0 | 30798.5 | 30798.5 | 1942474.8552 | 1911676.3552
1734.9179 | 9 | 7 | 9254.284 | 245479.5442 | 24342.9 | 24342.9 | 2004740.3702 | 1734917.926
799.9971 | 9 | 8 | 50623.668 | 1342845.6429 | 18740.5 | 18740.5 | 2161583.2528 | 799997.1099
-479.4158 | 9 | 9 | 102004.096 | 2705765.1348 | 30846.4 | 30846.4 | 2257195.7735 | -479415.7613
-155.9233 | 9 | 10 | 92764.568 | 2460677.0088 | 28727 | 28727 | 2333480.6865 | -155923.3224
428.6159 | 9 | 11 | 71645.888 | 1900481.9748 | 5937.65 | 5937.65 | 2335035.5702 | 428615.9455
1680.0192 | 9 | 12 | 24881.82 | 660016.2512 | 4566.42 | 4566.42 | 2344601.9095 | 1680019.2383
1622.3166 | 9 | 13 | 26995.968 | 716096.234 | 6615.3 | 6615.3 | 2345028.0847 | 1622316.5507
272.4368 | 9 | 14 | 77522.664 | 2056369.5933 | 18453.5 | 18453.5 | 2347259.8742 | 272436.7809
348.6769 | 9 | 15 | 73313.76 | 1944724.0207 | 17213.9 | 17213.9 | 2310614.837 | 348676.9163
357.2672 | 9 | 16 | 71615.224 | 1899668.5801 | 18380.7 | 18380.7 | 2275316.4653 | 357267.1851
1225.2704 | 9 | 17 | 38807.076 | 1029398.204 | 20331.5 | 20331.5 | 2275000.1336 | 1225270.4296
2293.0702 | 9 | 18 | 0 | 0 | 33779.5 | 33779.5 | 2326849.749 | 2293070.249
2389.6721 | 9 | 19 | 0 | 0 | 42117.9 | 42117.9 | 2431790.0445 | 2389672.1445
2379.375 | 9 | 20 | 0 | 0 | 54337 | 54337 | 2433711.9548 | 2379374.9548
2405.4204 | 9 | 21 | 0 | 0 | 30863.2 | 30863.2 | 2436283.6256 | 2405420.4256
2345.3055 | 9 | 22 | 0 | 0 | 39744.1 | 39744.1 | 2385049.6422 | 2345305.5422
2246.221 | 9 | 23 | 0 | 0 | 37951.5 | 37951.5 | 2284172.511 | 2246221.011
2139.0515 | 9 | 0 | 0 | 0 | 35071 | 35071 | 2174122.4733 | 2139051.4733
2071.0694 | 9 | 1 | 0 | 0 | 20747.2 | 20747.2 | 2091816.5691 | 2071069.3691
1997.2089 | 9 | 2 | 0 | 0 | 15050 | 15050 | 2012258.8795 | 1997208.8795
1938.032 | 9 | 3 | 0 | 0 | 17246.6 | 17246.6 | 1955278.6311 | 1938032.0311
1906.3498 | 9 | 4 | 0 | 0 | 25825.2 | 25825.2 | 1932175.0374 | 1906349.8374
1880.6578 | 9 | 5 | 0 | 0 | 26530 | 26530 | 1907187.7818 | 1880657.7818
1750.0636 | 9 | 6 | 6888.0235 | 182712.0142 | 41093.1 | 41093.1 | 1973868.6802 | 1750063.566
500.4956 | 9 | 7 | 56757.536 | 1505552.8951 | 37754.8 | 37754.8 | 2043803.2576 | 500495.5626
-196.4142 | 9 | 8 | 89045.984 | 2362037.6862 | 34107.2 | 34107.2 | 2199730.6753 | -196414.2109
-389.8682 | 9 | 9 | 100340.36 | 2661632.8005 | 32077.7 | 32077.7 | 2303842.2674 | -389868.233
-440.3326 | 9 | 10 | 104548.504 | 2773258.2132 | 31277.5 | 31277.5 | 2364203.1101 | -440332.6031
-397.8078 | 9 | 11 | 104976.656 | 2784615.392 | 8017.96 | 8017.96 | 2394825.5653 | -397807.7867
-404.1418 | 9 | 12 | 105173.904 | 2789847.6011 | 14438.8 | 14438.8 | 2400144.5799 | -404141.8212
-196.5965 | 9 | 13 | 96603.184 | 2562500.3056 | 19262.7 | 19262.7 | 2385166.547 | -196596.4586
-135.3199 | 9 | 14 | 93544.248 | 2481358.8348 | 35265 | 35265 | 2381303.9398 | -135319.895
108.2945 | 9 | 15 | 82597.12 | 2190974.8362 | 48432.9 | 48432.9 | 2347702.1869 | 108294.4507
576.0021 | 9 | 16 | 62310.264 | 1652844.8021 | 60886.6 | 60886.6 | 2289733.5136 | 576002.1115
1756.1389 | 9 | 17 | 17746.304 | 470739.2401 | 66853.8 | 66853.8 | 2293731.9382 | 1756138.8981
2266.1153 | 9 | 18 | 0 | 0 | 71577.2 | 71577.2 | 2337692.5449 | 2266115.3449
2274.0447 | 9 | 19 | 0 | 0 | 69487.1 | 69487.1 | 2343531.7893 | 2274044.6893
2236.8996 | 9 | 20 | 0 | 0 | 69562.9 | 69562.9 | 2306462.5386 | 2236899.6386
2205.0706 | 9 | 21 | 0 | 0 | 76604.9 | 76604.9 | 2281675.5253 | 2205070.6253
2158.0733 | 9 | 22 | 0 | 0 | 86750.6 | 86750.6 | 2244823.8624 | 2158073.2624
2098.4971 | 9 | 23 | 0 | 0 | 81808.4 | 81808.4 | 2180305.4807 | 2098497.0807
2011.408 | 9 | 0 | 0 | 0 | 88836.8 | 88836.8 | 2100244.7873 | 2011407.9873
1944.1964 | 9 | 1 | 0 | 0 | 74965.3 | 74965.3 | 2019161.6586 | 1944196.3586
1876.3693 | 9 | 2 | 0 | 0 | 87166.8 | 87166.8 | 1963536.1187 | 1876369.3187
1820.0413 | 9 | 3 | 0 | 0 | 83422.4 | 83422.4 | 1903463.7204 | 1820041.3204
1797.5378 | 9 | 4 | 0 | 0 | 68082.5 | 68082.5 | 1865620.3099 | 1797537.8099
1732.9134 | 9 | 5 | 0 | 0 | 57383.2 | 57383.2 | 1790296.5914 | 1732913.3914
1469.1188 | 9 | 6 | 10005.355 | 265402.4866 | 54888.6 | 54888.6 | 1789409.8751 | 1469118.7886
171.1651 | 9 | 7 | 61073.408 | 1620035.9055 | 57077 | 57077 | 1848278.0047 | 171165.0992
-544.6428 | 9 | 8 | 91728.76 | 2433201.1203 | 59022.1 | 59022.1 | 1947580.3831 | -544642.8372
-733.7059 | 9 | 9 | 101835.048 | 2701280.9601 | 58132.4 | 58132.4 | 2025707.4365 | -733705.9236
-746.412 | 9 | 10 | 104002.696 | 2758780.0862 | 52592.3 | 52592.3 | 2064960.4276 | -746411.9586
-794.4986 | 9 | 11 | 106536.184 | 2825983.5003 | 69599.4 | 69599.4 | 2101084.2654 | -794498.6349
-718.5106 | 9 | 12 | 104463.32 | 2770998.6187 | 54064.9 | 54064.9 | 2106552.9498 | -718510.5689
-712.2439 | 9 | 13 | 103723.816 | 2751382.5031 | 39873.8 | 39873.8 | 2079012.4087 | -712243.8944
231.1765 | 9 | 14 | 66970.228 | 1776455.212 | 25078.6 | 25078.6 | 2032710.27 | 231176.458
-555.2299 | 9 | 15 | 97873.248 | 2596190.0791 | 2856.05 | 2856.05 | 2043816.1982 | -555229.9309
-190.7281 | 9 | 16 | 83706.792 | 2220410.0445 | 0 | 0 | 2029681.9015 | -190728.143
992.3115 | 9 | 17 | 40955.808 | 1086395.5635 | 2478.13 | 2478.13 | 2081185.2131 | 992311.5196
2162.2625 | 9 | 18 | 0 | 0 | 8898.08 | 8898.08 | 2171160.6273 | 2162262.5473
2187.303 | 9 | 19 | 0 | 0 | 22129.9 | 22129.9 | 2209432.8571 | 2187302.9571
2146.9278 | 9 | 20 | 0 | 0 | 43471 | 43471 | 2190398.8394 | 2146927.8394
2100.3937 | 9 | 21 | 0 | 0 | 74047.9 | 74047.9 | 2174441.558 | 2100393.658
2058.741 | 9 | 22 | 0 | 0 | 93654.5 | 93654.5 | 2152395.5353 | 2058741.0353
2012.4333 | 9 | 23 | 0 | 0 | 93151.2 | 93151.2 | 2105584.4787 | 2012433.2787
1939.3001 | 9 | 0 | 0 | 0 | 90246.2 | 90246.2 | 2029546.2769 | 1939300.0769
1855.6549 | 9 | 1 | 0 | 0 | 95843.4 | 95843.4 | 1951498.3389 | 1855654.9389
1803.4674 | 9 | 2 | 0 | 0 | 85947.8 | 85947.8 | 1889415.2358 | 1803467.4358
1794.3458 | 9 | 3 | 0 | 0 | 57797.4 | 57797.4 | 1852143.242 | 1794345.842
1756.6687 | 9 | 4 | 0 | 0 | 53674.9 | 53674.9 | 1810343.5633 | 1756668.6633
1671.3341 | 9 | 5 | 0 | 0 | 51202.7 | 51202.7 | 1722536.837 | 1671334.137
1387.0874 | 9 | 6 | 9570.77 | 253874.6658 | 65284.9 | 65284.9 | 1706246.9392 | 1387087.3734
92.5939 | 9 | 7 | 59468.64 | 1577467.759 | 56473.4 | 56473.4 | 1726535.0597 | 92593.9007
-691.9099 | 9 | 8 | 92247.496 | 2446961.1342 | 46940.9 | 46940.9 | 1801992.1761 | -691909.8582
-602.0915 | 9 | 9 | 90284.392 | 2394887.7512 | 62139.7 | 62139.7 | 1854935.9207 | -602091.5306
-103.9818 | 9 | 10 | 73194.128 | 1941550.6571 | 42450 | 42450 | 1880018.8129 | -103981.8441
-808.1333 | 9 | 11 | 100704.92 | 2671303.1351 | 34019.3 | 34019.3 | 1897189.1509 | -808133.2841
-765.3198 | 9 | 12 | 100204.312 | 2658023.9852 | 33672.3 | 33672.3 | 1926376.5224 | -765319.7628
394.4632 | 9 | 13 | 56748.9 | 1505323.8162 | 22363.1 | 22363.1 | 1922150.1031 | 394463.1869
-191.186 | 9 | 14 | 78788.768 | 2089954.3236 | 13983.8 | 13983.8 | 1912752.1298 | -191185.9938
-718.9426 | 9 | 15 | 98154.064 | 2603639.0167 | 19136.5 | 19136.5 | 1903832.8867 | -718942.63
-305.429 | 9 | 16 | 82161.888 | 2179429.8531 | 20117.7 | 20117.7 | 1894118.5724 | -305428.9807
962.6317 | 9 | 17 | 37488.644 | 994425.4188 | 35310.8 | 35310.8 | 1992367.8736 | 962631.6548
2039.018 | 9 | 18 | 0 | 0 | 78515.7 | 78515.7 | 2117533.6853 | 2039017.9853
2120.1544 | 9 | 19 | 0 | 0 | 87480.8 | 87480.8 | 2207635.1529 | 2120154.3529
2148.5298 | 9 | 20 | 0 | 0 | 93240.4 | 93240.4 | 2241770.2451 | 2148529.8451
2155.3723 | 9 | 21 | 0 | 0 | 93282 | 93282 | 2248654.2931 | 2155372.2931
2134.2786 | 9 | 22 | 0 | 0 | 91216.4 | 91216.4 | 2225495.0035 | 2134278.6035
2058.0338 | 9 | 23 | 0 | 0 | 96142.7 | 96142.7 | 2154176.5294 | 2058033.8294
1970.4063 | 9 | 0 | 0 | 0 | 95159.2 | 95159.2 | 2065565.4682 | 1970406.2682
1903.88 | 9 | 1 | 0 | 0 | 88083.5 | 88083.5 | 1991963.4593 | 1903879.9593
1862.599 | 9 | 2 | 0 | 0 | 68108.3 | 68108.3 | 1930707.294 | 1862598.994
1828.5639 | 9 | 3 | 0 | 0 | 44672.6 | 44672.6 | 1873236.4866 | 1828563.8866
1825.8485 | 9 | 4 | 0 | 0 | 36823.7 | 36823.7 | 1862672.1704 | 1825848.4704
1821.7645 | 9 | 5 | 0 | 0 | 29142.1 | 29142.1 | 1850906.5964 | 1821764.4964
1853.3415 | 9 | 6 | 1524.5016 | 40438.9971 | 42274.1 | 42274.1 | 1936054.582 | 1853341.4849
805.5296 | 9 | 7 | 44486.78 | 1180058.282 | 28278.4 | 28278.4 | 2013866.3229 | 805529.641
51.5123 | 9 | 8 | 79221.056 | 2101421.2141 | 18995.3 | 18995.3 | 2171928.8025 | 51512.2884
-170.9549 | 9 | 9 | 91147.344 | 2417778.4539 | 23845.5 | 23845.5 | 2270669.0104 | -170954.9436
-332.4835 | 9 | 10 | 100604.616 | 2668642.4668 | 11672.9 | 11672.9 | 2347831.8887 | -332483.478
26.861 | 9 | 11 | 88700.048 | 2352861.3726 | 7083.54 | 7083.54 | 2386805.8832 | 26860.9706
66.9658 | 9 | 12 | 87548.152 | 2322306.1287 | 879.898 | 879.898 | 2390151.8371 | 66965.8104
-311.1153 | 9 | 13 | 101939.288 | 2704046.0349 | 0 | 0 | 2392930.6964 | -311115.3385
-200.1082 | 9 | 14 | 97292.408 | 2580782.6917 | 2488.27 | 2488.27 | 2383162.7931 | -200108.1686
21.1267 | 9 | 15 | 87282.392 | 2315256.5673 | 14580.3 | 14580.3 | 2350963.5782 | 21126.7109
552.7545 | 9 | 16 | 65263.984 | 1731195.3087 | 43552.3 | 43552.3 | 2327502.1575 | 552754.5488
1615.3725 | 9 | 17 | 24690.802 | 654949.2993 | 59947 | 59947 | 2330268.7665 | 1615372.4672
2316.6648 | 9 | 18 | 0 | 0 | 58178.7 | 58178.7 | 2374843.5117 | 2316664.8117
2389.7117 | 9 | 19 | 0 | 0 | 40325.7 | 40325.7 | 2430037.3991 | 2389711.6991
2392.2498 | 9 | 20 | 0 | 0 | 25322.9 | 25322.9 | 2417572.7365 | 2392249.8365
2378.4473 | 9 | 21 | 0 | 0 | 22032.2 | 22032.2 | 2400479.4536 | 2378447.2536
2318.96 | 9 | 22 | 0 | 0 | 20100.2 | 20100.2 | 2339060.2225 | 2318960.0225
2196.3123 | 9 | 23 | 0 | 0 | 17506.7 | 17506.7 | 2213819.0467 | 2196312.3467
2125.1692 | 9 | 0 | 0 | 0 | 8713.43 | 8713.43 | 2133882.5991 | 2125169.1691
2041.8043 | 9 | 1 | 0 | 0 | 2643.84 | 2643.84 | 2044448.1129 | 2041804.2729
1984.7769 | 9 | 2 | 0 | 0 | 0 | 0 | 1984776.9104 | 1984776.9104
1923.5911 | 9 | 3 | 0 | 0 | 0 | 0 | 1923591.1049 | 1923591.1049
1900.4203 | 9 | 4 | 0 | 0 | 0 | 0 | 1900420.3495 | 1900420.3495
1907.6189 | 9 | 5 | 0 | 0 | 2033.69 | 2033.69 | 1909652.6272 | 1907618.9372
1897.0187 | 9 | 6 | 3776.9747 | 100188.1983 | 8075.43 | 8075.43 | 2005282.3627 | 1897018.7345
630.4048 | 9 | 7 | 53294.12 | 1413682.17 | 5466.42 | 5466.42 | 2049553.4033 | 630404.8133
1791.9598 | 9 | 8 | 15102.405 | 400607.059 | 3592.54 | 3592.54 | 2196159.3801 | 1791959.7811
-416.3087 | 9 | 9 | 102142.408 | 2709434.0049 | 10885.9 | 10885.9 | 2304011.217 | -416308.688
-456.4289 | 9 | 10 | 106433.624 | 2823262.9892 | 7082.12 | 7082.12 | 2373916.19 | -456428.9192
-428.4085 | 9 | 11 | 107307.384 | 2846440.3854 | 4324.99 | 4324.99 | 2422356.9121 | -428408.4633
-423.4176 | 9 | 12 | 107457.968 | 2850434.7832 | 547.559 | 547.559 | 2427564.7086 | -423417.6336
-407.4721 | 9 | 13 | 106725.744 | 2831011.7772 | 734.552 | 734.552 | 2424274.2231 | -407472.1061
-71.5807 | 9 | 14 | 93945.984 | 2492015.3016 | 2651.25 | 2651.25 | 2423085.8017 | -71580.7499
133.402 | 9 | 15 | 85056.12 | 2256202.3783 | 5625.72 | 5625.72 | 2395230.1162 | 133402.0179
749.978 | 9 | 16 | 59933.976 | 1589811.2822 | 12657.6 | 12657.6 | 2352446.9308 | 749978.0487
1808.0227 | 9 | 17 | 19700.086 | 522565.3473 | 10629.5 | 10629.5 | 2341217.5332 | 1808022.6859
2381.1842 | 9 | 18 | 0 | 0 | 3382.19 | 3382.19 | 2384566.3857 | 2381184.1957
2434.463 | 9 | 19 | 0 | 0 | 0 | 0 | 2434463.0401 | 2434463.0401
2422.7289 | 9 | 20 | 0 | 0 | 0 | 0 | 2422728.8644 | 2422728.8644
2398.1915 | 9 | 21 | 0 | 0 | 0 | 0 | 2398191.4998 | 2398191.4998
2341.982 | 9 | 22 | 0 | 0 | 0 | 0 | 2341981.9846 | 2341981.9846
2238.4472 | 9 | 23 | 0 | 0 | 0 | 0 | 2238447.1554 | 2238447.1554
2110.0752 | 9 | 0 | 0 | 0 | 0 | 0 | 2110075.1798 | 2110075.1798
2025.96 | 9 | 1 | 0 | 0 | 0 | 0 | 2025959.9896 | 2025959.9896
1959.1617 | 9 | 2 | 0 | 0 | 0 | 0 | 1959161.6666 | 1959161.6666
1910.155 | 9 | 3 | 0 | 0 | 0 | 0 | 1910155.0172 | 1910155.0172
1903.9982 | 9 | 4 | 0 | 0 | 0 | 0 | 1903998.151 | 1903998.151
1885.1547 | 9 | 5 | 0 | 0 | 0 | 0 | 1885154.6582 | 1885154.6582
1949.6176 | 9 | 6 | 0 | 0 | 2760.65 | 2760.65 | 1952378.2026 | 1949617.5526
960.3207 | 9 | 7 | 39552.06 | 1049159.6823 | 2508.1 | 2508.1 | 2011988.5065 | 960320.7242
1302.662 | 9 | 8 | 32600.41 | 864759.9088 | 2112.95 | 2112.95 | 2169534.8605 | 1302662.0017
-428.0791 | 9 | 9 | 102045.144 | 2706853.9758 | 0 | 0 | 2278774.8583 | -428079.1175
949.2361 | 9 | 10 | 52649.856 | 1396592.3948 | 0 | 0 | 2345828.4499 | 949236.0551
1346.51 | 9 | 11 | 39354.86 | 1043928.7465 | 0 | 0 | 2390438.7946 | 1346510.0481
413.2127 | 9 | 12 | 74811.616 | 1984456.2149 | 0 | 0 | 2397668.9033 | 413212.6884
89.5124 | 9 | 13 | 87480.264 | 2320505.3286 | 0 | 0 | 2410017.7105 | 89512.3819
1478.3927 | 9 | 14 | 34446.14 | 913719.8239 | 0 | 0 | 2392112.5043 | 1478392.6804
1404.2565 | 9 | 15 | 35536.948 | 942654.6449 | 3609.3 | 3609.3 | 2350520.4558 | 1404256.5109
1580.618 | 9 | 16 | 26677.23 | 707641.3758 | 13455.9 | 13455.9 | 2301715.323 | 1580618.0472
2075.0982 | 9 | 17 | 7914.633 | 209943.9029 | 22664.9 | 22664.9 | 2307707.0388 | 2075098.2359
2338.0713 | 9 | 18 | 0 | 0 | 9511.24 | 9511.24 | 2347582.5238 | 2338071.2838
2400.3668 | 9 | 19 | 0 | 0 | 0 | 0 | 2400366.7523 | 2400366.7523
2380.7975 | 9 | 20 | 0 | 0 | 0 | 0 | 2380797.5163 | 2380797.5163
2362.3829 | 9 | 21 | 0 | 0 | 0 | 0 | 2362382.8821 | 2362382.8821
2303.0981 | 9 | 22 | 0 | 0 | 0 | 0 | 2303098.0566 | 2303098.0566
2210.1067 | 9 | 23 | 0 | 0 | 0 | 0 | 2210106.703 | 2210106.703
2076.7005 | 9 | 0 | 0 | 0 | 0 | 0 | 2076700.4905 | 2076700.4905
1998.4024 | 9 | 1 | 0 | 0 | 0 | 0 | 1998402.3706 | 1998402.3706
1931.1381 | 9 | 2 | 0 | 0 | 0 | 0 | 1931138.1226 | 1931138.1226
1896.5801 | 9 | 3 | 0 | 0 | 0 | 0 | 1896580.1099 | 1896580.1099
1874.5504 | 9 | 4 | 0 | 0 | 0 | 0 | 1874550.3833 | 1874550.3833
1854.7553 | 9 | 5 | 0 | 0 | 2498.94 | 2498.94 | 1857254.271 | 1854755.331
1646.6231 | 9 | 6 | 10105.29 | 268053.3668 | 14042.5 | 14042.5 | 1928719.011 | 1646623.1442
327.7919 | 9 | 7 | 62345.456 | 1653778.3067 | 8596.74 | 8596.74 | 1990166.9179 | 327791.8712
1883.6634 | 9 | 8 | 9751.53 | 258669.5135 | 4534.2 | 4534.2 | 2146867.092 | 1883663.3785
-464.7327 | 9 | 9 | 101685.12 | 2697303.9634 | 4784.12 | 4784.12 | 2237355.3421 | -464732.7413
-457.055 | 9 | 10 | 104205.312 | 2764154.6871 | 2642.12 | 2642.12 | 2309741.8494 | -457054.9577
-475.308 | 9 | 11 | 105063.8 | 2786926.9776 | 1207.64 | 1207.64 | 2312826.5734 | -475308.0442
-471.7086 | 9 | 12 | 105330.856 | 2794010.9168 | 0 | 0 | 2322302.2754 | -471708.6414
-451.2644 | 9 | 13 | 104585.816 | 2774247.953 | 4569.46 | 4569.46 | 2327553.0389 | -451264.3741
-430.6053 | 9 | 14 | 103892.984 | 2755869.8609 | 5093.55 | 5093.55 | 2330358.0635 | -430605.3474
547.5196 | 9 | 15 | 65829.256 | 1746189.7386 | 4465.11 | 4465.11 | 2298174.4714 | 547519.6228
1198.5649 | 9 | 16 | 40199.172 | 1066325.0037 | 0 | 0 | 2264889.9304 | 1198564.9267
2085.4479 | 9 | 17 | 7066.6825 | 187451.1307 | 0 | 0 | 2272898.9981 | 2085447.8674
2325.2312 | 9 | 18 | 0 | 0 | 0 | 0 | 2325231.1631 | 2325231.1631
2428.2689 | 9 | 19 | 0 | 0 | 0 | 0 | 2428268.9263 | 2428268.9263
2429.8357 | 9 | 20 | 0 | 0 | 0 | 0 | 2429835.7033 | 2429835.7033
2428.0901 | 9 | 21 | 0 | 0 | 0 | 0 | 2428090.0524 | 2428090.0524
2378.3456 | 9 | 22 | 0 | 0 | 0 | 0 | 2378345.6325 | 2378345.6325
2274.2376 | 9 | 23 | 0 | 0 | 0 | 0 | 2274237.6291 | 2274237.6291
2164.041 | 9 | 0 | 0 | 0 | 0 | 0 | 2164040.9738 | 2164040.9738
2076.0055 | 9 | 1 | 0 | 0 | 0 | 0 | 2076005.4944 | 2076005.4944
1996.8714 | 9 | 2 | 0 | 0 | 0 | 0 | 1996871.373 | 1996871.373
1931.0884 | 9 | 3 | 0 | 0 | 3030.93 | 3030.93 | 1934119.3079 | 1931088.3779
1894.798 | 9 | 4 | 0 | 0 | 14277.4 | 14277.4 | 1909075.4441 | 1894798.0441
1852.4479 | 9 | 5 | 0 | 0 | 35593 | 35593 | 1888040.9334 | 1852447.9334
1558.775 | 9 | 6 | 12305.004 | 326403.0771 | 72918.6 | 72918.6 | 1958096.6503 | 1558774.9732
233.9228 | 9 | 7 | 65345.712 | 1733363.2292 | 67698.9 | 67698.9 | 2034984.9512 | 233922.822
-394.1965 | 9 | 8 | 95185.864 | 2524904.413 | 61294.8 | 61294.8 | 2192002.7379 | -394196.4751
-492.0589 | 9 | 9 | 102832.32 | 2727734.641 | 61542.1 | 61542.1 | 2297217.8326 | -492058.9084
-486.9836 | 9 | 10 | 105611.288 | 2801449.6683 | 46221.6 | 46221.6 | 2360687.6195 | -486983.6488
-485.7778 | 9 | 11 | 106684.248 | 2829911.0525 | 46787.6 | 46787.6 | 2390920.8871 | -485777.7654
-466.1253 | 9 | 12 | 106144.232 | 2815586.5643 | 46455.9 | 46455.9 | 2395917.1644 | -466125.2999
-450.4848 | 9 | 13 | 105406.64 | 2796021.1665 | 29807.1 | 29807.1 | 2375343.4868 | -450484.7796
-349.5232 | 9 | 14 | 101666.352 | 2696806.1226 | 25914.3 | 25914.3 | 2373197.2229 | -349523.1997
1790.4474 | 9 | 15 | 18520.73 | 491281.6982 | 51893.2 | 51893.2 | 2333622.3271 | 1790447.4289
1940.3595 | 9 | 16 | 9833.166 | 260834.9936 | 73407.7 | 73407.7 | 2274602.1759 | 1940359.4823
1356.3974 | 9 | 17 | 31738.49 | 841896.581 | 78518.6 | 78518.6 | 2276812.5718 | 1356397.3908
2228.9223 | 9 | 18 | 0 | 0 | 88393.4 | 88393.4 | 2317315.6651 | 2228922.2651
2244.452 | 9 | 19 | 0 | 0 | 86658.6 | 86658.6 | 2331110.5852 | 2244451.9852
2213.7194 | 9 | 20 | 0 | 0 | 85065.3 | 85065.3 | 2298784.6609 | 2213719.3609
2185.8549 | 9 | 21 | 0 | 0 | 91233.9 | 91233.9 | 2277088.7501 | 2185854.8501
2154.844 | 9 | 22 | 0 | 0 | 92474.8 | 92474.8 | 2247318.7989 | 2154843.9989
2090.839 | 9 | 23 | 0 | 0 | 95347.2 | 95347.2 | 2186186.1642 | 2090838.9642
2006.877 | 9 | 0 | 0 | 0 | 98349.4 | 98349.4 | 2105226.4458 | 2006877.0458
1922.1737 | 9 | 1 | 0 | 0 | 98423.5 | 98423.5 | 2020597.1718 | 1922173.6718
1867.4779 | 9 | 2 | 0 | 0 | 97580.2 | 97580.2 | 1965058.0822 | 1867477.8822
1808.1254 | 9 | 3 | 0 | 0 | 98750.3 | 98750.3 | 1906875.6578 | 1808125.3578
1767.3124 | 9 | 4 | 0 | 0 | 98654.9 | 98654.9 | 1865967.2842 | 1767312.3842
1693.8704 | 9 | 5 | 0 | 0 | 98515.9 | 98515.9 | 1792386.3455 | 1693870.4455
1356.1649 | 9 | 6 | 12484.718 | 331170.1785 | 99940.4 | 99940.4 | 1787275.4619 | 1356164.8834
-0.66636 | 9 | 7 | 65890.612 | 1747817.2706 | 98907.4 | 98907.4 | 1846058.3128 | -666.3577
-66.0933 | 9 | 8 | 72365.728 | 1919576.4822 | 97555.8 | 97555.8 | 1951038.9743 | -66093.308
-832.1696 | 9 | 9 | 104268.528 | 2765831.5575 | 98115 | 98115 | 2031776.9546 | -832169.6029
-467.8446 | 9 | 10 | 92186.12 | 2445333.0718 | 98522 | 98522 | 2076010.5051 | -467844.5667
-795.4676 | 9 | 11 | 106182.448 | 2816600.2836 | 96080.3 | 96080.3 | 2117212.9838 | -795467.5998
-357.6788 | 9 | 12 | 90242.016 | 2393763.6836 | 83510 | 83510 | 2119594.8667 | -357678.8169
-753.9603 | 9 | 13 | 105294.8 | 2793054.4937 | 55662.3 | 55662.3 | 2094756.5396 | -753960.2541
363.9792 | 9 | 14 | 62081.4 | 1646773.9456 | 43463.4 | 43463.4 | 2054216.5209 | 363979.1753
-306.912 | 9 | 15 | 88186.336 | 2339234.6255 | 25753.4 | 25753.4 | 2058075.9782 | -306912.0473
409.7762 | 9 | 16 | 59880.388 | 1588389.8045 | 42148.5 | 42148.5 | 2040314.5121 | 409776.2076
972.6354 | 9 | 17 | 38648.916 | 1025202.8449 | 93202.3 | 93202.3 | 2091040.5539 | 972635.409
2080.1231 | 9 | 18 | 0 | 0 | 99786.8 | 99786.8 | 2179909.9075 | 2080123.1075
2121.1588 | 9 | 19 | 0 | 0 | 98949.3 | 98949.3 | 2220108.059 | 2121158.759
2102.7096 | 9 | 20 | 0 | 0 | 97495.6 | 97495.6 | 2200205.1604 | 2102709.5604
2086.5921 | 9 | 21 | 0 | 0 | 98683 | 98683 | 2185275.1215 | 2086592.1215
2059.3661 | 9 | 22 | 0 | 0 | 99027.3 | 99027.3 | 2158393.4007 | 2059366.1007
2014.1358 | 9 | 23 | 0 | 0 | 97981.2 | 97981.2 | 2112117.0018 | 2014135.8018
1940.2519 | 9 | 0 | 0 | 0 | 95628.1 | 95628.1 | 2035879.9888 | 1940251.8888
1872.3149 | 9 | 1 | 0 | 0 | 84884.6 | 84884.6 | 1957199.4557 | 1872314.8557
1812.9187 | 9 | 2 | 0 | 0 | 82525 | 82525 | 1895443.6733 | 1812918.6733
1778.5943 | 9 | 3 | 0 | 0 | 81431.9 | 81431.9 | 1860026.1649 | 1778594.2649
1737.8059 | 9 | 4 | 0 | 0 | 84624.6 | 84624.6 | 1822430.4611 | 1737805.8611
1647.5397 | 9 | 5 | 0 | 0 | 86063 | 86063 | 1733602.6576 | 1647539.6576
1360.1764 | 9 | 6 | 10058.481 | 266811.7092 | 88171.4 | 88171.4 | 1715159.5587 | 1360176.4495
-9.4493 | 9 | 7 | 62767.028 | 1664960.9441 | 79140.1 | 79140.1 | 1734651.7903 | -9449.2538
-703.3775 | 9 | 8 | 92244.8 | 2446889.62 | 65552.3 | 65552.3 | 1809064.3749 | -703377.5451
-876.3156 | 9 | 9 | 100756.624 | 2672674.6376 | 64486.2 | 64486.2 | 1860845.2511 | -876315.5865
-933.572 | 9 | 10 | 103605.968 | 2748256.4618 | 74284.1 | 74284.1 | 1888968.6068 | -933571.9551
-932.616 | 9 | 11 | 104668.824 | 2776449.8268 | 67910.1 | 67910.1 | 1911743.8868 | -932616.04
-879.4235 | 9 | 12 | 104776.2 | 2779298.0873 | 46618 | 46618 | 1946492.5681 | -879423.5193
-854.3196 | 9 | 13 | 103862.944 | 2755073.0185 | 38118.2 | 38118.2 | 1938871.6282 | -854319.5903
-807.4599 | 9 | 14 | 101916.84 | 2703450.5783 | 28144.1 | 28144.1 | 1924134.8257 | -807459.8526
-656.1965 | 9 | 15 | 96094.144 | 2548997.4882 | 23617.9 | 23617.9 | 1916418.9082 | -656196.48
-318.649 | 9 | 16 | 82999.192 | 2201640.2158 | 21996.2 | 21996.2 | 1904987.4242 | -318648.9916
1001.7381 | 9 | 17 | 36770.228 | 975368.6844 | 28316.1 | 28316.1 | 2005422.8538 | 1001738.0694
2071.0415 | 9 | 18 | 0 | 0 | 53607.6 | 53607.6 | 2124649.0852 | 2071041.4852
2168.1141 | 9 | 19 | 0 | 0 | 46391.7 | 46391.7 | 2214505.8333 | 2168114.1333
2206.1268 | 9 | 20 | 0 | 0 | 39856.9 | 39856.9 | 2245983.6842 | 2206126.7842
2218.8092 | 9 | 21 | 0 | 0 | 32020.7 | 32020.7 | 2250829.9465 | 2218809.2465
2180.6135 | 9 | 22 | 0 | 0 | 47088.6 | 47088.6 | 2227702.0838 | 2180613.4838
2082.3108 | 9 | 23 | 0 | 0 | 68676.6 | 68676.6 | 2150987.3747 | 2082310.7747
2017.3129 | 9 | 0 | 0 | 0 | 49834.9 | 49834.9 | 2067147.7514 | 2017312.8514
1963.7772 | 9 | 1 | 0 | 0 | 32257.7 | 32257.7 | 1996034.9218 | 1963777.2218
1907.496 | 9 | 2 | 0 | 0 | 27773.1 | 27773.1 | 1935269.0973 | 1907495.9973
1854.0768 | 9 | 3 | 0 | 0 | 19025.5 | 19025.5 | 1873102.3445 | 1854076.8445
1825.0523 | 9 | 4 | 0 | 0 | 35096.8 | 35096.8 | 1860149.0777 | 1825052.2777
1802.8778 | 9 | 5 | 0 | 0 | 41842.4 | 41842.4 | 1844720.1835 | 1802877.7835
1899.9848 | 9 | 6 | 0 | 0 | 29585.6 | 29585.6 | 1929570.3602 | 1899984.7602
1327.8726 | 9 | 7 | 25067.278 | 664935.7182 | 20822.3 | 20822.3 | 2013630.5779 | 1327872.5597
1683.8526 | 9 | 8 | 17853.272 | 473576.6779 | 14209.8 | 14209.8 | 2171639.0711 | 1683852.5932
-472.9326 | 9 | 9 | 103098.776 | 2734802.6646 | 6744.48 | 6744.48 | 2268614.5241 | -472932.6205
-450.3971 | 9 | 10 | 105206.08 | 2790701.1031 | 0 | 0 | 2340303.9626 | -450397.1405
-478.5417 | 9 | 11 | 107474.6 | 2850875.9644 | 0 | 0 | 2372334.216 | -478541.7484
-472.3765 | 9 | 12 | 107029.328 | 2839064.6597 | 0 | 0 | 2366688.1846 | -472376.4751
-452.3282 | 9 | 13 | 105986.072 | 2811391.2052 | 6207.32 | 6207.32 | 2365270.3311 | -452328.194
-402.5646 | 9 | 14 | 103261.416 | 2739116.8603 | 18979.6 | 18979.6 | 2355531.8679 | -402564.5924
-251.6166 | 9 | 15 | 96921.952 | 2570955.9596 | 6604.54 | 6604.54 | 2325943.862 | -251616.6376
184.7565 | 9 | 16 | 79419.32 | 2106680.3737 | 11804.9 | 11804.9 | 2303241.8144 | 184756.5407
1435.4393 | 9 | 17 | 32474.366 | 861416.4601 | 11019.2 | 11019.2 | 2307875.0031 | 1435439.3429
2347.0662 | 9 | 18 | 0 | 0 | 5330.19 | 5330.19 | 2352396.3674 | 2347066.1774
2393.1082 | 9 | 19 | 0 | 0 | 9262.47 | 9262.47 | 2402370.6802 | 2393108.2102
2383.4287 | 9 | 20 | 0 | 0 | 13572.1 | 13572.1 | 2397000.7535 | 2383428.6535
2380.8526 | 9 | 21 | 0 | 0 | 2396.23 | 2396.23 | 2383248.8393 | 2380852.6093
2322.5271 | 9 | 22 | 0 | 0 | 0 | 0 | 2322527.0672 | 2322527.0672
2197.4534 | 9 | 23 | 0 | 0 | 0 | 0 | 2197453.443 | 2197453.443
2117.7381 | 9 | 0 | 0 | 0 | 1314.73 | 1314.73 | 2119052.8451 | 2117738.1151
2029.1447 | 9 | 1 | 0 | 0 | 6675.38 | 6675.38 | 2035820.1013 | 2029144.7213
1967.4774 | 9 | 2 | 0 | 0 | 6035.97 | 6035.97 | 1973513.3452 | 1967477.3752
1900.4644 | 9 | 3 | 0 | 0 | 9464.37 | 9464.37 | 1909928.7944 | 1900464.4244
1865.9552 | 9 | 4 | 0 | 0 | 16402.1 | 16402.1 | 1882357.2692 | 1865955.1692
1877.7809 | 9 | 5 | 0 | 0 | 16064 | 16064 | 1893844.8584 | 1877780.8584
1785.8252 | 9 | 6 | 6770.394 | 179591.7689 | 23706.7 | 23706.7 | 1989123.6218 | 1785825.153
942.351 | 9 | 7 | 40430.804 | 1072469.2843 | 11992.6 | 11992.6 | 2026812.8636 | 942350.9793
-229.2266 | 9 | 8 | 90501.88 | 2400656.8475 | 4348.11 | 4348.11 | 2175778.3522 | -229226.6053
994.2209 | 9 | 9 | 47657.268 | 1264158.7861 | 20719.6 | 20719.6 | 2279099.2446 | 994220.8586
1067.9247 | 9 | 10 | 47025.232 | 1247393.3713 | 32785.1 | 32785.1 | 2348103.1858 | 1067924.7145
-469.3563 | 9 | 11 | 106705.528 | 2830475.5267 | 40321.1 | 40321.1 | 2401440.2826 | -469356.3441
-96.8104 | 9 | 12 | 92805.976 | 2461775.3993 | 50255.8 | 50255.8 | 2415220.7719 | -96810.4273
528.3944 | 9 | 13 | 68938.336 | 1828661.3314 | 55463.2 | 55463.2 | 2412518.9715 | 528394.4401
310.3253 | 9 | 14 | 77179.712 | 2047272.4335 | 54106.4 | 54106.4 | 2411704.1113 | 310325.2778
2312.5876 | 9 | 15 | 734.2646 | 19477.1341 | 53131.6 | 53131.6 | 2385196.3613 | 2312587.6272
2309.9371 | 9 | 16 | 0 | 0 | 37610.1 | 37610.1 | 2347547.2093 | 2309937.1093
2323.0726 | 9 | 17 | 0 | 0 | 21291.3 | 21291.3 | 2344363.9292 | 2323072.6292
2372.6665 | 9 | 18 | 0 | 0 | 15797.8 | 15797.8 | 2388464.2724 | 2372666.4724
2420.6263 | 9 | 19 | 0 | 0 | 15537.3 | 15537.3 | 2436163.59 | 2420626.29
2406.4707 | 9 | 20 | 0 | 0 | 14645.7 | 14645.7 | 2421116.4449 | 2406470.7449
2374.4034 | 9 | 21 | 0 | 0 | 29780.8 | 29780.8 | 2404184.2167 | 2374403.4167
2330.5487 | 9 | 22 | 0 | 0 | 21298.2 | 21298.2 | 2351846.8676 | 2330548.6676
2229.2674 | 9 | 23 | 0 | 0 | 15636.6 | 15636.6 | 2244904.0232 | 2229267.4232
2103.1672 | 9 | 0 | 0 | 0 | 13169.5 | 13169.5 | 2116336.6577 | 2103167.1577
2007.8898 | 9 | 1 | 0 | 0 | 20436.5 | 20436.5 | 2028326.3075 | 2007889.8075
1943.9817 | 9 | 2 | 0 | 0 | 17899.7 | 17899.7 | 1961881.3533 | 1943981.6533
1893.8727 | 9 | 3 | 0 | 0 | 15975.7 | 15975.7 | 1909848.4028 | 1893872.7028
1881.2763 | 9 | 4 | 0 | 0 | 17984.9 | 17984.9 | 1899261.2333 | 1881276.3333
1851.6054 | 9 | 5 | 0 | 0 | 29362.3 | 29362.3 | 1880967.6747 | 1851605.3747
1868.7339 | 9 | 6 | 1799.5179 | 47734.0903 | 35224.4 | 35224.4 | 1951692.4014 | 1868733.9111
1023.8788 | 9 | 7 | 36429.64 | 966334.2321 | 22931.6 | 22931.6 | 2013144.6158 | 1023878.7836
-99.9925 | 9 | 8 | 85211.168 | 2260315.1884 | 13720.9 | 13720.9 | 2174043.5944 | -99992.494
-352.6336 | 9 | 9 | 98752.04 | 2619500.9543 | 16824.7 | 16824.7 | 2283692.0671 | -352633.5872
-418.1595 | 9 | 10 | 103458.536 | 2744345.6741 | 23235.6 | 23235.6 | 2349421.7658 | -418159.5083
-451.6087 | 9 | 11 | 106011.128 | 2812055.8417 | 26026.1 | 26026.1 | 2386473.2247 | -451608.7171
-432.5102 | 9 | 12 | 105429.104 | 2796617.0475 | 27119.9 | 27119.9 | 2391226.7713 | -432510.1763
-404.6545 | 9 | 13 | 104818.184 | 2780411.7568 | 28518.2 | 28518.2 | 2404275.4752 | -404654.4815
421.9789 | 9 | 14 | 73065.576 | 1938140.6811 | 26147.8 | 26147.8 | 2386267.3375 | 421978.8564
476.6805 | 9 | 15 | 69453.016 | 1842313.7557 | 29352.6 | 29352.6 | 2348346.8973 | 476680.5416
214.7418 | 9 | 16 | 77825.256 | 2064396.162 | 23879.1 | 23879.1 | 2303017.092 | 214741.83
1811.8724 | 9 | 17 | 18357.938 | 486963.4704 | 14856 | 14856 | 2313691.8432 | 1811872.3728
2344.5424 | 9 | 18 | 0 | 0 | 17042.5 | 17042.5 | 2361584.9124 | 2344542.4124
2401.0007 | 9 | 19 | 0 | 0 | 9905.46 | 9905.46 | 2410906.1527 | 2401000.6927
2386.4125 | 9 | 20 | 0 | 0 | 4527.15 | 4527.15 | 2390939.6468 | 2386412.4968
2373.0455 | 9 | 21 | 0 | 0 | 1018.87 | 1018.87 | 2374064.3491 | 2373045.4791
2314.1009 | 9 | 22 | 0 | 0 | 281.446 | 281.446 | 2314382.326 | 2314100.88
2201.7988 | 9 | 23 | 0 | 0 | 15341.6 | 15341.6 | 2217140.3612 | 2201798.7612
2048.4037 | 9 | 0 | 0 | 0 | 27294.7 | 27294.7 | 2075698.432 | 2048403.732
1950.6377 | 9 | 1 | 0 | 0 | 48753.9 | 48753.9 | 1999391.5759 | 1950637.6759
1860.6536 | 9 | 2 | 0 | 0 | 69913.9 | 69913.9 | 1930567.4746 | 1860653.5746
1842.7702 | 9 | 3 | 0 | 0 | 54067.3 | 54067.3 | 1896837.5142 | 1842770.2142
1834.0544 | 9 | 4 | 0 | 0 | 43490.4 | 43490.4 | 1877544.8467 | 1834054.4467
1821.0218 | 9 | 5 | 0 | 0 | 40548.2 | 40548.2 | 1861570.0121 | 1821021.8121
1723.5659 | 9 | 6 | 6139.581 | 162858.7955 | 51229.4 | 51229.4 | 1937654.0746 | 1723565.8791
447.8104 | 9 | 7 | 57185.468 | 1516904.2381 | 31559.5 | 31559.5 | 1996274.1156 | 447810.3775
-224.2282 | 9 | 8 | 89101.768 | 2363517.415 | 17810.1 | 17810.1 | 2157099.3489 | -224228.1661
-417.113 | 9 | 9 | 100162.48 | 2656914.3478 | 10918 | 10918 | 2250719.3602 | -417112.9876
-432.1882 | 9 | 10 | 103218 | 2737965.2056 | 11081.9 | 11081.9 | 2316858.9369 | -432188.1687
-495.9245 | 9 | 11 | 105760.832 | 2805416.479 | 11818.8 | 11818.8 | 2321310.8259 | -495924.4531
-478.1534 | 9 | 12 | 105786.184 | 2806088.9673 | 5452.42 | 5452.42 | 2333387.97 | -478153.4173
-453.9011 | 9 | 13 | 104792.368 | 2779726.9604 | 6108.83 | 6108.83 | 2331934.7197 | -453901.0707
-405.6152 | 9 | 14 | 102645.776 | 2722786.3666 | 13580.7 | 13580.7 | 2330751.8705 | -405615.1961
-327.5356 | 9 | 15 | 97557.464 | 2587813.5788 | 36598.1 | 36598.1 | 2296876.0897 | -327535.5892
166.9414 | 9 | 16 | 77575.752 | 2057777.8079 | 43754.1 | 43754.1 | 2268473.2967 | 166941.3887
1376.2935 | 9 | 17 | 31272.17 | 829526.9562 | 66371.2 | 66371.2 | 2272191.6364 | 1376293.4802
2254.285 | 9 | 18 | 0 | 0 | 63815.2 | 63815.2 | 2318100.2052 | 2254285.0052
2357.395 | 9 | 19 | 0 | 0 | 65561.8 | 65561.8 | 2422956.8105 | 2357395.0105
2365.8155 | 9 | 20 | 0 | 0 | 65246.7 | 65246.7 | 2431062.1633 | 2365815.4633
2348.7941 | 9 | 21 | 0 | 0 | 80772.9 | 80772.9 | 2429566.9535 | 2348794.0535
2279.8219 | 9 | 22 | 0 | 0 | 94503.4 | 94503.4 | 2374325.332 | 2279821.932
2177.1698 | 9 | 23 | 0 | 0 | 96246.8 | 96246.8 | 2273416.6256 | 2177169.8256
2066.8021 | 9 | 0 | 0 | 0 | 97663.9 | 97663.9 | 2164465.9908 | 2066802.0908
2044.4827 | 9 | 1 | 0 | 0 | 36783.3 | 36783.3 | 2081266.0204 | 2044482.7204
1960.1597 | 9 | 2 | 0 | 0 | 42348.7 | 42348.7 | 2002508.4176 | 1960159.7176
1934.0899 | 9 | 3 | 0 | 0 | 10080.8 | 10080.8 | 1944170.6678 | 1934089.8678
1912.5076 | 9 | 4 | 0 | 0 | 2915.14 | 2915.14 | 1915422.7047 | 1912507.5647
1889.6145 | 9 | 5 | 0 | 0 | 1479.45 | 1479.45 | 1891093.9723 | 1889614.5223
1797.1175 | 9 | 6 | 6217.7935 | 164933.4637 | 0 | 0 | 1962050.9655 | 1797117.5018
651.0481 | 9 | 7 | 52230 | 1385455.2761 | 0 | 0 | 2036503.3667 | 651048.0906
42.709 | 9 | 8 | 81104.32 | 2151376.7578 | 0 | 0 | 2194085.7895 | 42709.0317
73.432 | 9 | 9 | 83909.88 | 2225797.1657 | 0 | 0 | 2299229.153 | 73431.9873
187.1819 | 9 | 10 | 81815.928 | 2170252.9029 | 0 | 0 | 2357434.7642 | 187181.8613
-80.8953 | 9 | 11 | 92835.256 | 2462552.0818 | 1808.85 | 1808.85 | 2383465.6036 | -80895.3282
-72.6459 | 9 | 12 | 92659.856 | 2457899.4137 | 3025.91 | 3025.91 | 2388279.4696 | -72645.8541
660.4945 | 9 | 13 | 63960.472 | 1696618.2921 | 11743 | 11743 | 2368855.7947 | 660494.5026
-69.5623 | 9 | 14 | 91051.456 | 2415234.9246 | 24980.9 | 24980.9 | 2370653.4959 | -69562.3287
1009.3804 | 9 | 15 | 48874.42 | 1296445.0135 | 29402.7 | 29402.7 | 2335228.0895 | 1009380.376
1807.359 | 9 | 16 | 16672.483 | 442255.017 | 23809.2 | 23809.2 | 2273423.2283 | 1807359.0113
1364.4715 | 9 | 17 | 33515.224 | 889026.3052 | 23799.8 | 23799.8 | 2277297.6447 | 1364471.5395
2310.5874 | 9 | 18 | 0 | 0 | 11528.7 | 11528.7 | 2322116.1384 | 2310587.4384
2322.5594 | 9 | 19 | 0 | 0 | 9462.11 | 9462.11 | 2332021.512 | 2322559.402
2294.2345 | 9 | 20 | 0 | 0 | 6957.4 | 6957.4 | 2301191.8944 | 2294234.4944
2258.763 | 9 | 21 | 0 | 0 | 23588 | 23588 | 2282351.0453 | 2258763.0453
2204.5507 | 9 | 22 | 0 | 0 | 42914.7 | 42914.7 | 2247465.4016 | 2204550.7016
2125.5117 | 9 | 23 | 0 | 0 | 60673.4 | 60673.4 | 2186185.0518 | 2125511.6518
2043.541 | 9 | 0 | 0 | 0 | 64118.5 | 64118.5 | 2107659.4863 | 2043540.9863
1957.9867 | 9 | 1 | 0 | 0 | 67338 | 67338 | 2025324.7095 | 1957986.7095
1899.1741 | 9 | 2 | 0 | 0 | 68506.3 | 68506.3 | 1967680.3914 | 1899174.0914
1853.7399 | 9 | 3 | 0 | 0 | 55440.5 | 55440.5 | 1909180.4305 | 1853739.9305
1826.8833 | 9 | 4 | 0 | 0 | 43273.7 | 43273.7 | 1870157.0399 | 1826883.3399
1765.0629 | 9 | 5 | 0 | 0 | 29641.1 | 29641.1 | 1794703.9676 | 1765062.8676
1567.6722 | 9 | 6 | 6700.0445 | 177725.675 | 41921.7 | 41921.7 | 1787319.5618 | 1567672.1869
214.7067 | 9 | 7 | 60326.856 | 1600232.8343 | 31104.9 | 31104.9 | 1846044.3861 | 214706.6517
1493.054 | 9 | 8 | 16073.261 | 426360.0279 | 22659.5 | 22659.5 | 1942073.5548 | 1493054.0269
885.2388 | 9 | 9 | 41649.436 | 1104794.7703 | 31748.9 | 31748.9 | 2021782.4208 | 885238.7505
-513.7354 | 9 | 10 | 95684.8 | 2538139.2113 | 36155.3 | 36155.3 | 2060559.1407 | -513735.3705
-705.284 | 9 | 11 | 104113.456 | 2761718.1108 | 42472.3 | 42472.3 | 2098906.3627 | -705284.0482
-489.4686 | 9 | 12 | 96442.928 | 2558249.3479 | 35409.4 | 35409.4 | 2104190.1863 | -489468.5616
-698.1857 | 9 | 13 | 102716.08 | 2724651.2536 | 51854.3 | 51854.3 | 2078319.8299 | -698185.7238
-711.7611 | 9 | 14 | 101279.792 | 2686552.215 | 56856.2 | 56856.2 | 2031647.2927 | -711761.1224
-161.8671 | 9 | 15 | 80297.104 | 2129964.5107 | 70532.5 | 70532.5 | 2038629.917 | -161867.0937
-121.7547 | 9 | 16 | 78693.6 | 2087429.8931 | 68526.6 | 68526.6 | 2034201.8102 | -121754.6829
1186.0612 | 9 | 17 | 32102.926 | 851563.6264 | 52016.7 | 52016.7 | 2089641.5168 | 1186061.1904
2132.0357 | 9 | 18 | 0 | 0 | 47535.8 | 47535.8 | 2179571.5166 | 2132035.7166
2166.0821 | 9 | 19 | 0 | 0 | 44735.1 | 44735.1 | 2210817.204 | 2166082.104
2150.8579 | 9 | 20 | 0 | 0 | 41820.3 | 41820.3 | 2192678.1625 | 2150857.8625
2132.9371 | 9 | 21 | 0 | 0 | 45547.7 | 45547.7 | 2178484.7623 | 2132937.0623
2112.1955 | 9 | 22 | 0 | 0 | 43375.4 | 43375.4 | 2155570.8704 | 2112195.4704
2066.686 | 9 | 23 | 0 | 0 | 39826.8 | 39826.8 | 2106512.8015 | 2066686.0015
1995.623 | 9 | 0 | 0 | 0 | 36711.9 | 36711.9 | 2032334.9053 | 1995623.0053
1912.1992 | 9 | 1 | 0 | 0 | 41905.2 | 41905.2 | 1954104.3716 | 1912199.1716
1864.2855 | 9 | 2 | 0 | 0 | 30903.2 | 30903.2 | 1895188.6697 | 1864285.4697
1829.6955 | 9 | 3 | 0 | 0 | 27418.5 | 27418.5 | 1857114.0005 | 1829695.5005
1787.1373 | 9 | 4 | 0 | 0 | 30215.5 | 30215.5 | 1817352.8349 | 1787137.3349
1688.1382 | 9 | 5 | 0 | 0 | 38815.6 | 38815.6 | 1726953.8193 | 1688138.2193
1582.3714 | 9 | 6 | 3340.22 | 88602.8226 | 36878.6 | 36878.6 | 1707852.793 | 1582371.3704
-24.016 | 9 | 7 | 65430.616 | 1735615.3964 | 19143.3 | 19143.3 | 1730742.7225 | -24015.9739
-713.9669 | 9 | 8 | 94700.776 | 2512036.9474 | 7953.03 | 7953.03 | 1806023.0436 | -713966.9338
-293.7704 | 9 | 9 | 80677.152 | 2140045.6806 | 14687.6 | 14687.6 | 1860962.9076 | -293770.373
-970.9283 | 9 | 10 | 106847.176 | 2834232.8877 | 19608.8 | 19608.8 | 1882913.4025 | -970928.2852
-991.5074 | 9 | 11 | 108002.736 | 2864885.3231 | 26811.4 | 26811.4 | 1900189.282 | -991507.4411
-969.5723 | 9 | 12 | 108068.728 | 2866635.8298 | 35312.2 | 35312.2 | 1932375.7431 | -969572.2867
-625.8138 | 9 | 13 | 94608.744 | 2509595.7025 | 45130.7 | 45130.7 | 1928912.581 | -625813.8215
-507.9893 | 9 | 14 | 91030.384 | 2414675.9678 | 14144 | 14144 | 1920830.7079 | -507989.2599
-731.1897 | 9 | 15 | 99187.576 | 2631054.0014 | 16826.4 | 16826.4 | 1916690.7195 | -731189.6819
1703.8547 | 9 | 16 | 6248.2405 | 165741.1022 | 38489.1 | 38489.1 | 1908084.9391 | 1703854.737
1468.753 | 9 | 17 | 17341.724 | 460007.3332 | 74948.4 | 74948.4 | 2003708.7529 | 1468753.0197
2047.0422 | 9 | 18 | 0 | 0 | 74206.6 | 74206.6 | 2121248.7629 | 2047042.1629
2160.9275 | 9 | 19 | 0 | 0 | 49868 | 49868 | 2210795.4502 | 2160927.4502
2215.3129 | 9 | 20 | 0 | 0 | 28483.6 | 28483.6 | 2243796.5383 | 2215312.9383
2242.0866 | 9 | 21 | 0 | 0 | 6471.53 | 6471.53 | 2248558.1297 | 2242086.5997
2220.6539 | 9 | 22 | 0 | 0 | 4994.21 | 4994.21 | 2225648.0998 | 2220653.8898
2145.0179 | 9 | 23 | 0 | 0 | 9546.57 | 9546.57 | 2154564.4421 | 2145017.8721
2061.8622 | 9 | 0 | 0 | 0 | 6035.45 | 6035.45 | 2067897.6705 | 2061862.2205
1981.3571 | 9 | 1 | 0 | 0 | 11092.5 | 11092.5 | 1992449.5745 | 1981357.0745
1921.1398 | 9 | 2 | 0 | 0 | 9503.3 | 9503.3 | 1930643.0921 | 1921139.7921
1866.2341 | 9 | 3 | 0 | 0 | 9477.13 | 9477.13 | 1875711.2134 | 1866234.0834
1838.9544 | 9 | 4 | 0 | 0 | 24773.6 | 24773.6 | 1863728.0125 | 1838954.4125
1818.8782 | 9 | 5 | 0 | 0 | 30754.8 | 30754.8 | 1849632.9668 | 1818878.1668
1561.8908 | 9 | 6 | 12653.799 | 335655.2286 | 41962.2 | 41962.2 | 1939508.1895 | 1561890.7609
161.5942 | 9 | 7 | 68237.192 | 1810062.7548 | 43347.2 | 43347.2 | 2015004.1164 | 161594.1616
-406.8978 | 9 | 8 | 95595.536 | 2535771.3905 | 45487.1 | 45487.1 | 2174360.6618 | -406897.8287
-522.5476 | 9 | 9 | 103665.824 | 2749844.2047 | 44951.6 | 44951.6 | 2272248.1801 | -522547.6246
-513.9064 | 9 | 10 | 106418.928 | 2822873.1625 | 39076.6 | 39076.6 | 2348043.4047 | -513906.3577
1143.2698 | 9 | 11 | 44497.664 | 1180346.9915 | 61636.5 | 61636.5 | 2385253.2633 | 1143269.7719
3.6264 | 9 | 12 | 88463.424 | 2346584.674 | 33550.9 | 33550.9 | 2383761.9844 | 3626.4104
1608.5269 | 9 | 13 | 28152.614 | 746777.4766 | 32101.7 | 32101.7 | 2387406.0794 | 1608526.9029
1597.7457 | 9 | 14 | 28105.036 | 745515.4205 | 39178.2 | 39178.2 | 2382439.3507 | 1597745.7302
1904.9474 | 9 | 15 | 15559.929 | 412743.3607 | 32961.6 | 32961.6 | 2350652.3301 | 1904947.3694
1669.183 | 9 | 16 | 23538.79 | 624390.9783 | 33815.9 | 33815.9 | 2327389.8401 | 1669182.9617
2186.3769 | 9 | 17 | 3288.208 | 87223.15 | 55185.8 | 55185.8 | 2328785.8579 | 2186376.9079
2294.6201 | 9 | 18 | 0 | 0 | 79953.9 | 79953.9 | 2374574.0282 | 2294620.1282
2358.3881 | 9 | 19 | 0 | 0 | 71876.3 | 71876.3 | 2430264.3532 | 2358388.0532
2352.9805 | 9 | 20 | 0 | 0 | 65321 | 65321 | 2418301.4737 | 2352980.4737
2338.4529 | 9 | 21 | 0 | 0 | 60399.7 | 60399.7 | 2398852.6143 | 2338452.9143
2272.7571 | 9 | 22 | 0 | 0 | 61941.1 | 61941.1 | 2334698.2417 | 2272757.1417
2181.3157 | 9 | 23 | 0 | 0 | 29655.7 | 29655.7 | 2210971.3904 | 2181315.6904
2080.008 | 9 | 0 | 0 | 0 | 52181.7 | 52181.7 | 2132189.6502 | 2080007.9502
1997.5016 | 9 | 1 | 0 | 0 | 43518 | 43518 | 2041019.6079 | 1997501.6079
1938.8945 | 9 | 2 | 0 | 0 | 37992.5 | 37992.5 | 1976886.964 | 1938894.464
1901.3727 | 9 | 3 | 0 | 0 | 15995.2 | 15995.2 | 1917367.8971 | 1901372.6971
1871.369 | 9 | 4 | 0 | 0 | 18645.3 | 18645.3 | 1890014.2503 | 1871368.9503
1888.3718 | 9 | 5 | 0 | 0 | 11103.8 | 11103.8 | 1899475.6275 | 1888371.8275
1738.7284 | 9 | 6 | 9575.177 | 253991.566 | 1422.1 | 1422.1 | 1994142.0345 | 1738728.3685
1184.1222 | 9 | 7 | 32305.702 | 856942.4715 | 0 | 0 | 2041064.6437 | 1184122.1723
251.0795 | 9 | 8 | 72964.856 | 1935468.9779 | 0 | 0 | 2186548.4738 | 251079.4959
-388.6813 | 9 | 9 | 100956.824 | 2677985.1516 | 0 | 0 | 2289303.8235 | -388681.3281
-413.1241 | 9 | 10 | 104663.232 | 2776301.4932 | 0 | 0 | 2363177.4264 | -413124.0668
-408.1295 | 9 | 11 | 105793.368 | 2806279.5304 | 0 | 0 | 2398150.0416 | -408129.4888
-411.4202 | 9 | 12 | 106030.824 | 2812578.2987 | 0 | 0 | 2401158.0643 | -411420.2344
2082.586 | 9 | 13 | 12068.759 | 320136.4318 | 862.289 | 862.289 | 2403584.6709 | 2082585.9501
2053.5596 | 9 | 14 | 13188.45 | 349837.4045 | 1068.36 | 1068.36 | 2404465.3499 | 2053559.5854
2041.1384 | 9 | 15 | 12551.846 | 332950.8188 | 3063.32 | 3063.32 | 2377152.5386 | 2041138.3998
2328.604 | 9 | 16 | 0 | 0 | 4983.41 | 4983.41 | 2333587.4571 | 2328604.0471
2320.3373 | 9 | 17 | 0 | 0 | 2155.35 | 2155.35 | 2322492.6033 | 2320337.2533
2372.326 | 9 | 18 | 0 | 0 | 0 | 0 | 2372326.0254 | 2372326.0254
2421.535 | 9 | 19 | 0 | 0 | 0 | 0 | 2421534.9896 | 2421534.9896
2405.2907 | 9 | 20 | 0 | 0 | 0 | 0 | 2405290.6991 | 2405290.6991
2382.5863 | 9 | 21 | 0 | 0 | 0 | 0 | 2382586.27 | 2382586.27
2329.4367 | 9 | 22 | 0 | 0 | 0 | 0 | 2329436.7065 | 2329436.7065
2225.5362 | 9 | 23 | 0 | 0 | 0 | 0 | 2225536.1991 | 2225536.1991
2091.7747 | 9 | 0 | 0 | 0 | 4346.37 | 4346.37 | 2096121.0822 | 2091774.7122
2009.9635 | 9 | 1 | 0 | 0 | 3069.34 | 3069.34 | 2013032.8586 | 2009963.5186
1944.7593 | 9 | 2 | 0 | 0 | 2423 | 2423 | 1947182.2876 | 1944759.2876
1894.603 | 9 | 3 | 0 | 0 | 619.231 | 619.231 | 1895222.2462 | 1894603.0152
1879.2508 | 9 | 4 | 0 | 0 | 7123.03 | 7123.03 | 1886373.836 | 1879250.806
1855.1579 | 9 | 5 | 0 | 0 | 12875.3 | 12875.3 | 1868033.2087 | 1855157.9087
1584.976 | 9 | 6 | 12322.106 | 326856.7255 | 26859.5 | 26859.5 | 1938692.1899 | 1584975.9644
234.4276 | 9 | 7 | 65711.624 | 1743069.427 | 21804.5 | 21804.5 | 1999301.5316 | 234427.6046
-310.4955 | 9 | 8 | 92475.872 | 2453019.0461 | 17017.1 | 17017.1 | 2159540.5996 | -310495.5464
-414.9605 | 9 | 9 | 101141.528 | 2682884.6181 | 8879.96 | 8879.96 | 2276804.0446 | -414960.5335
-407.46 | 9 | 10 | 103423.496 | 2743416.2016 | 9014.28 | 9014.28 | 2344970.435 | -407460.0465
70.9544 | 9 | 11 | 87012.92 | 2308108.5411 | 0 | 0 | 2379062.9292 | 70954.388
-19.3919 | 9 | 12 | 90485.824 | 2400230.9453 | 0 | 0 | 2380839.0572 | -19391.8882
-380.1476 | 9 | 13 | 104138.136 | 2762372.7736 | 0 | 0 | 2382225.1592 | -380147.6144
-0.61102 | 9 | 14 | 89139.056 | 2364506.5181 | 1757.68 | 1757.68 | 2365653.1823 | -611.0159
346.7821 | 9 | 15 | 74569.008 | 1978020.7844 | 7742.22 | 7742.22 | 2332545.1401 | 346782.1357
645.2978 | 9 | 16 | 61545.5 | 1632558.6386 | 7727.66 | 7727.66 | 2285584.1184 | 645297.8197
1477.7296 | 9 | 17 | 30609.006 | 811935.8388 | 3452.4 | 3452.4 | 2293117.87 | 1477729.6313
2336.8566 | 9 | 18 | 0 | 0 | 2082.19 | 2082.19 | 2338938.8051 | 2336856.6151
2387.5553 | 9 | 19 | 0 | 0 | 5540.31 | 5540.31 | 2393095.6409 | 2387555.3309
2358.288 | 9 | 20 | 0 | 0 | 12137.9 | 12137.9 | 2370425.9215 | 2358288.0215
2290.3945 | 9 | 21 | 0 | 0 | 62976.2 | 62976.2 | 2353370.6863 | 2290394.4863
2197.6124 | 9 | 22 | 0 | 0 | 95870.5 | 95870.5 | 2293482.8828 | 2197612.3828
2103.0392 | 9 | 23 | 0 | 0 | 95701.6 | 95701.6 | 2198740.7522 | 2103039.1522
1953.9931 | 9 | 0 | 0 | 0 | 85709.1 | 85709.1 | 2039702.1575 | 1953993.0575
1871.7729 | 9 | 1 | 0 | 0 | 90349.9 | 90349.9 | 1962122.8048 | 1871772.9048
1800.6971 | 9 | 2 | 0 | 0 | 98859.6 | 98859.6 | 1899556.708 | 1800697.108
1776.6597 | 9 | 3 | 0 | 0 | 98858.4 | 98858.4 | 1875518.0954 | 1776659.6954
1761.8613 | 9 | 4 | 0 | 0 | 93501.8 | 93501.8 | 1855363.0676 | 1761861.2676
1734.5678 | 9 | 5 | 0 | 0 | 96053.8 | 96053.8 | 1830621.607 | 1734567.807
1525.9649 | 9 | 6 | 9929.228 | 263383.1384 | 99465.7 | 99465.7 | 1888813.7684 | 1525964.93
122.6272 | 9 | 7 | 64871.944 | 1720796.0384 | 95662.8 | 95662.8 | 1939086.0201 | 122627.1817
-439.1108 | 9 | 8 | 92839.664 | 2462669.0086 | 81583.5 | 81583.5 | 2105141.7024 | -439110.8063
-534.8554 | 9 | 9 | 99790.64 | 2647050.9036 | 92947.2 | 92947.2 | 2205142.707 | -534855.3966
-522.5377 | 9 | 10 | 101935.184 | 2703937.172 | 93282.9 | 93282.9 | 2274682.3722 | -522537.6998
-564.4718 | 9 | 11 | 103920.2 | 2756591.7937 | 81137.9 | 81137.9 | 2273257.9189 | -564471.7748
-507.1216 | 9 | 12 | 103591.68 | 2747877.4577 | 45016.9 | 45016.9 | 2285772.7628 | -507121.595
-452.9541 | 9 | 13 | 102816.416 | 2727312.7708 | 15366.8 | 15366.8 | 2289725.4896 | -452954.0811
-392.2128 | 9 | 14 | 100352.744 | 2661961.299 | 14913.5 | 14913.5 | 2284661.9879 | -392212.8111
-317.6087 | 9 | 15 | 95689.552 | 2538265.263 | 27308 | 27308 | 2247964.5144 | -317608.7486
51.5572 | 9 | 16 | 80512.992 | 2135691.1653 | 32223.8 | 32223.8 | 2219472.184 | 51557.2187
1290.5761 | 9 | 17 | 33271.354 | 882557.3989 | 39212.2 | 39212.2 | 2212345.68 | 1290576.0812
2229.1731 | 9 | 18 | 0 | 0 | 39038.2 | 39038.2 | 2268211.2571 | 2229173.0571
2321.8897 | 9 | 19 | 0 | 0 | 46425.7 | 46425.7 | 2368315.3654 | 2321889.6654
2314.3542 | 9 | 20 | 0 | 0 | 55622.3 | 55622.3 | 2369976.5399 | 2314354.2399
2292.9851 | 9 | 21 | 0 | 0 | 81201.5 | 81201.5 | 2374186.5537 | 2292985.0537
2254.7144 | 9 | 22 | 0 | 0 | 67167.8 | 67167.8 | 2321882.1962 | 2254714.3962
2150.1086 | 9 | 23 | 0 | 0 | 75765.6 | 75765.6 | 2225874.2143 | 2150108.6143
2034.2592 | 9 | 0 | 0 | 0 | 86583.8 | 86583.8 | 2120843.0358 | 2034259.2358
1946.6667 | 9 | 1 | 0 | 0 | 95530.6 | 95530.6 | 2042197.319 | 1946666.719
1874.2856 | 9 | 2 | 0 | 0 | 93937.7 | 93937.7 | 1968223.2538 | 1874285.5538
1829.4288 | 9 | 3 | 0 | 0 | 92340.6 | 92340.6 | 1921769.3953 | 1829428.7953
1812.9394 | 9 | 4 | 0 | 0 | 88172.8 | 88172.8 | 1901112.2307 | 1812939.4307
1775.2932 | 9 | 5 | 0 | 0 | 92734.2 | 92734.2 | 1868027.4285 | 1775293.2285
1535.5364 | 9 | 6 | 10701.381 | 283865.3029 | 97771.5 | 97771.5 | 1917173.1706 | 1535536.3678
113.0844 | 9 | 7 | 66628.228 | 1767383.305 | 94703.4 | 94703.4 | 1975171.1323 | 113084.4273
-437.2765 | 9 | 8 | 93513.256 | 2480536.7396 | 90083.9 | 90083.9 | 2133344.1027 | -437276.537
-558.5911 | 9 | 9 | 101718.568 | 2698191.2065 | 97760.7 | 97760.7 | 2237360.8028 | -558591.1036
-575.006 | 9 | 10 | 104826.792 | 2780640.0929 | 97879.8 | 97879.8 | 2303513.9402 | -575005.9528
-578.1333 | 9 | 11 | 106187.072 | 2816722.94 | 87158.5 | 87158.5 | 2325748.1134 | -578133.3266
-559.6797 | 9 | 12 | 106438.488 | 2823392.0119 | 64414.4 | 64414.4 | 2328126.7092 | -559679.7027
-545.9574 | 9 | 13 | 105445.808 | 2797060.1386 | 64015.4 | 64015.4 | 2315118.1769 | -545957.3617
-435.7312 | 9 | 14 | 101841.064 | 2701440.5408 | 42900.8 | 42900.8 | 2308610.1204 | -435731.2204
-326.5307 | 9 | 15 | 96622.36 | 2563008.969 | 43870.7 | 43870.7 | 2280349.0142 | -326530.6549
17.291 | 9 | 16 | 81045.464 | 2149815.5409 | 45220.1 | 45220.1 | 2212326.6128 | 17290.9719
1320.5948 | 9 | 17 | 32186.548 | 853781.7872 | 45645.4 | 45645.4 | 2220021.9618 | 1320594.7746
2197.8422 | 9 | 18 | 0 | 0 | 66510.3 | 66510.3 | 2264352.5049 | 2197842.2049
2178.5393 | 9 | 19 | 0 | 0 | 75223 | 75223 | 2253762.2717 | 2178539.2717
2143.3711 | 9 | 20 | 0 | 0 | 84916.7 | 84916.7 | 2228287.7968 | 2143371.0968
2124.7754 | 9 | 21 | 0 | 0 | 85569.8 | 85569.8 | 2210345.1811 | 2124775.3811
2082.3908 | 9 | 22 | 0 | 0 | 92602.7 | 92602.7 | 2174993.5037 | 2082390.8037
2037.4739 | 9 | 23 | 0 | 0 | 75872.5 | 75872.5 | 2113346.4269 | 2037473.9269
1871.5235 | 10 | 0 | 0 | 0 | 82915.3 | 82915.3 | 1954438.7605 | 1871523.4605
1800.7068 | 10 | 1 | 0 | 0 | 81024 | 81024 | 1881730.7968 | 1800706.7968
1750.4572 | 10 | 2 | 0 | 0 | 80465 | 80465 | 1830922.1833 | 1750457.1833
1694.6816 | 10 | 3 | 0 | 0 | 72549.7 | 72549.7 | 1767231.3243 | 1694681.6243
1681.1885 | 10 | 4 | 0 | 0 | 54664.2 | 54664.2 | 1735852.6629 | 1681188.4629
1618.4006 | 10 | 5 | 0 | 0 | 30881.6 | 30881.6 | 1649282.1502 | 1618400.5502
1341.9003 | 10 | 6 | 9855.663 | 261431.75 | 33801.3 | 33801.3 | 1637133.3137 | 1341900.2637
-89.3305 | 10 | 7 | 65414.436 | 1735186.2051 | 39364.4 | 39364.4 | 1685220.0722 | -89330.5328
-739.498 | 10 | 8 | 93104.496 | 2469693.9539 | 45230.4 | 45230.4 | 1775426.3731 | -739497.9808
-927.3231 | 10 | 9 | 103063.208 | 2733859.1862 | 32364.1 | 32364.1 | 1838900.2311 | -927323.0551
-920.7236 | 10 | 10 | 105289.88 | 2792923.9856 | 3506.55 | 3506.55 | 1875706.9679 | -920723.5677
-919.4048 | 10 | 11 | 106865.688 | 2834723.9379 | 2663.09 | 2663.09 | 1917982.1787 | -919404.8492
-922.8356 | 10 | 12 | 107045.272 | 2839487.5909 | 5188.78 | 5188.78 | 1921840.811 | -922835.56
-909.5838 | 10 | 13 | 106024.48 | 2812410.0175 | 0 | 0 | 1902826.2605 | -909583.7569
-718.2132 | 10 | 14 | 97553.888 | 2587718.7217 | 0 | 0 | 1869505.5691 | -718213.1526
-657.3341 | 10 | 15 | 95238.736 | 2526306.898 | 0 | 0 | 1868972.7699 | -657334.128
-149.6357 | 10 | 16 | 75159.64 | 1993687.9148 | 5185.59 | 5185.59 | 1849237.7663 | -149635.7385
1199.0162 | 10 | 17 | 26660.206 | 707189.7964 | 16565.2 | 16565.2 | 1922771.1839 | 1199016.1876
1966.7867 | 10 | 18 | 0 | 0 | 40488.8 | 40488.8 | 2007275.4561 | 1966786.6561
2000.0706 | 10 | 19 | 0 | 0 | 37503.7 | 37503.7 | 2037574.2711 | 2000070.5711
1990.4517 | 10 | 20 | 0 | 0 | 35865.3 | 35865.3 | 2026317.0239 | 1990451.7239
1975.323 | 10 | 21 | 0 | 0 | 38034.3 | 38034.3 | 2013357.275 | 1975322.975
1949.0603 | 10 | 22 | 0 | 0 | 47789.4 | 47789.4 | 1996849.6548 | 1949060.2548
1872.5595 | 10 | 23 | 0 | 0 | 80466.8 | 80466.8 | 1953026.3222 | 1872559.5222
1801.3039 | 10 | 0 | 0 | 0 | 86152.3 | 86152.3 | 1887456.2378 | 1801303.9378
1726.7609 | 10 | 1 | 0 | 0 | 89291.7 | 89291.7 | 1816052.6282 | 1726760.9282
1667.4329 | 10 | 2 | 0 | 0 | 93727 | 93727 | 1761159.945 | 1667432.945
1632.8621 | 10 | 3 | 0 | 0 | 93166.2 | 93166.2 | 1726028.3481 | 1632862.1481
1613.8233 | 10 | 4 | 0 | 0 | 81172.7 | 81172.7 | 1694995.9725 | 1613823.2725
1527.8658 | 10 | 5 | 0 | 0 | 74833.4 | 74833.4 | 1602699.1606 | 1527865.7606
1422.0149 | 10 | 6 | 3834.652 | 101718.1475 | 60473.5 | 60473.5 | 1584206.5686 | 1422014.9211
-41.9288 | 10 | 7 | 59617.96 | 1581428.6279 | 58697.7 | 58697.7 | 1598197.4834 | -41928.8445
-811.7656 | 10 | 8 | 91042.088 | 2414986.4286 | 56465.9 | 56465.9 | 1659686.7154 | -811765.6133
-457.5971 | 10 | 9 | 79369.08 | 2105347.7053 | 53867.6 | 53867.6 | 1701618.2507 | -457597.0546
-1141.2942 | 10 | 10 | 105977.792 | 2811171.5695 | 52117.1 | 52117.1 | 1721994.4211 | -1141294.2485
-1186.096 | 10 | 11 | 107354.208 | 2847682.4409 | 82178.9 | 82178.9 | 1743765.3557 | -1186095.9851
-1169.8183 | 10 | 12 | 107475.352 | 2850895.9119 | 87986.5 | 87986.5 | 1769064.1444 | -1169818.2676
-1155.2653 | 10 | 13 | 106571.36 | 2826916.5804 | 93243.8 | 93243.8 | 1764895.1013 | -1155265.2791
-1101.6442 | 10 | 14 | 104331.952 | 2767513.9453 | 89791.8 | 89791.8 | 1755661.5284 | -1101644.217
-962.7438 | 10 | 15 | 99099.264 | 2628711.4334 | 84630.1 | 84630.1 | 1750597.734 | -962743.7995
-503.001 | 10 | 16 | 81654.648 | 2165974.7825 | 80416 | 80416 | 1743389.7793 | -503001.0032
969.3032 | 10 | 17 | 30085.678 | 798054.0172 | 77800.1 | 77800.1 | 1845157.3467 | 969303.2295
1892.3802 | 10 | 18 | 0 | 0 | 71506.8 | 71506.8 | 1963886.9827 | 1892380.1827
1991.2353 | 10 | 19 | 0 | 0 | 61837 | 61837 | 2053072.2528 | 1991235.2528
2028.4063 | 10 | 20 | 0 | 0 | 50602.5 | 50602.5 | 2079008.8179 | 2028406.3179
2017.0941 | 10 | 21 | 0 | 0 | 68207 | 68207 | 2085301.1307 | 2017094.1307
1998.6446 | 10 | 22 | 0 | 0 | 74137 | 74137 | 2072781.6497 | 1998644.6497
1939.8644 | 10 | 23 | 0 | 0 | 70151.4 | 70151.4 | 2010015.8271 | 1939864.4271
1889.4948 | 10 | 0 | 0 | 0 | 70669.7 | 70669.7 | 1960164.4932 | 1889494.7932
1822.2876 | 10 | 1 | 0 | 0 | 69258.8 | 69258.8 | 1891546.3908 | 1822287.5908
1769.0453 | 10 | 2 | 0 | 0 | 69609.6 | 69609.6 | 1838654.9132 | 1769045.3132
1746.0342 | 10 | 3 | 0 | 0 | 70461.6 | 70461.6 | 1816495.8044 | 1746034.2044
1743.3499 | 10 | 4 | 0 | 0 | 61914.4 | 61914.4 | 1805264.309 | 1743349.909
1702.4478 | 10 | 5 | 0 | 0 | 69096.3 | 69096.3 | 1771544.1253 | 1702447.8253
1699.4323 | 10 | 6 | 1408.0428 | 37349.8039 | 90565.3 | 90565.3 | 1827347.4021 | 1699432.2982
317.595 | 10 | 7 | 55064.224 | 1460636.0265 | 88724.9 | 88724.9 | 1866955.9559 | 317595.0294
-397.0742 | 10 | 8 | 87748.296 | 2327615.1572 | 87372.5 | 87372.5 | 2017913.4209 | -397074.2363
-633.2292 | 10 | 9 | 100419.44 | 2663730.48 | 75816.8 | 75816.8 | 2106318.1045 | -633229.1755
-700.0516 | 10 | 10 | 105161.192 | 2789510.402 | 81663.5 | 81663.5 | 2171122.3518 | -700051.5503
-755.6479 | 10 | 11 | 107319.056 | 2846749.9974 | 81534.1 | 81534.1 | 2172636.1858 | -755647.9115
-737.2534 | 10 | 12 | 107617.744 | 2854673.0084 | 73323.2 | 73323.2 | 2190742.8031 | -737253.4053
-682.4761 | 10 | 13 | 106431.848 | 2823215.879 | 59314.9 | 59314.9 | 2200054.6791 | -682476.0999
-584.1242 | 10 | 14 | 103049.216 | 2733488.0338 | 48958.2 | 48958.2 | 2198321.985 | -584124.2489
-399.9186 | 10 | 15 | 94521.04 | 2507269.2623 | 67424.2 | 67424.2 | 2174774.8678 | -399918.5946
198.4438 | 10 | 16 | 72729.32 | 1929221.1396 | 67021.3 | 67021.3 | 2194686.2213 | 198443.7817
1546.3788 | 10 | 17 | 22495.776 | 596723.9431 | 55212.5 | 55212.5 | 2198315.2606 | 1546378.8174
2191.8043 | 10 | 18 | 0 | 0 | 51373.9 | 51373.9 | 2243178.1756 | 2191804.2756
2216.7131 | 10 | 19 | 0 | 0 | 38575.4 | 38575.4 | 2255288.5311 | 2216713.1311
2227.3026 | 10 | 20 | 0 | 0 | 27637.4 | 27637.4 | 2254939.9935 | 2227302.5935
2215.4125 | 10 | 21 | 0 | 0 | 38747.2 | 38747.2 | 2254159.7164 | 2215412.5164
2162.1413 | 10 | 22 | 0 | 0 | 37130.9 | 37130.9 | 2199272.1709 | 2162141.2709
2049.2676 | 10 | 23 | 0 | 0 | 60053.5 | 60053.5 | 2109321.094 | 2049267.594
1982.586 | 10 | 0 | 0 | 0 | 42007.4 | 42007.4 | 2024593.4183 | 1982586.0183
1897.0724 | 10 | 1 | 0 | 0 | 45761.5 | 45761.5 | 1942833.9063 | 1897072.4063
1829.9613 | 10 | 2 | 0 | 0 | 57426.8 | 57426.8 | 1887388.1096 | 1829961.3096
1797.0807 | 10 | 3 | 0 | 0 | 53266.6 | 53266.6 | 1850347.2514 | 1797080.6514
1769.1734 | 10 | 4 | 0 | 0 | 65537.8 | 65537.8 | 1834711.1738 | 1769173.3738
1736.0863 | 10 | 5 | 0 | 0 | 63521.1 | 63521.1 | 1799607.4242 | 1736086.3242
1683.2912 | 10 | 6 | 3303.533 | 87629.6616 | 75774.9 | 75774.9 | 1846695.8099 | 1683291.2484
236.2123 | 10 | 7 | 59183.164 | 1569895.21 | 55176 | 55176 | 1861283.5582 | 236212.3482
-438.3763 | 10 | 8 | 90649.584 | 2404574.8503 | 34165.9 | 34165.9 | 2000364.4846 | -438376.2657
-662.836 | 10 | 9 | 102621.288 | 2722136.7969 | 32622.1 | 32622.1 | 2091922.9264 | -662835.9705
-696.2871 | 10 | 10 | 105856.496 | 2807954.0665 | 46966.5 | 46966.5 | 2158633.4937 | -696287.0729
-645.7695 | 10 | 11 | 107556.792 | 2853056.193 | 24531.1 | 24531.1 | 2231817.8408 | -645769.4522
-642.0934 | 10 | 12 | 107782.12 | 2859033.2534 | 27836.3 | 27836.3 | 2244776.1241 | -642093.4293
-595.2145 | 10 | 13 | 106498.536 | 2824984.8478 | 14320.4 | 14320.4 | 2244090.7957 | -595214.4521
-507.1855 | 10 | 14 | 103686.216 | 2750385.1238 | 9552.33 | 9552.33 | 2252751.9049 | -507185.5489
-372.8626 | 10 | 15 | 96654.928 | 2563872.8692 | 31559.8 | 31559.8 | 2222570.074 | -372862.5953
58.9533 | 10 | 16 | 78449.976 | 2080967.5122 | 35435 | 35435 | 2175355.8342 | 58953.3221
1411.4411 | 10 | 17 | 27605.638 | 732268.3672 | 34255.8 | 34255.8 | 2177965.2478 | 1411441.0806
2152.3746 | 10 | 18 | 0 | 0 | 36708.7 | 36708.7 | 2189083.3172 | 2152374.6172
2237.9362 | 10 | 19 | 0 | 0 | 25313.8 | 25313.8 | 2263250.0176 | 2237936.2176
2253.1368 | 10 | 20 | 0 | 0 | 17308.8 | 17308.8 | 2270445.6493 | 2253136.8493
2260.5272 | 10 | 21 | 0 | 0 | 16939.7 | 16939.7 | 2277466.8584 | 2260527.1584
2230.4794 | 10 | 22 | 0 | 0 | 4786.46 | 4786.46 | 2235265.8488 | 2230479.3888
2136.6361 | 10 | 23 | 0 | 0 | 2748.22 | 2748.22 | 2139384.3647 | 2136636.1447
2025.1946 | 10 | 0 | 0 | 0 | 8204.88 | 8204.88 | 2033399.4869 | 2025194.6069
1947.6112 | 10 | 1 | 0 | 0 | 9964.55 | 9964.55 | 1957575.7243 | 1947611.1743
1889.0625 | 10 | 2 | 0 | 0 | 5422.72 | 5422.72 | 1894485.2457 | 1889062.5257
1826.8588 | 10 | 3 | 0 | 0 | 0 | 0 | 1826858.7934 | 1826858.7934
1803.7221 | 10 | 4 | 0 | 0 | 11508.8 | 11508.8 | 1815230.8753 | 1803722.0753
1747.1338 | 10 | 5 | 0 | 0 | 20534.8 | 20534.8 | 1767668.5873 | 1747133.7873
1602.2432 | 10 | 6 | 6510.0275 | 172685.2757 | 19637.3 | 19637.3 | 1794565.7755 | 1602243.1999
64.0234 | 10 | 7 | 65467.4 | 1736591.1304 | 13988 | 13988 | 1814602.4828 | 64023.3524
-507.8058 | 10 | 8 | 93013.328 | 2467275.6275 | 9614.82 | 9614.82 | 1969084.6306 | -507805.8169
-666.5554 | 10 | 9 | 103062.928 | 2733851.7589 | 9049.57 | 9049.57 | 2076345.9779 | -666555.351
-668.3454 | 10 | 10 | 105227.504 | 2791269.3971 | 13855.4 | 13855.4 | 2136779.3759 | -668345.4212
-698.4812 | 10 | 11 | 106544.16 | 2826195.072 | 11963.7 | 11963.7 | 2139677.5738 | -698481.1982
-693.8889 | 10 | 12 | 106652.52 | 2829069.4341 | 13770.6 | 13770.6 | 2148951.0902 | -693888.9439
-652.0332 | 10 | 13 | 105546.416 | 2799728.8708 | 19095.9 | 19095.9 | 2166791.5707 | -652033.2001
-618.4239 | 10 | 14 | 103330.232 | 2740942.2766 | 26250.5 | 26250.5 | 2148768.8481 | -618423.9284
-477.7336 | 10 | 15 | 97439.104 | 2584673.9563 | 13689.5 | 13689.5 | 2120629.8827 | -477733.5736
-78.585 | 10 | 16 | 80715.584 | 2141065.1296 | 16371.9 | 16371.9 | 2078852.0035 | -78585.026
1299.3375 | 10 | 17 | 29322.092 | 777799.1014 | 19396.9 | 19396.9 | 2096533.4763 | 1299337.4749
2130.6092 | 10 | 18 | 0 | 0 | 14477.3 | 14477.3 | 2145086.5421 | 2130609.2421
2182.4677 | 10 | 19 | 0 | 0 | 11316.9 | 11316.9 | 2193784.6298 | 2182467.7298
2175.5934 | 10 | 20 | 0 | 0 | 8453.93 | 8453.93 | 2184047.3752 | 2175593.4452
2178.9542 | 10 | 21 | 0 | 0 | 5515.69 | 5515.69 | 2184469.928 | 2178954.238
2130.853 | 10 | 22 | 0 | 0 | 4318 | 4318 | 2135171.0495 | 2130853.0495
2049.8249 | 10 | 23 | 0 | 0 | 349.485 | 349.485 | 2050174.4188 | 2049824.9338
1908.7211 | 10 | 0 | 0 | 0 | 0 | 0 | 1908721.1156 | 1908721.1156
1840.4073 | 10 | 1 | 0 | 0 | 0 | 0 | 1840407.2513 | 1840407.2513
1783.7991 | 10 | 2 | 0 | 0 | 5318.22 | 5318.22 | 1789117.3695 | 1783799.1495
1790.101 | 10 | 3 | 0 | 0 | 5194.23 | 5194.23 | 1795295.2194 | 1790100.9894
1771.9877 | 10 | 4 | 0 | 0 | 2241.85 | 2241.85 | 1774229.5481 | 1771987.6981
1725.7282 | 10 | 5 | 0 | 0 | 5272.87 | 5272.87 | 1731001.0625 | 1725728.1925
1477.8694 | 10 | 6 | 10804.582 | 286602.8171 | 11567.5 | 11567.5 | 1776039.6737 | 1477869.3566
-20.9114 | 10 | 7 | 68497.536 | 1816968.6512 | 12061.2 | 12061.2 | 1808118.4513 | -20911.3999
-536.654 | 10 | 8 | 93670.048 | 2484695.8111 | 12478.1 | 12478.1 | 1960519.9426 | -536653.9685
-675.1612 | 10 | 9 | 102870.496 | 2728747.2992 | 3556.58 | 3556.58 | 2057142.6752 | -675161.2041
-689.9598 | 10 | 10 | 105953.048 | 2810515.2091 | 4557.28 | 4557.28 | 2125112.7003 | -689959.7888
-715.7782 | 10 | 11 | 107303.04 | 2846325.1562 | 3151.15 | 3151.15 | 2133698.121 | -715778.1853
-704.4175 | 10 | 12 | 107330.824 | 2847062.1559 | 5653.91 | 5653.91 | 2148298.5771 | -704417.4888
-676.6989 | 10 | 13 | 106299.776 | 2819712.5313 | 2353.88 | 2353.88 | 2145367.5529 | -676698.8583
32.7139 | 10 | 14 | 79419.384 | 2106682.0714 | 3188.43 | 3188.43 | 2142584.3637 | 32713.8624
480.8297 | 10 | 15 | 61114.724 | 1621131.8555 | 3718.45 | 3718.45 | 2105679.9615 | 480829.656
738.781 | 10 | 16 | 50437.092 | 1337896.5197 | 2162.4 | 2162.4 | 2078839.8983 | 738780.9786
1764.5346 | 10 | 17 | 12548.829 | 332870.7897 | 0 | 0 | 2097405.4273 | 1764534.6376
2152.7929 | 10 | 18 | 0 | 0 | 0 | 0 | 2152792.9011 | 2152792.9011
2232.5825 | 10 | 19 | 0 | 0 | 0 | 0 | 2232582.4975 | 2232582.4975
2227.5002 | 10 | 20 | 0 | 0 | 0 | 0 | 2227500.1583 | 2227500.1583
2239.3468 | 10 | 21 | 0 | 0 | 0 | 0 | 2239346.764 | 2239346.764
2195.421 | 10 | 22 | 0 | 0 | 0 | 0 | 2195421.0298 | 2195421.0298
2111.3077 | 10 | 23 | 0 | 0 | 0 | 0 | 2111307.6769 | 2111307.6769
2020.6618 | 10 | 0 | 0 | 0 | 0 | 0 | 2020661.7696 | 2020661.7696
1945.0246 | 10 | 1 | 0 | 0 | 0 | 0 | 1945024.6275 | 1945024.6275
1885.1619 | 10 | 2 | 0 | 0 | 0 | 0 | 1885161.9037 | 1885161.9037
1813.5958 | 10 | 3 | 0 | 0 | 5459.13 | 5459.13 | 1819054.9484 | 1813595.8184
1787.5167 | 10 | 4 | 0 | 0 | 14656.4 | 14656.4 | 1802173.1264 | 1787516.7264
1745.8897 | 10 | 5 | 0 | 0 | 16991.6 | 16991.6 | 1762881.2566 | 1745889.6566
1779.2868 | 10 | 6 | 0 | 0 | 20094.2 | 20094.2 | 1799381.007 | 1779286.807
1355.4749 | 10 | 7 | 17426.43 | 462254.2483 | 17731 | 17731 | 1835460.1439 | 1355474.8956
1040.0624 | 10 | 8 | 34992.1 | 928201.9829 | 15778.5 | 15778.5 | 1984042.8897 | 1040062.4068
1668.3443 | 10 | 9 | 14439.869 | 383032.5999 | 23810.6 | 23810.6 | 2075187.4844 | 1668344.2845
979.8972 | 10 | 10 | 42169.692 | 1118595.1038 | 13935.9 | 13935.9 | 2112428.1681 | 979897.1642
62.349 | 10 | 11 | 76030 | 2016775.1224 | 20664.4 | 20664.4 | 2099788.569 | 62349.0466
-365.9151 | 10 | 12 | 93199.392 | 2472211.1694 | 11943.9 | 11943.9 | 2118239.9661 | -365915.1033
-620.3102 | 10 | 13 | 103441.576 | 2743895.7924 | 2771.31 | 2771.31 | 2126356.8916 | -620310.2108
-589.1654 | 10 | 14 | 102029.28 | 2706433.1666 | 2049.55 | 2049.55 | 2119317.3463 | -589165.3703
905.9831 | 10 | 15 | 44901.832 | 1191067.9696 | 0 | 0 | 2097051.0423 | 905983.0727
1114.5814 | 10 | 16 | 35556.788 | 943180.9216 | 0 | 0 | 2057762.3429 | 1114581.4213
1651.0661 | 10 | 17 | 15878.745 | 421200.2879 | 4472.58 | 4472.58 | 2076738.9694 | 1651066.1015
2102.9226 | 10 | 18 | 0 | 0 | 7876.07 | 7876.07 | 2110798.655 | 2102922.585
2038.0093 | 10 | 19 | 0 | 0 | 7580.7 | 7580.7 | 2045589.9733 | 2038009.2733
2013.8712 | 10 | 20 | 0 | 0 | 7276.34 | 7276.34 | 2021147.5712 | 2013871.2312
2005.2552 | 10 | 21 | 0 | 0 | 6368.14 | 6368.14 | 2011623.3219 | 2005255.1819
1976.8256 | 10 | 22 | 0 | 0 | 10148.2 | 10148.2 | 1986973.7682 | 1976825.5682
1936.456 | 10 | 23 | 0 | 0 | 3215.85 | 3215.85 | 1939671.8519 | 1936456.0019
1866.6027 | 10 | 0 | 0 | 0 | 2525.24 | 2525.24 | 1869127.971 | 1866602.731
1796.1893 | 10 | 1 | 0 | 0 | 2099.93 | 2099.93 | 1798289.2582 | 1796189.3282
1737.8649 | 10 | 2 | 0 | 0 | 10921 | 10921 | 1748785.9265 | 1737864.9265
1679.5809 | 10 | 3 | 0 | 0 | 21301.5 | 21301.5 | 1700882.3993 | 1679580.8993
1636.2538 | 10 | 4 | 0 | 0 | 33047.9 | 33047.9 | 1669301.6802 | 1636253.7802
1542.6215 | 10 | 5 | 0 | 0 | 34659.5 | 34659.5 | 1577281.0015 | 1542621.5015
1488.276 | 10 | 6 | 1334.1837 | 35390.6168 | 40607.5 | 40607.5 | 1564274.0811 | 1488275.9643
-288.3212 | 10 | 7 | 69718.632 | 1849359.4974 | 40940.8 | 40940.8 | 1601979.1232 | -288321.1741
-878.3936 | 10 | 8 | 94483.592 | 2506275.915 | 41771.3 | 41771.3 | 1669653.5954 | -878393.6196
-977.4332 | 10 | 9 | 101441.144 | 2690832.2453 | 23372.8 | 23372.8 | 1736771.8761 | -977433.1692
-969.7674 | 10 | 10 | 102407.248 | 2716459.1624 | 16648.8 | 16648.8 | 1763340.5965 | -969767.366
-995.5391 | 10 | 11 | 103951.576 | 2757424.0748 | 19537.2 | 19537.2 | 1781422.1334 | -995539.1415
-995.973 | 10 | 12 | 104218.632 | 2764508.014 | 15451 | 15451 | 1783985.9819 | -995973.0321
1398.4776 | 10 | 13 | 13166.518 | 349255.6353 | 19890.4 | 19890.4 | 1767623.6439 | 1398477.6086
1544.0995 | 10 | 14 | 7277.3745 | 193039.9559 | 12961.3 | 12961.3 | 1750100.7244 | 1544099.4685
1423.6022 | 10 | 15 | 11633.959 | 308602.9079 | 14109.4 | 14109.4 | 1746314.5092 | 1423602.2014
69.5283 | 10 | 16 | 61913.804 | 1642328.2867 | 13553.6 | 13553.6 | 1725410.1379 | 69528.2511
1039.67 | 10 | 17 | 27626.642 | 732825.5202 | 16889.4 | 16889.4 | 1789384.8737 | 1039669.9535
1840.0576 | 10 | 18 | 0 | 0 | 16780.1 | 16780.1 | 1856837.722 | 1840057.622
1871.2064 | 10 | 19 | 0 | 0 | 28583.7 | 28583.7 | 1899790.1087 | 1871206.4087
1848.6408 | 10 | 20 | 0 | 0 | 44796.1 | 44796.1 | 1893436.9129 | 1848640.8129
1869.2564 | 10 | 21 | 0 | 0 | 19868.7 | 19868.7 | 1889125.0903 | 1869256.3903
1846.993 | 10 | 22 | 0 | 0 | 22520.9 | 22520.9 | 1869513.8648 | 1846992.9648
1813.1671 | 10 | 23 | 0 | 0 | 21875.3 | 21875.3 | 1835042.4203 | 1813167.1203
1752.8291 | 10 | 0 | 0 | 0 | 32997.6 | 32997.6 | 1785826.682 | 1752829.082
1710.0268 | 10 | 1 | 0 | 0 | 19556.4 | 19556.4 | 1729583.188 | 1710026.788
1668.5845 | 10 | 2 | 0 | 0 | 13921.1 | 13921.1 | 1682505.6361 | 1668584.5361
1615.6304 | 10 | 3 | 0 | 0 | 16778.4 | 16778.4 | 1632408.7743 | 1615630.3743
1584.975 | 10 | 4 | 0 | 0 | 21568.5 | 21568.5 | 1606543.5154 | 1584975.0154
1489.9524 | 10 | 5 | 0 | 0 | 22670 | 22670 | 1512622.3641 | 1489952.3641
1204.7999 | 10 | 6 | 10155.044 | 269373.1436 | 16828.3 | 16828.3 | 1491001.3719 | 1204799.9284
-252.6444 | 10 | 7 | 65454.192 | 1736240.7745 | 23524 | 23524 | 1507120.4196 | -252644.3548
-822.2808 | 10 | 8 | 88500.064 | 2347556.5883 | 30163.4 | 30163.4 | 1555439.1898 | -822280.7984
-962.7979 | 10 | 9 | 95205.64 | 2525428.992 | 25288 | 25288 | 1587919.1074 | -962797.8846
-642.2484 | 10 | 10 | 83919.224 | 2226045.025 | 22274.1 | 22274.1 | 1606070.7556 | -642248.3695
112.8068 | 10 | 11 | 56177.284 | 1490161.105 | 28431.2 | 28431.2 | 1631399.1129 | 112806.8079
453.2893 | 10 | 12 | 43426.988 | 1151946.1928 | 41787.6 | 41787.6 | 1647023.0494 | 453289.2566
-817.889 | 10 | 13 | 91225.96 | 2419863.8254 | 38026.7 | 38026.7 | 1640001.4916 | -817889.0338
-1042.7283 | 10 | 14 | 98950.28 | 2624759.4773 | 44564.1 | 44564.1 | 1626595.2388 | -1042728.3385
-678.8421 | 10 | 15 | 84591.984 | 2243890.6864 | 56265.7 | 56265.7 | 1621314.2415 | -678842.1449
678.9665 | 10 | 16 | 33190.83 | 880421.4157 | 47532.9 | 47532.9 | 1606920.851 | 678966.5353
1587.5632 | 10 | 17 | 3080.6545 | 81717.5767 | 43463.2 | 43463.2 | 1712744.0142 | 1587563.2375
1790.3534 | 10 | 18 | 0 | 0 | 25942.6 | 25942.6 | 1816295.9774 | 1790353.3774
1936.9688 | 10 | 19 | 0 | 0 | 14661.9 | 14661.9 | 1951630.6616 | 1936968.7616
1963.3554 | 10 | 20 | 0 | 0 | 6427.16 | 6427.16 | 1969782.5745 | 1963355.4145
1968.6331 | 10 | 21 | 0 | 0 | 11094.9 | 11094.9 | 1979728.0061 | 1968633.1061
1957.6171 | 10 | 22 | 0 | 0 | 22636.6 | 22636.6 | 1980253.7281 | 1957617.1281
1904.6031 | 10 | 23 | 0 | 0 | 26986.3 | 26986.3 | 1931589.4106 | 1904603.1106
1827.3774 | 10 | 0 | 0 | 0 | 34950.2 | 34950.2 | 1862327.6108 | 1827377.4108
1792.7051 | 10 | 1 | 0 | 0 | 17519.6 | 17519.6 | 1810224.7407 | 1792705.1407
1751.8999 | 10 | 2 | 0 | 0 | 9634.42 | 9634.42 | 1761534.3124 | 1751899.8924
1695.7593 | 10 | 3 | 0 | 0 | 2423.91 | 2423.91 | 1698183.2314 | 1695759.3214
1679.2052 | 10 | 4 | 0 | 0 | 3383.02 | 3383.02 | 1682588.2003 | 1679205.1803
1622.9387 | 10 | 5 | 0 | 0 | 8049.93 | 8049.93 | 1630988.5803 | 1622938.6503
1400.9345 | 10 | 6 | 9961.386 | 264236.163 | 11533.2 | 11533.2 | 1676703.8827 | 1400934.5198
-5.547 | 10 | 7 | 66457.876 | 1762864.5404 | 4492.8 | 4492.8 | 1761810.3607 | -5546.9797
-558.1927 | 10 | 8 | 92216.136 | 2446129.2775 | 0 | 0 | 1887936.5727 | -558192.7048
-688.4857 | 10 | 9 | 99783.272 | 2646855.4597 | 2657.62 | 2657.62 | 1961027.3364 | -688485.7433
-736.8927 | 10 | 10 | 103331.144 | 2740966.4683 | 12862.7 | 12862.7 | 2016936.475 | -736892.6933
35.5165 | 10 | 11 | 74757.768 | 1983027.8404 | 14738.3 | 14738.3 | 2033282.649 | 35516.5085
-768.5364 | 10 | 12 | 105514.176 | 2798873.6711 | 15219.1 | 15219.1 | 2045556.332 | -768536.4392
1807.6637 | 10 | 13 | 8333.6245 | 221058.0898 | 12635.2 | 12635.2 | 2041356.9602 | 1807663.6704
766.0354 | 10 | 14 | 47242.448 | 1253155.2525 | 3098.62 | 3098.62 | 2022289.2232 | 766035.3507
1530.1391 | 10 | 15 | 18040.99 | 478556.0938 | 2641.51 | 2641.51 | 2011336.6762 | 1530139.0724
1964.9593 | 10 | 16 | 649.9697 | 17241.1245 | 2230 | 2230 | 1984430.3747 | 1964959.2502
1980.7089 | 10 | 17 | 1886.4591 | 50040.2977 | 1737.43 | 1737.43 | 2032486.6315 | 1980708.9039
2100.0269 | 10 | 18 | 0 | 0 | 0 | 0 | 2100026.888 | 2100026.888
2131.3181 | 10 | 19 | 0 | 0 | 0 | 0 | 2131318.0537 | 2131318.0537
2096.0347 | 10 | 20 | 0 | 0 | 0 | 0 | 2096034.7122 | 2096034.7122
2075.2929 | 10 | 21 | 0 | 0 | 0 | 0 | 2075292.8894 | 2075292.8894
2021.3107 | 10 | 22 | 0 | 0 | 0 | 0 | 2021310.738 | 2021310.738
1923.2676 | 10 | 23 | 0 | 0 | 0 | 0 | 1923267.581 | 1923267.581
1849.0618 | 10 | 0 | 0 | 0 | 0 | 0 | 1849061.8454 | 1849061.8454
1773.4467 | 10 | 1 | 0 | 0 | 0 | 0 | 1773446.7454 | 1773446.7454
1723.6529 | 10 | 2 | 0 | 0 | 0 | 0 | 1723652.8659 | 1723652.8659
1684.3915 | 10 | 3 | 0 | 0 | 0 | 0 | 1684391.4657 | 1684391.4657
1682.6514 | 10 | 4 | 0 | 0 | 0 | 0 | 1682651.4462 | 1682651.4462
1665.0417 | 10 | 5 | 0 | 0 | 0 | 0 | 1665041.669 | 1665041.669
1744.3049 | 10 | 6 | 476.9179 | 12650.7462 | 193.785 | 193.785 | 1757149.3937 | 1744304.8626
1391.255 | 10 | 7 | 14831.349 | 393417.0156 | 491.39 | 491.39 | 1785163.3771 | 1391254.9715
-476.4948 | 10 | 8 | 90663.088 | 2404933.058 | 766.404 | 766.404 | 1929204.6867 | -476494.7753
-550.8809 | 10 | 9 | 97406.696 | 2583814.3002 | 0 | 0 | 2032933.3865 | -550880.9138
-137.6103 | 10 | 10 | 84020.232 | 2228724.3677 | 0 | 0 | 2091114.0263 | -137610.3414
-480.4216 | 10 | 11 | 97884.008 | 2596475.4993 | 0 | 0 | 2116053.8864 | -480421.613
-244.4497 | 10 | 12 | 89384.424 | 2371015.1605 | 0 | 0 | 2126565.4341 | -244449.7264
10.7201 | 10 | 13 | 79843.216 | 2117924.6576 | 0 | 0 | 2128644.7378 | 10720.0801
604.7272 | 10 | 14 | 57060.028 | 1513576.8112 | 0 | 0 | 2118304.0017 | 604727.1905
338.3861 | 10 | 15 | 66022.48 | 1751315.2069 | 0 | 0 | 2089701.3412 | 338386.1343
738.3831 | 10 | 16 | 49801.556 | 1321038.2638 | 0 | 0 | 2059421.3846 | 738383.1208
1526.9503 | 10 | 17 | 20438.33 | 542148.0401 | 0 | 0 | 2069098.3146 | 1526950.2745
2127.2314 | 10 | 18 | 0 | 0 | 4284.27 | 4284.27 | 2131515.6723 | 2127231.4023
2148.7924 | 10 | 19 | 0 | 0 | 4787.54 | 4787.54 | 2153579.9688 | 2148792.4288
2128.3065 | 10 | 20 | 0 | 0 | 5029.43 | 5029.43 | 2133335.9414 | 2128306.5114
2104.181 | 10 | 21 | 0 | 0 | 10013.6 | 10013.6 | 2114194.5599 | 2104180.9599
2060.757 | 10 | 22 | 0 | 0 | 6173.58 | 6173.58 | 2066930.5899 | 2060757.0099
1970.7133 | 10 | 23 | 0 | 0 | 0 | 0 | 1970713.2801 | 1970713.2801
1866.7832 | 10 | 0 | 0 | 0 | 0 | 0 | 1866783.1814 | 1866783.1814
1793.5075 | 10 | 1 | 0 | 0 | 0 | 0 | 1793507.4807 | 1793507.4807
1736.5886 | 10 | 2 | 0 | 0 | 0 | 0 | 1736588.6497 | 1736588.6497
1704.6383 | 10 | 3 | 0 | 0 | 0 | 0 | 1704638.265 | 1704638.265
1699.6552 | 10 | 4 | 0 | 0 | 0 | 0 | 1699655.1887 | 1699655.1887
1672.3276 | 10 | 5 | 0 | 0 | 0 | 0 | 1672327.5762 | 1672327.5762
1512.0526 | 10 | 6 | 8146.308 | 216089.3241 | 0 | 0 | 1728141.972 | 1512052.6478
71.5534 | 10 | 7 | 64236.372 | 1703936.8276 | 0 | 0 | 1775490.1879 | 71553.3602
-438.7066 | 10 | 8 | 89214.992 | 2366520.7998 | 0 | 0 | 1927814.1609 | -438706.6389
-554.0633 | 10 | 9 | 97490.8 | 2586045.2466 | 0 | 0 | 2031981.9468 | -554063.2999
-574.1302 | 10 | 10 | 100565.912 | 2667615.8027 | 0 | 0 | 2093485.6025 | -574130.2002
-478.7489 | 10 | 11 | 98283.136 | 2607062.7862 | 0 | 0 | 2128313.8936 | -478748.8926
-475.8581 | 10 | 12 | 98219.024 | 2605362.1485 | 2886.07 | 2886.07 | 2132390.1624 | -475858.0561
-429.5184 | 10 | 13 | 96569.896 | 2561617.3067 | 0 | 0 | 2132098.8695 | -429518.4372
-224.5429 | 10 | 14 | 87449.904 | 2319699.9979 | 0 | 0 | 2095157.0614 | -224542.9366
915.692 | 10 | 15 | 42848.58 | 1136603.3168 | 0 | 0 | 2052295.3128 | 915691.996
297.7356 | 10 | 16 | 64851.804 | 1720261.8039 | 0 | 0 | 2017997.4221 | 297735.6182
1765.6375 | 10 | 17 | 10342.863 | 274355.2386 | 0 | 0 | 2039992.7636 | 1765637.525
2081.7132 | 10 | 18 | 0 | 0 | 2151.93 | 2151.93 | 2083865.1774 | 2081713.2474
2106.1725 | 10 | 19 | 0 | 0 | 8127.03 | 8127.03 | 2114299.5181 | 2106172.4881
2070.098 | 10 | 20 | 0 | 0 | 18411.9 | 18411.9 | 2088509.873 | 2070097.973
2067.4084 | 10 | 21 | 0 | 0 | 10208.4 | 10208.4 | 2077616.8075 | 2067408.4075
2023.4876 | 10 | 22 | 0 | 0 | 13776.7 | 13776.7 | 2037264.3382 | 2023487.6382
1933.2563 | 10 | 23 | 0 | 0 | 16500.6 | 16500.6 | 1949756.8588 | 1933256.2588
1787.8946 | 10 | 0 | 0 | 0 | 18839.1 | 18839.1 | 1806733.6926 | 1787894.5926
1725.143 | 10 | 1 | 0 | 0 | 20008.3 | 20008.3 | 1745151.267 | 1725142.967
1670.7963 | 10 | 2 | 0 | 0 | 22329 | 22329 | 1693125.3056 | 1670796.3056
1619.3586 | 10 | 3 | 0 | 0 | 27101.3 | 27101.3 | 1646459.9035 | 1619358.6035
1622.8087 | 10 | 4 | 0 | 0 | 14870.5 | 14870.5 | 1637679.1783 | 1622808.6783
1603.8031 | 10 | 5 | 0 | 0 | 2325.11 | 2325.11 | 1606128.2426 | 1603803.1326
1461.3552 | 10 | 6 | 7329.196 | 194414.5753 | 1763.75 | 1763.75 | 1657533.5551 | 1461355.2298
118.5176 | 10 | 7 | 60774.804 | 1612115.1227 | 3035.23 | 3035.23 | 1733667.9579 | 118517.6052
-376.5732 | 10 | 8 | 85186.8 | 2259668.8017 | 4665.27 | 4665.27 | 1887760.9052 | -376573.1666
-609.0234 | 10 | 9 | 96921.888 | 2570954.2619 | 14291.9 | 14291.9 | 1976222.7522 | -609023.4098
-622.9537 | 10 | 10 | 99766.16 | 2646401.546 | 19948.9 | 19948.9 | 2043396.7625 | -622953.6835
-605.9417 | 10 | 11 | 100647.416 | 2669777.7814 | 19489 | 19489 | 2083325.0872 | -605941.6943
-673.7251 | 10 | 12 | 103193.08 | 2737304.1766 | 27364.5 | 27364.5 | 2090943.5498 | -673725.1268
-646.0132 | 10 | 13 | 102382.328 | 2715798.1334 | 17666.2 | 17666.2 | 2087451.1417 | -646013.1917
125.1745 | 10 | 14 | 74109.096 | 1965821.1384 | 2718.69 | 2718.69 | 2093714.3007 | 125174.4723
797.0121 | 10 | 15 | 48186.08 | 1278186.0764 | 0 | 0 | 2075198.2064 | 797012.13
217.8172 | 10 | 16 | 68674.464 | 1821661.8511 | 0 | 0 | 2039479.0964 | 217817.2453
1491.9929 | 10 | 17 | 22100.92 | 586249.9755 | 0 | 0 | 2078242.9001 | 1491992.9246
2112.263 | 10 | 18 | 0 | 0 | 0 | 0 | 2112263.0165 | 2112263.0165
2225.0619 | 10 | 19 | 0 | 0 | 4265.42 | 4265.42 | 2229327.37 | 2225061.95
2216.349 | 10 | 20 | 0 | 0 | 14186.4 | 14186.4 | 2230535.4439 | 2216349.0439
2213.9973 | 10 | 21 | 0 | 0 | 28369.6 | 28369.6 | 2242366.9201 | 2213997.3201
2186.1726 | 10 | 22 | 0 | 0 | 11797.7 | 11797.7 | 2197970.264 | 2186172.564
2117.1124 | 10 | 23 | 0 | 0 | 0 | 0 | 2117112.4349 | 2117112.4349
2024.2895 | 10 | 0 | 0 | 0 | 174.431 | 174.431 | 2024463.924 | 2024289.493
1936.5912 | 10 | 1 | 0 | 0 | 12664.6 | 12664.6 | 1949255.7798 | 1936591.1798
1864.1981 | 10 | 2 | 0 | 0 | 18258.5 | 18258.5 | 1882456.5513 | 1864198.0513
1713.3668 | 10 | 3 | 0 | 0 | 20125.7 | 20125.7 | 1733492.4515 | 1713366.7515
1717.8859 | 10 | 4 | 0 | 0 | 5825.11 | 5825.11 | 1723710.9687 | 1717885.8587
1687.254 | 10 | 5 | 0 | 0 | 0 | 0 | 1687253.9964 | 1687253.9964
1512.1611 | 10 | 6 | 8532.169 | 226324.69 | 0 | 0 | 1738485.7709 | 1512161.081
-2.106 | 10 | 7 | 67802.888 | 1798542.3878 | 0 | 0 | 1796436.4271 | -2105.9607
-489.3358 | 10 | 8 | 91961.16 | 2439365.7729 | 0 | 0 | 1950029.9927 | -489335.7802
-609.1235 | 10 | 9 | 100070.552 | 2654475.8616 | 0 | 0 | 2045352.3912 | -609123.4704
-637.5531 | 10 | 10 | 103137.992 | 2735842.9099 | 0 | 0 | 2098289.7761 | -637553.1338
-627.4095 | 10 | 11 | 104467.776 | 2771116.8187 | 0 | 0 | 2143707.3061 | -627409.5126
-589.6769 | 10 | 12 | 103895.808 | 2755944.7704 | 0 | 0 | 2166267.8392 | -589676.9312
-552.3394 | 10 | 13 | 102560.104 | 2720513.8274 | 6805.75 | 6805.75 | 2174980.1863 | -552339.3911
-526.2447 | 10 | 14 | 101239.584 | 2685485.6558 | 5435.55 | 5435.55 | 2164676.5221 | -526244.6837
-359.1684 | 10 | 15 | 93575.52 | 2482188.3572 | 6515.45 | 6515.45 | 2129535.3727 | -359168.4345
66.159 | 10 | 16 | 75826.536 | 2011378.0274 | 3674.69 | 3674.69 | 2081211.7401 | 66159.0227
1459.8014 | 10 | 17 | 23324.998 | 618719.9224 | 0 | 0 | 2078521.284 | 1459801.3617
2132.2669 | 10 | 18 | 0 | 0 | 0 | 0 | 2132266.9136 | 2132266.9136
2151.7734 | 10 | 19 | 0 | 0 | 0 | 0 | 2151773.4207 | 2151773.4207
2122.7682 | 10 | 20 | 0 | 0 | 123.937 | 123.937 | 2122892.0969 | 2122768.1599
2124.4857 | 10 | 21 | 0 | 0 | 1629.11 | 1629.11 | 2126114.8527 | 2124485.7427
2125.6093 | 10 | 22 | 0 | 0 | 0 | 0 | 2125609.3129 | 2125609.3129
2087.7299 | 10 | 23 | 0 | 0 | 0 | 0 | 2087729.8799 | 2087729.8799
2000.0655 | 10 | 0 | 0 | 0 | 0 | 0 | 2000065.506 | 2000065.506
1914.1323 | 10 | 1 | 0 | 0 | 0 | 0 | 1914132.3427 | 1914132.3427
1799.2549 | 10 | 2 | 0 | 0 | 58846.8 | 58846.8 | 1858101.6609 | 1799254.8609
1747.3362 | 10 | 3 | 0 | 0 | 52514.3 | 52514.3 | 1799850.4897 | 1747336.1897
1713.7148 | 10 | 4 | 0 | 0 | 55786.3 | 55786.3 | 1769501.094 | 1713714.794
1616.2991 | 10 | 5 | 0 | 0 | 64450.9 | 64450.9 | 1680749.9888 | 1616299.0888
1374.506 | 10 | 6 | 9250.15 | 245369.8856 | 53831.6 | 53831.6 | 1673707.4963 | 1374506.0107
-216.5314 | 10 | 7 | 70599.544 | 1872726.6078 | 49284.3 | 49284.3 | 1705479.5546 | -216531.3533
-792.4609 | 10 | 8 | 95610.752 | 2536175.0107 | 43598.6 | 43598.6 | 1787312.666 | -792460.9448
-987.5826 | 10 | 9 | 105006.44 | 2785405.4437 | 60372.4 | 60372.4 | 1858195.2074 | -987582.6363
-1012.7728 | 10 | 10 | 107081.944 | 2840460.354 | 59457.4 | 59457.4 | 1887144.9271 | -1012772.827
-1021.8832 | 10 | 11 | 108735.656 | 2884326.7912 | 74611.4 | 74611.4 | 1937055.022 | -1021883.1692
-1011.4173 | 10 | 12 | 108865.328 | 2887766.4764 | 64293.5 | 64293.5 | 1940642.6927 | -1011417.2837
-970.6801 | 10 | 13 | 107449.368 | 2850206.6592 | 42866.3 | 42866.3 | 1922392.8521 | -970680.1071
-919.4549 | 10 | 14 | 104550.04 | 2773298.9572 | 52530.3 | 52530.3 | 1906374.3842 | -919454.873
-779.1996 | 10 | 15 | 98783.56 | 2620337.0552 | 57196.7 | 57196.7 | 1898334.1341 | -779199.6211
-310.595 | 10 | 16 | 81136.344 | 2152226.2278 | 39180.6 | 39180.6 | 1880811.7967 | -310595.0312
1180.5629 | 10 | 17 | 27552.52 | 730859.3568 | 32966.5 | 32966.5 | 1944388.7897 | 1180562.933
2017.262 | 10 | 18 | 0 | 0 | 31846.9 | 31846.9 | 2049108.9296 | 2017262.0296
1998.8958 | 10 | 19 | 0 | 0 | 75558.2 | 75558.2 | 2074454.0012 | 1998895.8012
1969.5411 | 10 | 20 | 0 | 0 | 97466.5 | 97466.5 | 2067007.5715 | 1969541.0715
1983.6692 | 10 | 21 | 0 | 0 | 84580.5 | 84580.5 | 2068249.6997 | 1983669.1997
1972.4724 | 10 | 22 | 0 | 0 | 93375.6 | 93375.6 | 2065848.0051 | 1972472.4051
1932.9765 | 10 | 23 | 0 | 0 | 100106 | 100106 | 2033082.4804 | 1932976.4804
1874.8422 | 10 | 0 | 0 | 0 | 98715.8 | 98715.8 | 1973557.9916 | 1874842.1916
1803.3564 | 10 | 1 | 0 | 0 | 96613.3 | 96613.3 | 1899969.7057 | 1803356.4057
1747.9372 | 10 | 2 | 0 | 0 | 94670.9 | 94670.9 | 1842608.0598 | 1747937.1598
1710.7458 | 10 | 3 | 0 | 0 | 97874.8 | 97874.8 | 1808620.5531 | 1710745.7531
1687.1173 | 10 | 4 | 0 | 0 | 90987.8 | 90987.8 | 1778105.0865 | 1687117.2865
1589.4088 | 10 | 5 | 0 | 0 | 92586.6 | 92586.6 | 1681995.4061 | 1589408.8061
1232.4771 | 10 | 6 | 12459.895 | 330511.7225 | 96609.8 | 96609.8 | 1659598.5927 | 1232477.0702
1489.2342 | 10 | 7 | 3308.646 | 87765.2892 | 95804.6 | 95804.6 | 1672804.0758 | 1489234.1865
-980.3057 | 10 | 8 | 98654.928 | 2616924.9572 | 94964 | 94964 | 1731583.2423 | -980305.7148
-1123.5565 | 10 | 9 | 105376.696 | 2795226.8706 | 95519.2 | 95519.2 | 1767189.5973 | -1123556.4734
-1177.1876 | 10 | 10 | 108034.496 | 2865727.7903 | 93151.2 | 93151.2 | 1781691.3485 | -1177187.6417
-1195.6961 | 10 | 11 | 108852.456 | 2887425.0332 | 95097.5 | 95097.5 | 1786826.4277 | -1195696.1055
-1171.0685 | 10 | 12 | 108930.36 | 2889491.5181 | 92841.4 | 92841.4 | 1811264.3855 | -1171068.5326
-1135.8517 | 10 | 13 | 107821.504 | 2860077.9551 | 85456.9 | 85456.9 | 1809683.1253 | -1135851.7298
-1078.7466 | 10 | 14 | 105358.992 | 2794757.2535 | 81599.3 | 81599.3 | 1797609.9043 | -1078746.6493
-913.1891 | 10 | 15 | 99702.792 | 2644720.6437 | 65000.3 | 65000.3 | 1796531.8063 | -913189.1373
-436.7624 | 10 | 16 | 81951.472 | 2173848.349 | 54981.9 | 54981.9 | 1792067.8629 | -436762.3861
1094.4931 | 10 | 17 | 28458.764 | 754898.425 | 51055.6 | 51055.6 | 1900447.124 | 1094493.099
1966.5186 | 10 | 18 | 0 | 0 | 58508.8 | 58508.8 | 2025027.4274 | 1966518.6274
2012.7344 | 10 | 19 | 0 | 0 | 77897.9 | 77897.9 | 2090632.3378 | 2012734.4378
2034.7154 | 10 | 20 | 0 | 0 | 91479.8 | 91479.8 | 2126195.1935 | 2034715.3935
2052.5426 | 10 | 21 | 0 | 0 | 92335 | 92335 | 2144877.5793 | 2052542.5793
2041.7831 | 10 | 22 | 0 | 0 | 88769.6 | 88769.6 | 2130552.7339 | 2041783.1339
1962.8068 | 10 | 23 | 0 | 0 | 89270.6 | 89270.6 | 2052077.3616 | 1962806.7616
1898.1794 | 10 | 0 | 0 | 0 | 72208.2 | 72208.2 | 1970387.5982 | 1898179.3982
1847.7503 | 10 | 1 | 0 | 0 | 52802.2 | 52802.2 | 1900552.5447 | 1847750.3447
1795.8481 | 10 | 2 | 0 | 0 | 43712.3 | 43712.3 | 1839560.4338 | 1795848.1338
1770.6712 | 10 | 3 | 0 | 0 | 44071.2 | 44071.2 | 1814742.376 | 1770671.176
1751.3704 | 10 | 4 | 0 | 0 | 55788 | 55788 | 1807158.3595 | 1751370.3595
1705.3701 | 10 | 5 | 0 | 0 | 69640.6 | 69640.6 | 1775010.6524 | 1705370.0524
1739.7511 | 10 | 6 | 756.7737 | 20074.2121 | 71118.4 | 71118.4 | 1830943.7155 | 1739751.1033
1544.2064 | 10 | 7 | 9826.113 | 260647.9054 | 70515.2 | 70515.2 | 1875369.4868 | 1544206.3814
-553.4622 | 10 | 8 | 94500.232 | 2506717.3084 | 69916.8 | 69916.8 | 2023171.8892 | -553462.2192
193.0287 | 10 | 9 | 70433.432 | 1868320.3136 | 48799.3 | 48799.3 | 2110148.283 | 193028.6694
-672.8323 | 10 | 10 | 105984.84 | 2811358.5251 | 37631.6 | 37631.6 | 2176157.8307 | -672832.2944
-683.4438 | 10 | 11 | 107392.232 | 2848691.0672 | 28474.5 | 28474.5 | 2193721.7904 | -683443.7768
-636.1426 | 10 | 12 | 106715.912 | 2830750.9731 | 10666.1 | 10666.1 | 2205274.4387 | -636142.6344
-615.0381 | 10 | 13 | 106686.12 | 2829960.7092 | 3803.63 | 3803.63 | 2218726.1957 | -615038.1435
-547.8333 | 10 | 14 | 103929.36 | 2756834.7723 | 1466.72 | 1466.72 | 2210468.2143 | -547833.278
-406.3559 | 10 | 15 | 97346.824 | 2582226.1329 | 0 | 0 | 2175870.1935 | -406355.9394
56.8906 | 10 | 16 | 78826.808 | 2090963.3744 | 0 | 0 | 2147854.0237 | 56890.6493
1489.0672 | 10 | 17 | 24826.73 | 658554.9314 | 1065.58 | 1065.58 | 2148687.6644 | 1489067.153
2204.673 | 10 | 18 | 0 | 0 | 0 | 0 | 2204673.0068 | 2204673.0068
2252.3388 | 10 | 19 | 0 | 0 | 6848.15 | 6848.15 | 2259186.947 | 2252338.797
2225.2954 | 10 | 20 | 0 | 0 | 24013.7 | 24013.7 | 2249309.1303 | 2225295.4303
2167.733 | 10 | 21 | 0 | 0 | 74434.3 | 74434.3 | 2242167.2618 | 2167732.9618
2111.0386 | 10 | 22 | 0 | 0 | 73111.7 | 73111.7 | 2184150.2585 | 2111038.5585
2041.0683 | 10 | 23 | 0 | 0 | 47904.3 | 47904.3 | 2088972.6047 | 2041068.3047
1973.9196 | 10 | 0 | 0 | 0 | 27813.3 | 27813.3 | 2001732.9052 | 1973919.6052
1892.7898 | 10 | 1 | 0 | 0 | 22547.4 | 22547.4 | 1915337.189 | 1892789.789
1805.2504 | 10 | 2 | 0 | 0 | 49028.4 | 49028.4 | 1854278.8421 | 1805250.4421
1710.8624 | 10 | 3 | 0 | 0 | 90665.3 | 90665.3 | 1801527.7272 | 1710862.4272
1689.2275 | 10 | 4 | 0 | 0 | 95982.4 | 95982.4 | 1785209.8899 | 1689227.4899
1661.5524 | 10 | 5 | 0 | 0 | 96442.8 | 96442.8 | 1757995.2377 | 1661552.4377
1534.2443 | 10 | 6 | 7317.391 | 194101.4353 | 95703.3 | 95703.3 | 1824049.0036 | 1534244.2682
-62.9936 | 10 | 7 | 68102.264 | 1806483.6487 | 92877.5 | 92877.5 | 1836367.5928 | -62993.5559
-617.1239 | 10 | 8 | 93917.992 | 2491272.7846 | 88276.2 | 88276.2 | 1962425.044 | -617123.9406
1437.5929 | 10 | 9 | 21467.856 | 569457.292 | 61147.6 | 61147.6 | 2068197.8398 | 1437592.9478
-741.4801 | 10 | 10 | 105750.616 | 2805145.489 | 74680.3 | 74680.3 | 2138345.7308 | -741480.0582
-765.8038 | 10 | 11 | 107224.44 | 2844240.2092 | 81317.6 | 81317.6 | 2159754.0493 | -765803.7599
-756.9311 | 10 | 12 | 106637.808 | 2828679.183 | 95351.6 | 95351.6 | 2167099.6704 | -756931.1126
-713.2835 | 10 | 13 | 105275.904 | 2792553.2576 | 94811.6 | 94811.6 | 2174081.3344 | -713283.5232
-620.0567 | 10 | 14 | 101795.984 | 2700244.7467 | 99742.8 | 99742.8 | 2179930.8575 | -620056.6892
-480.4167 | 10 | 15 | 95534.328 | 2534147.7844 | 100134 | 100134 | 2153865.0372 | -480416.7471
-7.0564 | 10 | 16 | 76661.632 | 2033529.8206 | 100134 | 100134 | 2126607.4421 | -7056.3785
1411.0738 | 10 | 17 | 23368.826 | 619882.5058 | 98379.6 | 98379.6 | 2129335.9298 | 1411073.824
2104.1731 | 10 | 18 | 0 | 0 | 91138 | 91138 | 2195311.1403 | 2104173.1403
2162.9992 | 10 | 19 | 0 | 0 | 97424.2 | 97424.2 | 2260423.3746 | 2162999.1746
2153.6412 | 10 | 20 | 0 | 0 | 99422.4 | 99422.4 | 2253063.5622 | 2153641.1622
2129.91 | 10 | 21 | 0 | 0 | 98762.9 | 98762.9 | 2228672.9243 | 2129910.0243
2085.3636 | 10 | 22 | 0 | 0 | 95230 | 95230 | 2180593.552 | 2085363.552
1986.5771 | 10 | 23 | 0 | 0 | 88723 | 88723 | 2075300.1148 | 1986577.1148
1889.2538 | 10 | 0 | 0 | 0 | 74374.8 | 74374.8 | 1963628.5627 | 1889253.7627
1847.1165 | 10 | 1 | 0 | 0 | 33597 | 33597 | 1880713.4842 | 1847116.4842
1789.5958 | 10 | 2 | 0 | 0 | 28245.4 | 28245.4 | 1817841.2422 | 1789595.8422
1736.3195 | 10 | 3 | 0 | 0 | 18805.4 | 18805.4 | 1755124.9142 | 1736319.5142
1736.7686 | 10 | 4 | 0 | 0 | 12494.8 | 12494.8 | 1749263.4 | 1736768.6
1707.6546 | 10 | 5 | 0 | 0 | 4964.19 | 4964.19 | 1712618.7787 | 1707654.5887
1763.7583 | 10 | 6 | 99.2439 | 2632.5474 | 2579.41 | 2579.41 | 1768970.2351 | 1763758.2777
1115.5519 | 10 | 7 | 25205.514 | 668602.5724 | 9468.9 | 9468.9 | 1793623.3825 | 1115551.9101
44.233 | 10 | 8 | 70786.84 | 1877694.8297 | 21217.1 | 21217.1 | 1943144.9286 | 44232.9988
-13.3631 | 10 | 9 | 76587.032 | 2031550.9777 | 38054.3 | 38054.3 | 2056242.2018 | -13363.0759
-442.6891 | 10 | 10 | 93002.32 | 2466983.6288 | 86335.1 | 86335.1 | 2110629.6446 | -442689.0842
-436.6277 | 10 | 11 | 94502.464 | 2506776.5145 | 90743.8 | 90743.8 | 2160892.6131 | -436627.7014
-758.7058 | 10 | 12 | 107010.384 | 2838562.1503 | 91326.3 | 91326.3 | 2171182.6252 | -758705.8251
-61.071 | 10 | 13 | 81033.76 | 2149505.0801 | 96255.6 | 96255.6 | 2184689.6455 | -61071.0347
-113.717 | 10 | 14 | 82507.08 | 2188586.4312 | 97947.3 | 97947.3 | 2172816.7509 | -113716.9803
703.1193 | 10 | 15 | 50670.876 | 1344097.8843 | 98972.2 | 98972.2 | 2146189.4012 | 703119.3169
276.0594 | 10 | 16 | 65281.784 | 1731667.4723 | 94156.2 | 94156.2 | 2101883.0787 | 276059.4065
1522.6003 | 10 | 17 | 19598.666 | 519875.0759 | 82699.4 | 82699.4 | 2125174.7992 | 1522600.3233
2127.8825 | 10 | 18 | 0 | 0 | 73376.4 | 73376.4 | 2201258.9332 | 2127882.5332
2172.8823 | 10 | 19 | 0 | 0 | 74502.8 | 74502.8 | 2247385.0765 | 2172882.2765
2170.9094 | 10 | 20 | 0 | 0 | 74718.1 | 74718.1 | 2245627.5396 | 2170909.4396
2190.2009 | 10 | 21 | 0 | 0 | 49789.7 | 49789.7 | 2239990.581 | 2190200.881
2155.7822 | 10 | 22 | 0 | 0 | 23358.2 | 23358.2 | 2179140.3954 | 2155782.1954
2071.1318 | 10 | 23 | 0 | 0 | 14433.5 | 14433.5 | 2085565.2994 | 2071131.7994
1920.3732 | 10 | 0 | 0 | 0 | 5897.75 | 5897.75 | 1926270.9944 | 1920373.2444
1845.4309 | 10 | 1 | 0 | 0 | 6543.33 | 6543.33 | 1851974.2423 | 1845430.9123
1783.6712 | 10 | 2 | 0 | 0 | 8301.93 | 8301.93 | 1791973.0972 | 1783671.1672
1729.3672 | 10 | 3 | 0 | 0 | 13215 | 13215 | 1742582.2033 | 1729367.2033
1716.2768 | 10 | 4 | 0 | 0 | 14360.4 | 14360.4 | 1730637.1843 | 1716276.7843
1665.8429 | 10 | 5 | 0 | 0 | 28362.1 | 28362.1 | 1694204.9791 | 1665842.8791
1709.1643 | 10 | 6 | 379.0855 | 10055.6395 | 33176.9 | 33176.9 | 1752396.8759 | 1709164.3365
931.6689 | 10 | 7 | 31068.672 | 824128.9593 | 27016.2 | 27016.2 | 1782814.051 | 931668.8917
-493.9219 | 10 | 8 | 90482.64 | 2400146.4864 | 21778.2 | 21778.2 | 1928002.8178 | -493921.8685
-340.5277 | 10 | 9 | 88576.048 | 2349572.1432 | 7305.92 | 7305.92 | 2016350.3296 | -340527.7336
-725.053 | 10 | 10 | 105616.512 | 2801588.2404 | 8467.63 | 8467.63 | 2085002.8584 | -725053.012
-444.9088 | 10 | 11 | 94413.544 | 2504417.8187 | 0 | 0 | 2059508.9794 | -444908.8393
-738.3933 | 10 | 12 | 105749.728 | 2805121.9339 | 705.553 | 705.553 | 2067434.2041 | -738393.2827
1205.1928 | 10 | 13 | 32835.326 | 870991.301 | 875.635 | 875.635 | 2077059.7151 | 1205192.7792
363.7971 | 10 | 14 | 64705.196 | 1716372.8736 | 0 | 0 | 2080169.9707 | 363797.097
1791.1465 | 10 | 15 | 9442.201 | 250464.2388 | 3194.46 | 3194.46 | 2044805.1881 | 1791146.4893
1915.003 | 10 | 16 | 3477.7303 | 92250.4255 | 7659.16 | 7659.16 | 2014912.615 | 1915003.0295
1978.1704 | 10 | 17 | 1328.0376 | 35227.5844 | 14025.5 | 14025.5 | 2027423.507 | 1978170.4226
2055.6889 | 10 | 18 | 0 | 0 | 31931.2 | 31931.2 | 2087620.0792 | 2055688.8792
2180.1908 | 10 | 19 | 0 | 0 | 41149.7 | 41149.7 | 2221340.5114 | 2180190.8114
2161.266 | 10 | 20 | 0 | 0 | 50909.4 | 50909.4 | 2212175.4217 | 2161266.0217
2176.4743 | 10 | 21 | 0 | 0 | 36117.4 | 36117.4 | 2212591.7163 | 2176474.3163
2132.9989 | 10 | 22 | 0 | 0 | 33924.7 | 33924.7 | 2166923.5794 | 2132998.8794
2031.4896 | 10 | 23 | 0 | 0 | 43801.3 | 43801.3 | 2075290.9378 | 2031489.6378
1951.6868 | 10 | 0 | 0 | 0 | 31146.4 | 31146.4 | 1982833.1796 | 1951686.7796
1891.9775 | 10 | 1 | 0 | 0 | 16831.1 | 16831.1 | 1908808.6252 | 1891977.5252
1832.4474 | 10 | 2 | 0 | 0 | 10044.7 | 10044.7 | 1842492.0895 | 1832447.3895
1777.3727 | 10 | 3 | 0 | 0 | 5620.37 | 5620.37 | 1782993.0833 | 1777372.7133
1763.9815 | 10 | 4 | 0 | 0 | 3158.03 | 3158.03 | 1767139.5274 | 1763981.4974
1723.7245 | 10 | 5 | 0 | 0 | 1339.33 | 1339.33 | 1725063.7957 | 1723724.4657
1777.2997 | 10 | 6 | 0 | 0 | 1489.58 | 1489.58 | 1778789.3018 | 1777299.7218
1789.2271 | 10 | 7 | 1703.2941 | 45181.6548 | 0 | 0 | 1834408.724 | 1789227.0691
1617.6264 | 10 | 8 | 13604.381 | 360870.4085 | 0 | 0 | 1978496.8317 | 1617626.4232
1068.2182 | 10 | 9 | 38195.752 | 1013182.1967 | 0 | 0 | 2081400.41 | 1068218.2133
1327.3999 | 10 | 10 | 30782.952 | 816549.938 | 0 | 0 | 2143949.8507 | 1327399.9126
1323.7687 | 10 | 11 | 31753.628 | 842298.1323 | 0 | 0 | 2166066.8201 | 1323768.6879
559.0387 | 10 | 12 | 61133.736 | 1621636.1687 | 0 | 0 | 2180674.8613 | 559038.6926
1332.1967 | 10 | 13 | 32110.478 | 851763.9511 | 0 | 0 | 2183960.7001 | 1332196.749
1816.7642 | 10 | 14 | 13359.497 | 354374.6047 | 0 | 0 | 2171138.7578 | 1816764.1531
1874.9555 | 10 | 15 | 10408.046 | 276084.2857 | 0 | 0 | 2151039.7855 | 1874955.4998
1437.157 | 10 | 16 | 24436.668 | 648208.1296 | 0 | 0 | 2085365.1688 | 1437157.0391
2084.9645 | 10 | 17 | 667.518 | 17706.6118 | 0 | 0 | 2102671.1315 | 2084964.5197
2155.6323 | 10 | 18 | 0 | 0 | 5138.43 | 5138.43 | 2160770.7742 | 2155632.3442
2148.4832 | 10 | 19 | 0 | 0 | 14116.3 | 14116.3 | 2162599.5011 | 2148483.2011
2103.8078 | 10 | 20 | 0 | 0 | 28027.5 | 28027.5 | 2131835.2936 | 2103807.7936
2098.3712 | 10 | 21 | 0 | 0 | 19313.5 | 19313.5 | 2117684.673 | 2098371.173
2069.9845 | 10 | 22 | 0 | 0 | 14725.6 | 14725.6 | 2084710.0916 | 2069984.4916
2004.6326 | 10 | 23 | 0 | 0 | 23450.6 | 23450.6 | 2028083.1894 | 2004632.5894
1942.7451 | 10 | 0 | 0 | 0 | 8152.33 | 8152.33 | 1950897.4742 | 1942745.1442
1869.9012 | 10 | 1 | 0 | 0 | 6532.33 | 6532.33 | 1876433.5336 | 1869901.2036
1824.2618 | 10 | 2 | 0 | 0 | 3159.76 | 3159.76 | 1827421.6081 | 1824261.8481
1798.7053 | 10 | 3 | 0 | 0 | 4165.01 | 4165.01 | 1802870.2959 | 1798705.2859
1773.4624 | 10 | 4 | 0 | 0 | 1423.66 | 1423.66 | 1774886.0117 | 1773462.3517
1694.4057 | 10 | 5 | 0 | 0 | 1176.24 | 1176.24 | 1695581.9651 | 1694405.7251
1678.2942 | 10 | 6 | 387.7303 | 10284.9522 | 0 | 0 | 1688579.1195 | 1678294.1673
628.1391 | 10 | 7 | 41304.288 | 1095639.3593 | 1404.92 | 1404.92 | 1725183.339 | 628139.0597
484.4539 | 10 | 8 | 49839.188 | 1322036.4919 | 7349.66 | 7349.66 | 1813840.1008 | 484453.9489
-371.6348 | 10 | 9 | 84495.904 | 2241342.0641 | 9804.81 | 9804.81 | 1879512.0871 | -371634.787
-812.8704 | 10 | 10 | 102652.104 | 2722954.2234 | 9585 | 9585 | 1919668.8663 | -812870.3572
-826.2953 | 10 | 11 | 103944.728 | 2757242.4245 | 2693.12 | 2693.12 | 1933640.1995 | -826295.345
1833.3187 | 10 | 12 | 4132.911 | 109629.7789 | 787.497 | 787.497 | 1943735.9494 | 1833318.6735
960.6566 | 10 | 13 | 35752.944 | 948384.1643 | 10402.2 | 10402.2 | 1919442.9842 | 960656.6199
1675.9067 | 10 | 14 | 7401.8175 | 196340.9364 | 19238.6 | 19238.6 | 1891486.2395 | 1675906.7031
1748.0001 | 10 | 15 | 4336.1825 | 115021.7676 | 17783.3 | 17783.3 | 1880805.1963 | 1748000.1287
41.2657 | 10 | 16 | 68714.456 | 1822722.6807 | 10059.2 | 10059.2 | 1874047.5844 | 41265.7037
1350.0236 | 10 | 17 | 20504.934 | 543914.7807 | 34846.7 | 34846.7 | 1928785.034 | 1350023.5533
1982.3343 | 10 | 18 | 0 | 0 | 52411.9 | 52411.9 | 2034746.1638 | 1982334.2638
2019.3272 | 10 | 19 | 0 | 0 | 52419.2 | 52419.2 | 2071746.3621 | 2019327.1621
2012.5303 | 10 | 20 | 0 | 0 | 53679.2 | 53679.2 | 2066209.4784 | 2012530.2784
2019.0806 | 10 | 21 | 0 | 0 | 41842.7 | 41842.7 | 2060923.2873 | 2019080.5873
2011.1907 | 10 | 22 | 0 | 0 | 41489.7 | 41489.7 | 2052680.43 | 2011190.73
1950.9318 | 10 | 23 | 0 | 0 | 55904 | 55904 | 2006835.8189 | 1950931.8189
1884.2048 | 10 | 0 | 0 | 0 | 62653.5 | 62653.5 | 1946858.3011 | 1884204.8011
1823.0829 | 10 | 1 | 0 | 0 | 51635.6 | 51635.6 | 1874718.5477 | 1823082.9477
1766.1849 | 10 | 2 | 0 | 0 | 50009.5 | 50009.5 | 1816194.3619 | 1766184.8619
1703.1379 | 10 | 3 | 0 | 0 | 53525.1 | 53525.1 | 1756662.9951 | 1703137.8951
1673.2701 | 10 | 4 | 0 | 0 | 52649.9 | 52649.9 | 1725920.0449 | 1673270.1449
1595.1362 | 10 | 5 | 0 | 0 | 38903.7 | 38903.7 | 1634039.9119 | 1595136.2119
1576.1186 | 10 | 6 | 0 | 0 | 37365.6 | 37365.6 | 1613484.1753 | 1576118.5753
1576.4127 | 10 | 7 | 853.8134 | 22648.2911 | 28422.6 | 28422.6 | 1627483.5526 | 1576412.6615
760.3307 | 10 | 8 | 33699.968 | 893926.8327 | 21863 | 21863 | 1676120.5281 | 760330.6954
651.7637 | 10 | 9 | 39783.024 | 1055286.2435 | 14933.6 | 14933.6 | 1721983.5251 | 651763.6815
1444.9777 | 10 | 10 | 10852.691 | 287878.9586 | 5129.53 | 5129.53 | 1737986.1523 | 1444977.6637
305.007 | 10 | 11 | 55111.496 | 1461889.9657 | 4265.42 | 4265.42 | 1771162.4019 | 305007.0162
780.7843 | 10 | 12 | 37708.164 | 1000248.416 | 9725.42 | 9725.42 | 1790758.1158 | 780784.2798
306.6274 | 10 | 13 | 55390.316 | 1469285.9573 | 15635.6 | 15635.6 | 1791548.9371 | 306627.3798
1344.3718 | 10 | 14 | 15877.958 | 421179.4119 | 16702.6 | 16702.6 | 1782253.7795 | 1344371.7676
857.642 | 10 | 15 | 33973.212 | 901174.915 | 15298.8 | 15298.8 | 1774115.7233 | 857642.0083
269.6559 | 10 | 16 | 56283.924 | 1492989.8424 | 10134.7 | 10134.7 | 1772780.4822 | 269655.9398
1876.7125 | 10 | 17 | 88.8158 | 2355.9319 | 5594.96 | 5594.96 | 1884663.3837 | 1876712.4917
2013.5879 | 10 | 18 | 0 | 0 | 7568.49 | 7568.49 | 2021156.3561 | 2013587.8661
2101.0002 | 10 | 19 | 0 | 0 | 928.708 | 928.708 | 2101928.9082 | 2101000.2002
2129.1015 | 10 | 20 | 0 | 0 | 0 | 0 | 2129101.4963 | 2129101.4963
2115.926 | 10 | 21 | 0 | 0 | 0 | 0 | 2115925.9534 | 2115925.9534
2086.295 | 10 | 22 | 0 | 0 | 0 | 0 | 2086295.0486 | 2086295.0486
2017.5626 | 10 | 23 | 0 | 0 | 0 | 0 | 2017562.6396 | 2017562.6396
1929.4145 | 10 | 0 | 0 | 0 | 0 | 0 | 1929414.5392 | 1929414.5392
1852.2907 | 10 | 1 | 0 | 0 | 0 | 0 | 1852290.6691 | 1852290.6691
1793.1213 | 10 | 2 | 0 | 0 | 1437.54 | 1437.54 | 1794558.8509 | 1793121.3109
1730.694 | 10 | 3 | 0 | 0 | 9568.43 | 9568.43 | 1740262.4523 | 1730694.0223
1711.7967 | 10 | 4 | 0 | 0 | 19108.4 | 19108.4 | 1730905.1469 | 1711796.7469
1660.5365 | 10 | 5 | 0 | 0 | 48640.4 | 48640.4 | 1709176.9164 | 1660536.5164
1704.9051 | 10 | 6 | 294.187 | 7803.6181 | 70539.4 | 70539.4 | 1783248.1224 | 1704905.1043
72.3323 | 10 | 7 | 63208.24 | 1676664.553 | 75759.8 | 75759.8 | 1824756.6374 | 72332.2844
-455.2813 | 10 | 8 | 88494.688 | 2347413.9843 | 79096.2 | 79096.2 | 1971228.8728 | -455281.3114
-651.2963 | 10 | 9 | 99273.28 | 2633327.3895 | 87751.1 | 87751.1 | 2069782.1555 | -651296.334
-659.6903 | 10 | 10 | 102338.112 | 2714625.2579 | 91591.3 | 91591.3 | 2146526.2173 | -659690.3405
-655.3396 | 10 | 11 | 103438.408 | 2743811.7579 | 99546.1 | 99546.1 | 2188018.2411 | -655339.6168
-385.3475 | 10 | 12 | 93326.92 | 2475593.9827 | 99571.9 | 99571.9 | 2189818.3362 | -385347.5465
-211.374 | 10 | 13 | 87372.536 | 2317647.731 | 96433.4 | 96433.4 | 2202707.1138 | -211374.0171
1347.556 | 10 | 14 | 29199.922 | 774558.4146 | 82584.9 | 82584.9 | 2204699.2926 | 1347555.9779
640.2082 | 10 | 15 | 54082.112 | 1434584.4804 | 95993.5 | 95993.5 | 2170786.2056 | 640208.2251
123.1667 | 10 | 16 | 71750.216 | 1903249.3839 | 100134 | 100134 | 2126550.0902 | 123166.7063
1526.2911 | 10 | 17 | 19074.448 | 505969.6462 | 100134 | 100134 | 2132394.7629 | 1526291.1167
2087.4241 | 10 | 18 | 0 | 0 | 100134 | 100134 | 2187558.1096 | 2087424.1096
2160.2036 | 10 | 19 | 0 | 0 | 99380.3 | 99380.3 | 2259583.9283 | 2160203.6283
2150.9962 | 10 | 20 | 0 | 0 | 97932 | 97932 | 2248928.246 | 2150996.246
2148.9366 | 10 | 21 | 0 | 0 | 89864.9 | 89864.9 | 2238801.4511 | 2148936.5511
2088.7426 | 10 | 22 | 0 | 0 | 86795.7 | 86795.7 | 2175538.3374 | 2088742.6374
2010.7991 | 10 | 23 | 0 | 0 | 65177.2 | 65177.2 | 2075976.343 | 2010799.143
1899.2457 | 10 | 0 | 0 | 0 | 81758.9 | 81758.9 | 1981004.6233 | 1899245.7233
1804.8112 | 10 | 1 | 0 | 0 | 91851.6 | 91851.6 | 1896662.8391 | 1804811.2391
1753.9822 | 10 | 2 | 0 | 0 | 84140.7 | 84140.7 | 1838122.8665 | 1753982.1665
1724.1558 | 10 | 3 | 0 | 0 | 69043.1 | 69043.1 | 1793198.8796 | 1724155.7796
1729.4683 | 10 | 4 | 0 | 0 | 54226.2 | 54226.2 | 1783694.4669 | 1729468.2669
1709.9775 | 10 | 5 | 0 | 0 | 47620.6 | 47620.6 | 1757598.1394 | 1709977.5394
1628.9957 | 10 | 6 | 5663.1 | 150219.6396 | 45732.3 | 45732.3 | 1824947.6646 | 1628995.725
43.2155 | 10 | 7 | 66498.116 | 1763931.9484 | 31035.7 | 31035.7 | 1838183.1706 | 43215.5222
-462.5476 | 10 | 8 | 91055.928 | 2415353.5491 | 20214.3 | 20214.3 | 1973020.2848 | -462547.5643
-604.6803 | 10 | 9 | 100613.144 | 2668868.6809 | 9707.15 | 9707.15 | 2073895.5529 | -604680.2779
-585.7443 | 10 | 10 | 103443.512 | 2743947.1468 | 0 | 0 | 2158202.8049 | -585744.3419
94.7203 | 10 | 11 | 78470.912 | 2081522.8614 | 0 | 0 | 2176243.2051 | 94720.3437
-594.1857 | 10 | 12 | 104692.28 | 2777072.0217 | 0 | 0 | 2182886.3411 | -594185.6807
34.6274 | 10 | 13 | 80009.616 | 2122338.5914 | 15326.5 | 15326.5 | 2172292.4548 | 34627.3634
-513.4252 | 10 | 14 | 100422.8 | 2663819.6075 | 17429.3 | 17429.3 | 2167823.7354 | -513425.1721
370.4975 | 10 | 15 | 65910.348 | 1748340.7886 | 26280.1 | 26280.1 | 2145118.4173 | 370497.5288
65.3283 | 10 | 16 | 75760.992 | 2009639.4044 | 33103.3 | 33103.3 | 2108071.0201 | 65328.3157
1511.7645 | 10 | 17 | 22322.082 | 592116.5284 | 21052.4 | 21052.4 | 2124933.4039 | 1511764.4755
2168.6686 | 10 | 18 | 0 | 0 | 28133.4 | 28133.4 | 2196801.9508 | 2168668.5508
2173.7843 | 10 | 19 | 0 | 0 | 50242.3 | 50242.3 | 2224026.6017 | 2173784.3017
2130.537 | 10 | 20 | 0 | 0 | 75481.2 | 75481.2 | 2206018.186 | 2130536.986
2105.7667 | 10 | 21 | 0 | 0 | 76434.8 | 76434.8 | 2182201.5265 | 2105766.7265
2057.0379 | 10 | 22 | 0 | 0 | 69406.8 | 69406.8 | 2126444.7317 | 2057037.9317
1954.3854 | 10 | 23 | 0 | 0 | 78040.6 | 78040.6 | 2032426.0067 | 1954385.4067
1840.9995 | 10 | 0 | 0 | 0 | 91812.4 | 91812.4 | 1932811.8733 | 1840999.4733
1770.6148 | 10 | 1 | 0 | 0 | 84387.6 | 84387.6 | 1855002.3586 | 1770614.7586
1758.9361 | 10 | 2 | 0 | 0 | 36134.4 | 36134.4 | 1795070.4575 | 1758936.0575
1655.6684 | 10 | 3 | 0 | 0 | 91321.1 | 91321.1 | 1746989.535 | 1655668.435
1651.3187 | 10 | 4 | 0 | 0 | 92748.1 | 92748.1 | 1744066.8423 | 1651318.7423
1626.4843 | 10 | 5 | 0 | 0 | 93799.3 | 93799.3 | 1720283.616 | 1626484.316
1684.4221 | 10 | 6 | 294.6004 | 7814.5842 | 87077.9 | 87077.9 | 1779314.5612 | 1684422.077
-126.6376 | 10 | 7 | 69972.92 | 1856104.752 | 75818 | 75818 | 1805285.1026 | -126637.6494
-589.9685 | 10 | 8 | 93252.944 | 2473631.6921 | 62076.2 | 62076.2 | 1945739.3518 | -589968.5402
-728.8268 | 10 | 9 | 101218.136 | 2684916.7252 | 88584 | 88584 | 2044673.955 | -728826.7702
-754.4071 | 10 | 10 | 104349.208 | 2767971.6788 | 92745.2 | 92745.2 | 2106309.8164 | -754407.0623
-749.6804 | 10 | 11 | 105491.24 | 2798265.2698 | 99051.2 | 99051.2 | 2147636.0645 | -749680.4053
-772.5269 | 10 | 12 | 106689.552 | 2830051.7466 | 98893.9 | 98893.9 | 2156418.7274 | -772526.9192
-720.6958 | 10 | 13 | 105199.672 | 2790531.1242 | 100134 | 100134 | 2169969.3599 | -720695.7644
-655.6829 | 10 | 14 | 102733.656 | 2725117.4754 | 100134 | 100134 | 2169568.5616 | -655682.9138
-442.9341 | 10 | 15 | 93170.464 | 2471443.824 | 100134 | 100134 | 2128643.6758 | -442934.1482
34.1528 | 10 | 16 | 73893.296 | 1960096.8182 | 100134 | 100134 | 2094383.6281 | 34152.8099
1486.468 | 10 | 17 | 20411.61 | 541439.2642 | 100134 | 100134 | 2128041.2307 | 1486467.9665
2093.0008 | 10 | 18 | 0 | 0 | 100134 | 100134 | 2193134.8091 | 2093000.8091
2153.8745 | 10 | 19 | 0 | 0 | 100134 | 100134 | 2254008.481 | 2153874.481
2151.0954 | 10 | 20 | 0 | 0 | 100134 | 100134 | 2251229.357 | 2151095.357
2141.0916 | 10 | 21 | 0 | 0 | 100134 | 100134 | 2241225.5868 | 2141091.5868
2074.5644 | 10 | 22 | 0 | 0 | 100134 | 100134 | 2174698.4363 | 2074564.4363
1981.4024 | 10 | 23 | 0 | 0 | 100134 | 100134 | 2081536.4334 | 1981402.4334
1822.8059 | 10 | 0 | 0 | 0 | 100134 | 100134 | 1922939.8861 | 1822805.8861
1750.8707 | 10 | 1 | 0 | 0 | 98891.3 | 98891.3 | 1849761.9782 | 1750870.6782
1762.3815 | 10 | 2 | 0 | 0 | 26359 | 26359 | 1788740.4539 | 1762381.4539
1629.6398 | 10 | 3 | 0 | 0 | 92497.8 | 92497.8 | 1722137.5786 | 1629639.7786
1703.9847 | 10 | 4 | 0 | 0 | 2764.09 | 2764.09 | 1706748.8167 | 1703984.7267
1677.4781 | 10 | 5 | 0 | 0 | 0 | 0 | 1677478.076 | 1677478.076
1706.7192 | 10 | 6 | 0 | 0 | 33731.8 | 33731.8 | 1740451.0432 | 1706719.2432
1499.8261 | 10 | 7 | 8562.294 | 227123.7871 | 41007.3 | 41007.3 | 1767957.1743 | 1499826.0872
221.2913 | 10 | 8 | 61966.124 | 1643716.1294 | 49030.8 | 49030.8 | 1914038.2481 | 221291.3187
883.5796 | 10 | 9 | 40066.664 | 1062810.0907 | 54780.4 | 54780.4 | 2001170.0928 | 883579.6022
973.7602 | 10 | 10 | 39373.244 | 1044416.4013 | 55375.2 | 55375.2 | 2073551.8182 | 973760.217
724.1773 | 10 | 11 | 44413.76 | 1178121.3503 | 91968.3 | 91968.3 | 1994266.9018 | 724177.2515
450.1738 | 10 | 12 | 57660.94 | 1529516.6293 | 24883.5 | 24883.5 | 2004573.9454 | 450173.816
312.5886 | 10 | 13 | 63059.256 | 1672712.5968 | 20278.3 | 20278.3 | 2005579.4959 | 312588.599
463.3113 | 10 | 14 | 56540.296 | 1499790.3773 | 53342.7 | 53342.7 | 2016444.3286 | 463311.2513
429.7142 | 10 | 15 | 55372.364 | 1468809.7617 | 91210 | 91210 | 1989733.9784 | 429714.2167
1496.8481 | 10 | 16 | 13569.208 | 359937.4079 | 98803.3 | 98803.3 | 1955588.7887 | 1496848.0808
1853.5506 | 10 | 17 | 1232.9531 | 32705.3688 | 93907.4 | 93907.4 | 1980163.409 | 1853550.6402
1951.0777 | 10 | 18 | 0 | 0 | 93302.4 | 93302.4 | 2044380.0559 | 1951077.6559
2121.9722 | 10 | 19 | 0 | 0 | 97098.3 | 97098.3 | 2219070.5323 | 2121972.2323
2112.7092 | 10 | 20 | 0 | 0 | 98793.6 | 98793.6 | 2211502.7988 | 2112709.1988
2109.6286 | 10 | 21 | 0 | 0 | 100134 | 100134 | 2209762.5683 | 2109628.5683
2064.383 | 10 | 22 | 0 | 0 | 100134 | 100134 | 2164516.9749 | 2064382.9749
1971.0214 | 10 | 23 | 0 | 0 | 99861.6 | 99861.6 | 2070882.9704 | 1971021.3704
1876.5818 | 10 | 0 | 0 | 0 | 98852.9 | 98852.9 | 1975434.6742 | 1876581.7742
1801.5686 | 10 | 1 | 0 | 0 | 97572.5 | 97572.5 | 1899141.1481 | 1801568.6481
1742.4399 | 10 | 2 | 0 | 0 | 93317.1 | 93317.1 | 1835756.9825 | 1742439.8825
1685.7122 | 10 | 3 | 0 | 0 | 87592.1 | 87592.1 | 1773304.2597 | 1685712.1597
1666.5846 | 10 | 4 | 0 | 0 | 93085.3 | 93085.3 | 1759669.9066 | 1666584.6066
1627.5779 | 10 | 5 | 0 | 0 | 92826.2 | 92826.2 | 1720404.0519 | 1627577.8519
1675.9252 | 10 | 6 | 0 | 0 | 93925.7 | 93925.7 | 1769850.8639 | 1675925.1639
46.2888 | 10 | 7 | 63625.804 | 1687740.874 | 91504.3 | 91504.3 | 1825533.9711 | 46288.7971
-506.4011 | 10 | 8 | 90160.832 | 2391610.1932 | 86145 | 86145 | 1971354.0944 | -506401.0988
-638.8244 | 10 | 9 | 99396.584 | 2636598.1568 | 78078.7 | 78078.7 | 2075852.4507 | -638824.4061
-648.7759 | 10 | 10 | 102564.808 | 2720638.6059 | 67294.9 | 67294.9 | 2139157.5601 | -648775.9458
-612.8481 | 10 | 11 | 103085.088 | 2734439.5761 | 37757.4 | 37757.4 | 2159348.8477 | -612848.1283
-597.1112 | 10 | 12 | 103328.312 | 2740891.3466 | 25628.4 | 25628.4 | 2169408.5238 | -597111.2227
-558.7496 | 10 | 13 | 102058.528 | 2707209.0004 | 14903.2 | 14903.2 | 2163362.643 | -558749.5573
-450.8856 | 10 | 14 | 98008.064 | 2599766.2143 | 1871 | 1871 | 2150751.6209 | -450885.5934
-250.2404 | 10 | 15 | 89780.136 | 2381511.8344 | 0 | 0 | 2131271.3985 | -250240.4359
245.5312 | 10 | 16 | 68683.208 | 1821893.7948 | 0 | 0 | 2067425.0143 | 245531.2194
1640.4758 | 10 | 17 | 17183.51 | 455810.5417 | 0 | 0 | 2096286.3429 | 1640475.8013
2152.8879 | 10 | 18 | 0 | 0 | 0 | 0 | 2152887.8794 | 2152887.8794
2149.4148 | 10 | 19 | 0 | 0 | 0 | 0 | 2149414.7683 | 2149414.7683
2121.0908 | 10 | 20 | 0 | 0 | 0 | 0 | 2121090.8276 | 2121090.8276
2104.0305 | 10 | 21 | 0 | 0 | 1455.7 | 1455.7 | 2105486.1753 | 2104030.4753
2011.7465 | 10 | 22 | 0 | 0 | 57280.2 | 57280.2 | 2069026.6916 | 2011746.4916
1965.6528 | 10 | 23 | 0 | 0 | 46336.5 | 46336.5 | 2011989.2876 | 1965652.7876
1911.7404 | 10 | 0 | 0 | 0 | 31786 | 31786 | 1943526.372 | 1911740.372
1833.9698 | 10 | 1 | 0 | 0 | 34103.3 | 34103.3 | 1868073.1363 | 1833969.8363
1795.6732 | 10 | 2 | 0 | 0 | 27240.7 | 27240.7 | 1822913.9389 | 1795673.2389
1765.0389 | 10 | 3 | 0 | 0 | 36193.5 | 36193.5 | 1801232.4187 | 1765038.9187
1733.9528 | 10 | 4 | 0 | 0 | 34287.6 | 34287.6 | 1768240.4188 | 1733952.8188
1747.2812 | 10 | 5 | 0 | 0 | 18838.8 | 18838.8 | 1766120.004 | 1747281.204
1657.5665 | 10 | 6 | 0 | 0 | 22726 | 22726 | 1680292.5406 | 1657566.5406
-43.9499 | 10 | 7 | 66178.78 | 1755461.2276 | 12043.3 | 12043.3 | 1723554.6035 | -43949.9241
765.5863 | 10 | 8 | 38953.684 | 1033287.1342 | 4894.1 | 4894.1 | 1803767.513 | 765586.2787
-812.3482 | 10 | 9 | 100932.048 | 2677327.9424 | 3025.04 | 3025.04 | 1868004.7882 | -812348.1942
-824.9875 | 10 | 10 | 103040.648 | 2733260.7587 | 0 | 0 | 1908273.2285 | -824987.5301
-832.5792 | 10 | 11 | 103892.376 | 2755853.733 | 0 | 0 | 1923274.5041 | -832579.2289
-826.6878 | 10 | 12 | 103967.808 | 2757854.6456 | 3077.18 | 3077.18 | 1934243.9951 | -826687.8305
-539.1778 | 10 | 13 | 92076.528 | 2442426.0296 | 5187.15 | 5187.15 | 1908435.4138 | -539177.7658
866.1212 | 10 | 14 | 38604.264 | 1024018.404 | 0 | 0 | 1890139.5607 | 866121.1568
672.0245 | 10 | 15 | 45437.936 | 1205288.6879 | 0 | 0 | 1877313.1384 | 672024.4505
-83.1982 | 10 | 16 | 73779.352 | 1957074.3346 | 0 | 0 | 1873876.124 | -83198.2106
1424.5504 | 10 | 17 | 19061.312 | 505621.2001 | 0 | 0 | 1930171.6086 | 1424550.4086
2035.8644 | 10 | 18 | 0 | 0 | 0 | 0 | 2035864.411 | 2035864.411
2073.5535 | 10 | 19 | 0 | 0 | 0 | 0 | 2073553.5207 | 2073553.5207
2066.695 | 10 | 20 | 0 | 0 | 0 | 0 | 2066694.9559 | 2066694.9559
2058.2001 | 10 | 21 | 0 | 0 | 1893.77 | 1893.77 | 2060093.8779 | 2058200.1079
2002.6031 | 10 | 22 | 0 | 0 | 49738.7 | 49738.7 | 2052341.7608 | 2002603.0608
1931.3005 | 10 | 23 | 0 | 0 | 77382.8 | 77382.8 | 2008683.3476 | 1931300.5476
1787.2123 | 10 | 0 | 0 | 0 | 52221.5 | 52221.5 | 1839433.8237 | 1787212.3237
1724.4523 | 10 | 1 | 0 | 0 | 34099.9 | 34099.9 | 1758552.1655 | 1724452.2655
1664.4828 | 10 | 2 | 0 | 0 | 23709.9 | 23709.9 | 1688192.7348 | 1664482.8348
1636.4584 | 10 | 3 | 0 | 0 | 23629.8 | 23629.8 | 1660088.2089 | 1636458.4089
1614.8179 | 10 | 4 | 0 | 0 | 18615 | 18615 | 1633432.9033 | 1614817.9033
1599.2635 | 10 | 5 | 0 | 0 | 23163 | 23163 | 1622426.4671 | 1599263.4671
1520.2401 | 10 | 6 | 0 | 0 | 22512.2 | 22512.2 | 1542752.2515 | 1520240.0515
210.831 | 10 | 7 | 50035.616 | 1327246.9497 | 20175.6 | 20175.6 | 1558253.5735 | 210831.0238
-688.1493 | 10 | 8 | 86218.112 | 2287025.4292 | 18581.1 | 18581.1 | 1617457.2035 | -688149.3257
-1055.7124 | 10 | 9 | 101795.504 | 2700232.0142 | 18370.7 | 18370.7 | 1662890.2862 | -1055712.428
-362.3367 | 10 | 10 | 76873.592 | 2039152.2809 | 16539.6 | 16539.6 | 1693355.1577 | -362336.7232
166.3279 | 10 | 11 | 57235.084 | 1518220.3543 | 11476.1 | 11476.1 | 1696024.3238 | 166327.8695
1119.3281 | 10 | 12 | 22529.082 | 597607.4195 | 8020.18 | 8020.18 | 1724955.7016 | 1119328.102
-837.4163 | 10 | 13 | 96125.528 | 2549829.9816 | 5200.23 | 5200.23 | 1717613.8674 | -837416.3441
-499.7602 | 10 | 14 | 83101.32 | 2204349.2676 | 8577.1 | 8577.1 | 1713166.1924 | -499760.1752
-543.4101 | 10 | 15 | 84722.856 | 2247362.2028 | 7216.92 | 7216.92 | 1711168.9866 | -543410.1362
1229.1127 | 10 | 16 | 18033.52 | 478357.9443 | 5248.33 | 5248.33 | 1712719.0002 | 1229112.7259
1796.8692 | 10 | 17 | 1136.3874 | 30143.8615 | 5041.12 | 5041.12 | 1832054.2062 | 1796869.2247
1986.8513 | 10 | 18 | 0 | 0 | 4164.04 | 4164.04 | 1991015.3873 | 1986851.3473
2031.3532 | 10 | 19 | 0 | 0 | 2200.46 | 2200.46 | 2033553.7006 | 2031353.2406
2037.8079 | 10 | 20 | 0 | 0 | 0 | 0 | 2037807.9069 | 2037807.9069
2030.1435 | 10 | 21 | 0 | 0 | 5197.82 | 5197.82 | 2035341.3245 | 2030143.5045
1997.4692 | 10 | 22 | 0 | 0 | 4637.02 | 4637.02 | 2002106.2577 | 1997469.2377
1903.1856 | 10 | 23 | 0 | 0 | 6996.31 | 6996.31 | 1910181.8994 | 1903185.5894
1811.3195 | 10 | 0 | 0 | 0 | 9161.14 | 9161.14 | 1820480.6363 | 1811319.4963
1739.3469 | 10 | 1 | 0 | 0 | 10005.3 | 10005.3 | 1749352.2402 | 1739346.9402
1679.528 | 10 | 2 | 0 | 0 | 7658.76 | 7658.76 | 1687186.7232 | 1679527.9632
1662.3118 | 10 | 3 | 0 | 0 | 9829.29 | 9829.29 | 1672141.0475 | 1662311.7575
1647.7293 | 10 | 4 | 0 | 0 | 20113.4 | 20113.4 | 1667842.6987 | 1647729.2987
1704.7228 | 10 | 5 | 0 | 0 | 25132.2 | 25132.2 | 1729854.9593 | 1704722.7593
1729.7154 | 10 | 6 | 0 | 0 | 20298.8 | 20298.8 | 1750014.2306 | 1729715.4306
319.6498 | 10 | 7 | 55020.8 | 1459484.1596 | 13821 | 13821 | 1792955.0023 | 319649.8427
1427.3175 | 10 | 8 | 18276.19 | 484795.0194 | 8221.43 | 8221.43 | 1920333.9541 | 1427317.5047
1371.6315 | 10 | 9 | 24768.886 | 657020.5589 | 0 | 0 | 2028652.0309 | 1371631.472
-713.1292 | 10 | 10 | 104653.704 | 2776048.753 | 23753.8 | 23753.8 | 2086673.3777 | -713129.1753
807.5429 | 10 | 11 | 49269.2 | 1306916.9652 | 6428.71 | 6428.71 | 2120888.5703 | 807542.8951
644.8542 | 10 | 12 | 52328.708 | 1388073.6089 | 37787.3 | 37787.3 | 2070715.093 | 644854.1842
1508.5432 | 10 | 13 | 20900.412 | 554405.2475 | 14802.8 | 14802.8 | 2077751.2387 | 1508543.1912
2040.8293 | 10 | 14 | 878.9096 | 23313.9937 | 9330.19 | 9330.19 | 2073473.4932 | 2040829.3095
1891.6348 | 10 | 15 | 5023.419 | 133251.4332 | 22270.2 | 22270.2 | 2047156.4741 | 1891634.8409
1946.1563 | 10 | 16 | 97.7119 | 2591.9093 | 65146.4 | 65146.4 | 2013894.6103 | 1946156.301
1971.886 | 10 | 17 | 0 | 0 | 82449.7 | 82449.7 | 2054335.7236 | 1971886.0236
2063.6029 | 10 | 18 | 0 | 0 | 26823.1 | 26823.1 | 2090426.0134 | 2063602.9134
2077.5151 | 10 | 19 | 0 | 0 | 42282.2 | 42282.2 | 2119797.3498 | 2077515.1498
2071.7161 | 10 | 20 | 0 | 0 | 61468.2 | 61468.2 | 2133184.3146 | 2071716.1146
2064.2109 | 10 | 21 | 0 | 0 | 57343.7 | 57343.7 | 2121554.6373 | 2064210.9373
1981.795 | 10 | 22 | 0 | 0 | 80876.7 | 80876.7 | 2062671.7278 | 1981795.0278
1893.0542 | 10 | 23 | 0 | 0 | 78806 | 78806 | 1971860.2265 | 1893054.2265
1976.951 | 11 | 0 | 0 | 0 | 64746.2 | 64746.2 | 2041697.2025 | 1976951.0025
1922.8542 | 11 | 1 | 0 | 0 | 24553.3 | 24553.3 | 1947407.5408 | 1922854.2408
1869.4147 | 11 | 2 | 0 | 0 | 17891 | 17891 | 1887305.6912 | 1869414.6912
1826.7416 | 11 | 3 | 0 | 0 | 16387.2 | 16387.2 | 1843128.8247 | 1826741.6247
1798.5519 | 11 | 4 | 0 | 0 | 14693.7 | 14693.7 | 1813245.561 | 1798551.861
1859.4633 | 11 | 5 | 0 | 0 | 11608.8 | 11608.8 | 1871072.0751 | 1859463.2751
1869.9543 | 11 | 6 | 0 | 0 | 13564.1 | 13564.1 | 1883518.4063 | 1869954.3063
357.6886 | 11 | 7 | 57771.572 | 1532451.2586 | 11413.8 | 11413.8 | 1901553.6259 | 357688.5673
-256.4374 | 11 | 8 | 85853.44 | 2277352.1237 | 9231.75 | 9231.75 | 2030146.4621 | -256437.4115
-417.4793 | 11 | 9 | 96339.288 | 2555500.1887 | 0 | 0 | 2138020.8484 | -417479.3403
-464.4211 | 11 | 10 | 100495.904 | 2665758.7675 | 0 | 0 | 2201337.6211 | -464421.1463
1023.3068 | 11 | 11 | 45966.48 | 1219308.8692 | 0 | 0 | 2242615.6282 | 1023306.759
-509.1951 | 11 | 12 | 105053.192 | 2786645.5893 | 0 | 0 | 2277450.4455 | -509195.1438
-421.7468 | 11 | 13 | 101474.296 | 2691711.6367 | 0 | 0 | 2269964.818 | -421746.8187
-319.7555 | 11 | 14 | 97879.984 | 2596368.7585 | 0 | 0 | 2276613.221 | -319755.5376
-114.5942 | 11 | 15 | 89659.976 | 2378324.465 | 0 | 0 | 2263730.3097 | -114594.1552
409.7097 | 11 | 16 | 68581.12 | 1819185.8041 | 0 | 0 | 2228895.4991 | 409709.695
1826.0433 | 11 | 17 | 15587.284 | 413468.9806 | 0 | 0 | 2239512.2639 | 1826043.2833
2324.4775 | 11 | 18 | 0 | 0 | 14664.6 | 14664.6 | 2339142.1394 | 2324477.5394
2301.4339 | 11 | 19 | 0 | 0 | 51089.8 | 51089.8 | 2352523.6667 | 2301433.8667
2260.9305 | 11 | 20 | 0 | 0 | 91654.9 | 91654.9 | 2352585.4012 | 2260930.5012
2258.7811 | 11 | 21 | 0 | 0 | 83691.9 | 83691.9 | 2342473.0068 | 2258781.1068
2204.535 | 11 | 22 | 0 | 0 | 70599 | 70599 | 2275133.9705 | 2204534.9705
2073.5225 | 11 | 23 | 0 | 0 | 92873.8 | 92873.8 | 2166396.3096 | 2073522.5096
1973.8379 | 11 | 0 | 0 | 0 | 87336.7 | 87336.7 | 2061174.5994 | 1973837.8994
1889.25 | 11 | 1 | 0 | 0 | 89661.6 | 89661.6 | 1978911.6027 | 1889250.0027
1833.8905 | 11 | 2 | 0 | 0 | 85934.9 | 85934.9 | 1919825.4171 | 1833890.5171
1802.1296 | 11 | 3 | 0 | 0 | 80328.8 | 80328.8 | 1882458.4201 | 1802129.6201
1764.171 | 11 | 4 | 0 | 0 | 88813.1 | 88813.1 | 1852984.1058 | 1764171.0058
1832.2269 | 11 | 5 | 0 | 0 | 83767.2 | 83767.2 | 1915994.1337 | 1832226.9337
1817.6995 | 11 | 6 | 0 | 0 | 90497.5 | 90497.5 | 1908196.9857 | 1817699.4857
79.1165 | 11 | 7 | 66552.016 | 1765361.7021 | 77770.7 | 77770.7 | 1922248.8769 | 79116.4748
-444.2405 | 11 | 8 | 92094.784 | 2442910.289 | 59228.2 | 59228.2 | 2057898.0037 | -444240.4853
-562.7861 | 11 | 9 | 100319.752 | 2661086.1518 | 81730 | 81730 | 2180030.0255 | -562786.1263
-563.0904 | 11 | 10 | 103470.88 | 2744673.1116 | 59789 | 59789 | 2241371.7484 | -563090.3632
-515.5082 | 11 | 11 | 104678.064 | 2776694.9275 | 27329 | 27329 | 2288515.6903 | -515508.2372
-435.2946 | 11 | 12 | 103715.768 | 2751169.0215 | 14477.1 | 14477.1 | 2330351.5501 | -435294.5714
-242.5158 | 11 | 13 | 96741.344 | 2566165.1438 | 8384.11 | 8384.11 | 2332033.4676 | -242515.7862
-326.4572 | 11 | 14 | 99421.248 | 2637252.3952 | 0 | 0 | 2310795.2412 | -326457.1539
1635.3605 | 11 | 15 | 24793.758 | 657680.3147 | 0 | 0 | 2293040.8271 | 1635360.5124
417.3645 | 11 | 16 | 69941.712 | 1855276.9273 | 0 | 0 | 2272641.4685 | 417364.5413
1894.0158 | 11 | 17 | 16213.773 | 430087.2554 | 0 | 0 | 2324103.0447 | 1894015.7893
2375.0979 | 11 | 18 | 0 | 0 | 0 | 0 | 2375097.8979 | 2375097.8979
2372.3673 | 11 | 19 | 0 | 0 | 11741.5 | 11741.5 | 2384108.8009 | 2372367.3009
2334.8104 | 11 | 20 | 0 | 0 | 39889.1 | 39889.1 | 2374699.4883 | 2334810.3883
2299.2134 | 11 | 21 | 0 | 0 | 46867.5 | 46867.5 | 2346080.8827 | 2299213.3827
2258.4079 | 11 | 22 | 0 | 0 | 13195.5 | 13195.5 | 2271603.446 | 2258407.946
2150.9457 | 11 | 23 | 0 | 0 | 17172.8 | 17172.8 | 2168118.5418 | 2150945.7418
1993.8004 | 11 | 0 | 0 | 0 | 22819.2 | 22819.2 | 2016619.6037 | 1993800.4037
1910.3984 | 11 | 1 | 0 | 0 | 22040.5 | 22040.5 | 1932438.8672 | 1910398.3672
1846.8968 | 11 | 2 | 0 | 0 | 22009.6 | 22009.6 | 1868906.4367 | 1846896.8367
1811.7464 | 11 | 3 | 0 | 0 | 23221 | 23221 | 1834967.439 | 1811746.439
1767.2316 | 11 | 4 | 0 | 0 | 36796.2 | 36796.2 | 1804027.812 | 1767231.612
1829.1351 | 11 | 5 | 0 | 0 | 33075.5 | 33075.5 | 1862210.6464 | 1829135.1464
1864.9442 | 11 | 6 | 0 | 0 | 17920.1 | 17920.1 | 1882864.3084 | 1864944.2084
1145.3422 | 11 | 7 | 28533.268 | 756874.7213 | 9351.65 | 9351.65 | 1911568.5831 | 1145342.2118
1627.0534 | 11 | 8 | 15702.077 | 416513.9848 | 3721.22 | 3721.22 | 2047288.6396 | 1627053.4348
-490.3393 | 11 | 9 | 99346.968 | 2635282.0406 | 1644.48 | 1644.48 | 2146587.2089 | -490339.3117
1337.7624 | 11 | 10 | 33083.982 | 877587.161 | 335.182 | 335.182 | 2215684.7637 | 1337762.4208
455.5321 | 11 | 11 | 68018.272 | 1804255.6733 | 0 | 0 | 2259787.7803 | 455532.107
1046.4186 | 11 | 12 | 46668.88 | 1237940.7625 | 1998.99 | 1998.99 | 2286358.359 | 1046418.6065
118.1631 | 11 | 13 | 81064.96 | 2150332.6927 | 4942.67 | 4942.67 | 2273438.457 | 118163.0943
330.0118 | 11 | 14 | 72783.92 | 1930669.4616 | 5844.77 | 5844.77 | 2266526.0336 | 330011.802
536.9162 | 11 | 15 | 64171.488 | 1702215.7118 | 3322.38 | 3322.38 | 2242454.2679 | 536916.1761
258.649 | 11 | 16 | 73941.696 | 1961380.6787 | 0 | 0 | 2220029.6306 | 258648.9519
1726.3592 | 11 | 17 | 20061.394 | 532149.4192 | 0 | 0 | 2258508.614 | 1726359.1949
2333.5249 | 11 | 18 | 0 | 0 | 0 | 0 | 2333524.9359 | 2333524.9359
2337.4001 | 11 | 19 | 0 | 0 | 0 | 0 | 2337400.0969 | 2337400.0969
2306.1549 | 11 | 20 | 0 | 0 | 0 | 0 | 2306154.9273 | 2306154.9273
2282.011 | 11 | 21 | 0 | 0 | 0 | 0 | 2282010.9521 | 2282010.9521
2229.0521 | 11 | 22 | 0 | 0 | 0 | 0 | 2229052.0907 | 2229052.0907
2114.4842 | 11 | 23 | 0 | 0 | 200.249 | 200.249 | 2114684.4772 | 2114484.2282
2018.7063 | 11 | 0 | 0 | 0 | 2445.99 | 2445.99 | 2021152.3077 | 2018706.3177
1937.5287 | 11 | 1 | 0 | 0 | 0 | 0 | 1937528.7385 | 1937528.7385
1877.1202 | 11 | 2 | 0 | 0 | 0 | 0 | 1877120.1758 | 1877120.1758
1840.6678 | 11 | 3 | 0 | 0 | 0 | 0 | 1840667.8145 | 1840667.8145
1835.5534 | 11 | 4 | 0 | 0 | 0 | 0 | 1835553.3771 | 1835553.3771
1894.5854 | 11 | 5 | 0 | 0 | 0 | 0 | 1894585.3901 | 1894585.3901
1919.2783 | 11 | 6 | 0 | 0 | 0 | 0 | 1919278.3241 | 1919278.3241
2022.4918 | 11 | 7 | 0 | 0 | 0 | 0 | 2022491.8378 | 2022491.8378
1989.5433 | 11 | 8 | 7029.086 | 186453.8442 | 0 | 0 | 2175997.1265 | 1989543.2823
2141.9363 | 11 | 9 | 2716.8807 | 72068.0982 | 0 | 0 | 2214004.4224 | 2141936.3242
1681.2332 | 11 | 10 | 22083.982 | 585800.6774 | 0 | 0 | 2267033.8569 | 1681233.1795
1855.806 | 11 | 11 | 16984.87 | 450541.4083 | 0 | 0 | 2306347.4095 | 1855806.0012
1754.844 | 11 | 12 | 20623.12 | 547049.7877 | 0 | 0 | 2301893.7532 | 1754843.9654
981.4876 | 11 | 13 | 50020.264 | 1326839.7218 | 4686.38 | 4686.38 | 2313013.6818 | 981487.58
1632.2429 | 11 | 14 | 25359.354 | 672683.339 | 5625.42 | 5625.42 | 2310551.6855 | 1632242.9265
1532.7999 | 11 | 15 | 27838.076 | 738434.0278 | 7878.92 | 7878.92 | 2279112.8874 | 1532799.9397
1959.0242 | 11 | 16 | 10789.384 | 286199.6743 | 0 | 0 | 2245223.9041 | 1959024.2298
2238.6929 | 11 | 17 | 670.3088 | 17780.641 | 0 | 0 | 2256473.5591 | 2238692.9181
2317.6909 | 11 | 18 | 0 | 0 | 0 | 0 | 2317690.9446 | 2317690.9446
2316.8517 | 11 | 19 | 0 | 0 | 0 | 0 | 2316851.6847 | 2316851.6847
2259.963 | 11 | 20 | 0 | 0 | 0 | 0 | 2259962.981 | 2259962.981
2233.9833 | 11 | 21 | 0 | 0 | 839.473 | 839.473 | 2234822.7469 | 2233983.2739
2190.7424 | 11 | 22 | 0 | 0 | 3092.45 | 3092.45 | 2193834.8904 | 2190742.4404
2119.7585 | 11 | 23 | 0 | 0 | 9118.18 | 9118.18 | 2128876.6874 | 2119758.5074
2033.6989 | 11 | 0 | 0 | 0 | 5502.83 | 5502.83 | 2039201.6909 | 2033698.8609
1951.9297 | 11 | 1 | 0 | 0 | 3977.77 | 3977.77 | 1955907.4681 | 1951929.6981
1887.7832 | 11 | 2 | 0 | 0 | 9548.18 | 9548.18 | 1897331.3959 | 1887783.2159
1820.1372 | 11 | 3 | 0 | 0 | 29082.8 | 29082.8 | 1849220.0414 | 1820137.2414
1785.3906 | 11 | 4 | 0 | 0 | 21743.9 | 21743.9 | 1807134.5348 | 1785390.6348
1798.5766 | 11 | 5 | 0 | 0 | 18269.6 | 18269.6 | 1816846.1505 | 1798576.5505
1742.714 | 11 | 6 | 0 | 0 | 18955.7 | 18955.7 | 1761669.746 | 1742714.046
1796.8242 | 11 | 7 | 196.1539 | 5203.1871 | 14128.7 | 14128.7 | 1816156.09 | 1796824.2028
1839.4874 | 11 | 8 | 2575.6168 | 68320.9231 | 10620.2 | 10620.2 | 1918428.4874 | 1839487.3643
918.2745 | 11 | 9 | 40734.164 | 1080516.225 | 3617.25 | 3617.25 | 2002407.9603 | 918274.4853
1579.7982 | 11 | 10 | 17447.168 | 462804.3454 | 0 | 0 | 2042602.5621 | 1579798.2167
1556.6097 | 11 | 11 | 19027.988 | 504737.2462 | 3376.51 | 3376.51 | 2064723.4659 | 1556609.7097
1314.7036 | 11 | 12 | 27936.374 | 741041.4849 | 11090.2 | 11090.2 | 2066835.3061 | 1314703.6213
1161.5162 | 11 | 13 | 31510.606 | 835851.72 | 55397.3 | 55397.3 | 2052765.209 | 1161516.189
179.0295 | 11 | 14 | 66271.912 | 1757931.6511 | 88894.7 | 88894.7 | 2025855.8385 | 179029.4873
1219.8214 | 11 | 15 | 26450.582 | 701629.3009 | 98307.1 | 98307.1 | 2019757.8218 | 1219821.4208
1578.2777 | 11 | 16 | 12300.558 | 326285.1423 | 100134 | 100134 | 2004696.8232 | 1578277.6809
1969.7598 | 11 | 17 | 664.8231 | 17635.1274 | 100134 | 100134 | 2087528.9675 | 1969759.84
2083.7808 | 11 | 18 | 0 | 0 | 100134 | 100134 | 2183914.8135 | 2083780.8135
2074.3501 | 11 | 19 | 0 | 0 | 99897.6 | 99897.6 | 2174247.7246 | 2074350.1246
2048.3062 | 11 | 20 | 0 | 0 | 99552.8 | 99552.8 | 2147859.0384 | 2048306.2384
2037.6435 | 11 | 21 | 0 | 0 | 98973.2 | 98973.2 | 2136616.6548 | 2037643.4548
2016.3914 | 11 | 22 | 0 | 0 | 99554.9 | 99554.9 | 2115946.3154 | 2016391.4154
1965.7213 | 11 | 23 | 0 | 0 | 100134 | 100134 | 2065855.2682 | 1965721.2682
1899.7465 | 11 | 0 | 0 | 0 | 100134 | 100134 | 1999880.4897 | 1899746.4897
1815.6344 | 11 | 1 | 0 | 0 | 100134 | 100134 | 1915768.391 | 1815634.391
1749.439 | 11 | 2 | 0 | 0 | 100134 | 100134 | 1849572.9901 | 1749438.9901
1714.7031 | 11 | 3 | 0 | 0 | 100134 | 100134 | 1814837.0734 | 1714703.0734
1680.7247 | 11 | 4 | 0 | 0 | 100054 | 100054 | 1780778.7498 | 1680724.7498
1670.0133 | 11 | 5 | 0 | 0 | 99658.2 | 99658.2 | 1769671.4799 | 1670013.2799
1590.681 | 11 | 6 | 0 | 0 | 99553.2 | 99553.2 | 1690234.2402 | 1590681.0402
433.5323 | 11 | 7 | 44730.792 | 1186530.955 | 99214.4 | 99214.4 | 1719277.6555 | 433532.3005
-566.4865 | 11 | 8 | 85098.264 | 2257320.2919 | 98947.1 | 98947.1 | 1789780.8803 | -566486.5116
-823.7081 | 11 | 9 | 96617.992 | 2562893.1033 | 100134 | 100134 | 1839319.0001 | -823708.1031
-301.1933 | 11 | 10 | 77999.808 | 2069026.336 | 99239 | 99239 | 1867071.9929 | -301193.3431
10.2846 | 11 | 11 | 67327.424 | 1785930.2088 | 100134 | 100134 | 1896348.7695 | 10284.5607
485.8095 | 11 | 12 | 49489.596 | 1312763.1991 | 100134 | 100134 | 1898706.6507 | 485809.4515
-150.1421 | 11 | 13 | 73122.704 | 1939656.0609 | 100134 | 100134 | 1889647.997 | -150142.0639
667.2725 | 11 | 14 | 41853.552 | 1110209.1603 | 100134 | 100134 | 1877615.6271 | 667272.4668
529.9213 | 11 | 15 | 46567.832 | 1235260.3588 | 100134 | 100134 | 1865315.6758 | 529921.317
1013.1952 | 11 | 16 | 28063.258 | 744407.2154 | 100134 | 100134 | 1857736.4277 | 1013195.2123
1852.582 | 11 | 17 | 1031.3266 | 27357.0137 | 100004 | 100004 | 1979943.0001 | 1852581.9864
2016.6184 | 11 | 18 | 0 | 0 | 100134 | 100134 | 2116752.383 | 2016618.383
2045.6879 | 11 | 19 | 0 | 0 | 100134 | 100134 | 2145821.899 | 2045687.899
2089.4163 | 11 | 20 | 0 | 0 | 99768.5 | 99768.5 | 2189184.8258 | 2089416.3258
2066.1063 | 11 | 21 | 0 | 0 | 100134 | 100134 | 2166240.2873 | 2066106.2873
2021.8772 | 11 | 22 | 0 | 0 | 97990.1 | 97990.1 | 2119867.3186 | 2021877.2186
1946.4224 | 11 | 23 | 0 | 0 | 97500.1 | 97500.1 | 2043922.4758 | 1946422.3758
1867.4698 | 11 | 0 | 0 | 0 | 90148.3 | 90148.3 | 1957618.1319 | 1867469.8319
1789.3971 | 11 | 1 | 0 | 0 | 94209.6 | 94209.6 | 1883606.6611 | 1789397.0611
1729.2856 | 11 | 2 | 0 | 0 | 96257 | 96257 | 1825542.6346 | 1729285.6346
1705.4044 | 11 | 3 | 0 | 0 | 92955.3 | 92955.3 | 1798359.7125 | 1705404.4125
1645.9842 | 11 | 4 | 0 | 0 | 74011.8 | 74011.8 | 1719996.0271 | 1645984.2271
1751.1491 | 11 | 5 | 0 | 0 | 41183.9 | 41183.9 | 1792333.0255 | 1751149.1255
1782.4116 | 11 | 6 | 0 | 0 | 48581.4 | 48581.4 | 1830993.0224 | 1782411.6224
1839.4412 | 11 | 7 | 193.8824 | 5142.932 | 44527.8 | 44527.8 | 1889111.9815 | 1839441.2496
1913.1535 | 11 | 8 | 2091.4149 | 55476.9629 | 40639.8 | 40639.8 | 2009270.2183 | 1913153.4554
1760.7613 | 11 | 9 | 10116.495 | 268350.5911 | 59338.7 | 59338.7 | 2088450.5422 | 1760761.2511
1992.8319 | 11 | 10 | 4923.128 | 130591.1098 | 25456.4 | 25456.4 | 2148879.4412 | 1992831.9315
2012.6334 | 11 | 11 | 6049.999 | 160482.5394 | 9552.15 | 9552.15 | 2182668.0876 | 2012633.3982
1812.7194 | 11 | 12 | 17998.046 | 477416.9594 | 5111.33 | 5111.33 | 2295247.6406 | 1812719.3512
2177.5358 | 11 | 13 | 4472.9155 | 118648.7532 | 3011.6 | 3011.6 | 2299196.1996 | 2177535.8464
2115.578 | 11 | 14 | 6611.61 | 175379.8575 | 0 | 0 | 2290957.8653 | 2115578.0078
2006.8301 | 11 | 15 | 9913.289 | 262960.3398 | 0 | 0 | 2269790.4503 | 2006830.1105
2017.4961 | 11 | 16 | 6328.937 | 167881.6611 | 0 | 0 | 2185377.7905 | 2017496.1294
2216.3936 | 11 | 17 | 101.0363 | 2680.0935 | 0 | 0 | 2219073.6708 | 2216393.5773
2295.4269 | 11 | 18 | 0 | 0 | 0 | 0 | 2295426.8509 | 2295426.8509
2280.5943 | 11 | 19 | 0 | 0 | 8860.18 | 8860.18 | 2289454.487 | 2280594.307
2180.096 | 11 | 20 | 0 | 0 | 41889.2 | 41889.2 | 2221985.1757 | 2180095.9757
2111.2688 | 11 | 21 | 0 | 0 | 68193.9 | 68193.9 | 2179462.696 | 2111268.796
2054.8425 | 11 | 22 | 0 | 0 | 35497 | 35497 | 2090339.5051 | 2054842.5051
1957.5672 | 11 | 23 | 0 | 0 | 16412.1 | 16412.1 | 1973979.308 | 1957567.208
1877.9619 | 11 | 0 | 0 | 0 | 10713.4 | 10713.4 | 1888675.3183 | 1877961.9183
1799.2881 | 11 | 1 | 0 | 0 | 9851.94 | 9851.94 | 1809140.018 | 1799288.078
1747.1315 | 11 | 2 | 0 | 0 | 9774.83 | 9774.83 | 1756906.3381 | 1747131.5081
1708.1446 | 11 | 3 | 0 | 0 | 5599.77 | 5599.77 | 1713744.3864 | 1708144.6164
1745.0702 | 11 | 4 | 0 | 0 | 3989.77 | 3989.77 | 1749059.982 | 1745070.212
1828.9033 | 11 | 5 | 0 | 0 | 4690.86 | 4690.86 | 1833594.1874 | 1828903.3274
1892.0005 | 11 | 6 | 0 | 0 | 0 | 0 | 1892000.5431 | 1892000.5431
1194.884 | 11 | 7 | 27267.868 | 723308.6653 | 0 | 0 | 1918192.6862 | 1194884.0209
1742.5053 | 11 | 8 | 11089.435 | 294158.8403 | 0 | 0 | 2036664.1606 | 1742505.3202
766.9352 | 11 | 9 | 51837.848 | 1375053.0349 | 2395.55 | 2395.55 | 2144383.8176 | 766935.2326
-36.2897 | 11 | 10 | 85079.392 | 2256819.6924 | 4424.48 | 4424.48 | 2224954.4405 | -36289.7319
1351.2695 | 11 | 11 | 34165.768 | 906282.6639 | 0 | 0 | 2257552.1169 | 1351269.453
-511.5871 | 11 | 12 | 105294.928 | 2793057.8891 | 0 | 0 | 2281470.8283 | -511587.0607
-445.8838 | 11 | 13 | 103393.688 | 2742625.5132 | 0 | 0 | 2296741.6782 | -445883.835
80.1099 | 11 | 14 | 82994.488 | 2201515.4373 | 0 | 0 | 2281625.3115 | 80109.8743
610.2471 | 11 | 15 | 62277.068 | 1651964.2436 | 3465.47 | 3465.47 | 2265676.8341 | 610247.1205
1222.8452 | 11 | 16 | 37817.004 | 1003135.5106 | 6704.16 | 6704.16 | 2232684.8588 | 1222845.1882
1996.3737 | 11 | 17 | 9794.368 | 259805.8361 | 12009.6 | 12009.6 | 2268189.0876 | 1996373.6515
2316.0333 | 11 | 18 | 0 | 0 | 29320.3 | 29320.3 | 2345353.5626 | 2316033.2626
2318.1094 | 11 | 19 | 0 | 0 | 14765.1 | 14765.1 | 2332874.4673 | 2318109.3673
2286.6196 | 11 | 20 | 0 | 0 | 5255.82 | 5255.82 | 2291875.4448 | 2286619.6248
2249.416 | 11 | 21 | 0 | 0 | 1473.28 | 1473.28 | 2250889.3064 | 2249416.0264
2175.9092 | 11 | 22 | 0 | 0 | 4548.1 | 4548.1 | 2180457.2673 | 2175909.1673
2056.7382 | 11 | 23 | 0 | 0 | 18233.2 | 18233.2 | 2074971.3883 | 2056738.1883
1952.2985 | 11 | 0 | 0 | 0 | 20017.8 | 20017.8 | 1972316.294 | 1952298.494
1873.6274 | 11 | 1 | 0 | 0 | 13862.9 | 13862.9 | 1887490.2902 | 1873627.3902
1818.5544 | 11 | 2 | 0 | 0 | 8180.2 | 8180.2 | 1826734.6237 | 1818554.4237
1784.8502 | 11 | 3 | 0 | 0 | 3864.65 | 3864.65 | 1788714.8548 | 1784850.2048
1785.2769 | 11 | 4 | 0 | 0 | 0 | 0 | 1785276.8576 | 1785276.8576
1825.4176 | 11 | 5 | 0 | 0 | 0 | 0 | 1825417.5538 | 1825417.5538
1798.42 | 11 | 6 | 0 | 0 | 0 | 0 | 1798420.0167 | 1798420.0167
1574.3883 | 11 | 7 | 12298.009 | 326217.5274 | 1503.74 | 1503.74 | 1902109.5718 | 1574388.3044
665.838 | 11 | 8 | 52670.24 | 1397133.1017 | 3570.56 | 3570.56 | 2066541.7097 | 665838.048
397.0881 | 11 | 9 | 66836.588 | 1772910.2715 | 0 | 0 | 2169998.4009 | 397088.1293
1087.6587 | 11 | 10 | 43620.444 | 1157077.8152 | 799.503 | 799.503 | 2245536.0096 | 1087658.6914
266.6052 | 11 | 11 | 76489.184 | 2028955.4574 | 11117.8 | 11117.8 | 2306678.4813 | 266605.224
268.2113 | 11 | 12 | 74761.936 | 1983138.401 | 17360.4 | 17360.4 | 2268710.1415 | 268211.3405
1945.2708 | 11 | 13 | 11368.116 | 301551.1448 | 18366.1 | 18366.1 | 2265188.0063 | 1945270.7615
2168.1396 | 11 | 14 | 1961.3754 | 52027.5294 | 21268.4 | 21268.4 | 2241435.4984 | 2168139.569
1426.7414 | 11 | 15 | 28589.488 | 758366.0155 | 43954.9 | 43954.9 | 2229062.2921 | 1426741.3766
402.0534 | 11 | 16 | 64937.168 | 1722526.1731 | 74193.4 | 74193.4 | 2198772.9381 | 402053.365
1910.8388 | 11 | 17 | 9718.785 | 257800.9182 | 89014.2 | 89014.2 | 2257653.9486 | 1910838.8304
2239.3855 | 11 | 18 | 0 | 0 | 93932.8 | 93932.8 | 2333318.255 | 2239385.455
2230.2144 | 11 | 19 | 0 | 0 | 90078.1 | 90078.1 | 2320292.5259 | 2230214.4259
2215.1299 | 11 | 20 | 0 | 0 | 83057.7 | 83057.7 | 2298187.6372 | 2215129.9372
2199.1873 | 11 | 21 | 0 | 0 | 74297.3 | 74297.3 | 2273484.5925 | 2199187.2925
2146.1601 | 11 | 22 | 0 | 0 | 60975.3 | 60975.3 | 2207135.398 | 2146160.098
2035.9265 | 11 | 23 | 0 | 0 | 58823.5 | 58823.5 | 2094750.0319 | 2035926.5319
1866.9649 | 11 | 0 | 0 | 0 | 71073.8 | 71073.8 | 1938038.67 | 1866964.87
1779.3525 | 11 | 1 | 0 | 0 | 80737.6 | 80737.6 | 1860090.1245 | 1779352.5245
1720.4251 | 11 | 2 | 0 | 0 | 82668.3 | 82668.3 | 1803093.3798 | 1720425.0798
1694.666 | 11 | 3 | 0 | 0 | 76658 | 76658 | 1771324.0317 | 1694666.0317
1708.396 | 11 | 4 | 0 | 0 | 54893 | 54893 | 1763289.0427 | 1708396.0427
1795.759 | 11 | 5 | 0 | 0 | 48667.6 | 48667.6 | 1844426.6049 | 1795759.0049
1803.1309 | 11 | 6 | 0 | 0 | 72346.8 | 72346.8 | 1875477.7273 | 1803130.9273
408.6421 | 11 | 7 | 53700.376 | 1424458.5345 | 69003.6 | 69003.6 | 1902104.2059 | 408642.0714
-248.0465 | 11 | 8 | 83732 | 2221078.713 | 66507.6 | 66507.6 | 2039539.8151 | -248046.4979
-497.9905 | 11 | 9 | 96725.952 | 2565756.855 | 62415.5 | 62415.5 | 2130181.9033 | -497990.4516
-550.759 | 11 | 10 | 100870.824 | 2675703.9119 | 59841.3 | 59841.3 | 2184786.2057 | -550759.0062
-577.7591 | 11 | 11 | 103450.648 | 2744136.4367 | 59841 | 59841 | 2226218.3803 | -577759.0564
-543.5472 | 11 | 12 | 103231.12 | 2738313.2273 | 48553.8 | 48553.8 | 2243319.7952 | -543547.2321
-506.8972 | 11 | 13 | 101962.84 | 2704670.7763 | 57300 | 57300 | 2255073.5286 | -506897.2477
-440.8099 | 11 | 14 | 98777.76 | 2620183.2042 | 90826.3 | 90826.3 | 2270199.6483 | -440809.8559
-254.0366 | 11 | 15 | 90890.392 | 2410962.5339 | 99247.8 | 99247.8 | 2256173.7656 | -254036.5683
318.8899 | 11 | 16 | 68464.704 | 1816097.7481 | 99882.6 | 99882.6 | 2234870.2428 | 318889.8947
1786.45 | 11 | 17 | 14092.213 | 373810.6616 | 98392.8 | 98392.8 | 2258653.5002 | 1786450.0386
2234.4334 | 11 | 18 | 0 | 0 | 99418.2 | 99418.2 | 2333851.6292 | 2234433.4292
2243.6715 | 11 | 19 | 0 | 0 | 96582.7 | 96582.7 | 2340254.204 | 2243671.504
2257.0328 | 11 | 20 | 0 | 0 | 89339.9 | 89339.9 | 2346372.7119 | 2257032.8119
2238.4895 | 11 | 21 | 0 | 0 | 92378.3 | 92378.3 | 2330867.8202 | 2238489.5202
2156.9163 | 11 | 22 | 0 | 0 | 96417 | 96417 | 2253333.2981 | 2156916.2981
2056.8964 | 11 | 23 | 0 | 0 | 97367.3 | 97367.3 | 2154263.6827 | 2056896.3827
1951.5174 | 11 | 0 | 0 | 0 | 98377.2 | 98377.2 | 2049894.6309 | 1951517.4309
1866.8405 | 11 | 1 | 0 | 0 | 98503.4 | 98503.4 | 1965343.9139 | 1866840.5139
1812.8162 | 11 | 2 | 0 | 0 | 97620.8 | 97620.8 | 1910436.974 | 1812816.174
1773.7839 | 11 | 3 | 0 | 0 | 95310.7 | 95310.7 | 1869094.5836 | 1773783.8836
1719.909 | 11 | 4 | 0 | 0 | 85508.4 | 85508.4 | 1805417.4168 | 1719909.0168
1776.182 | 11 | 5 | 0 | 0 | 87871.8 | 87871.8 | 1864053.8104 | 1776182.0104
1803.129 | 11 | 6 | 0 | 0 | 81255.7 | 81255.7 | 1884384.675 | 1803128.975
236.3699 | 11 | 7 | 60066.98 | 1593339.3521 | 84763.3 | 84763.3 | 1914472.5464 | 236369.8943
-372.5784 | 11 | 8 | 88423.584 | 2345527.8764 | 87905.8 | 87905.8 | 2060855.2744 | -372578.402
-546.496 | 11 | 9 | 98967.8 | 2625224.2136 | 91015.6 | 91015.6 | 2169743.8416 | -546495.972
-571.0145 | 11 | 10 | 101934.176 | 2703910.4338 | 91531.8 | 91531.8 | 2224427.7702 | -571014.4635
-595.5328 | 11 | 11 | 104506.992 | 2772157.0641 | 87781 | 87781 | 2264405.2901 | -595532.7739
-646.7979 | 11 | 12 | 104567.792 | 2773769.8476 | 92066.8 | 92066.8 | 2219038.713 | -646797.9345
-597.6012 | 11 | 13 | 102631.44 | 2722406.0893 | 98738.7 | 98738.7 | 2223543.5878 | -597601.2015
-518.5087 | 11 | 14 | 99505.696 | 2639492.4665 | 100013 | 100013 | 2220996.7806 | -518508.6859
-307.4492 | 11 | 15 | 90824.312 | 2409209.6929 | 100134 | 100134 | 2201894.5129 | -307449.18
235.334 | 11 | 16 | 68304.672 | 1811852.7323 | 99611.1 | 99611.1 | 2146797.8 | 235333.9678
1714.0488 | 11 | 17 | 13431.005 | 356271.4291 | 98361.6 | 98361.6 | 2168681.7839 | 1714048.7548
2182.5799 | 11 | 18 | 0 | 0 | 50477.3 | 50477.3 | 2233057.184 | 2182579.884
2202.2876 | 11 | 19 | 0 | 0 | 27279.3 | 27279.3 | 2229566.8541 | 2202287.5541
2271.4202 | 11 | 20 | 0 | 0 | 11640.1 | 11640.1 | 2283060.2594 | 2271420.1594
2271.8837 | 11 | 21 | 0 | 0 | 15595.9 | 15595.9 | 2287479.6271 | 2271883.7271
2236.6385 | 11 | 22 | 0 | 0 | 18631.5 | 18631.5 | 2255270.0263 | 2236638.5263
2178.0135 | 11 | 23 | 0 | 0 | 5933.27 | 5933.27 | 2183946.8194 | 2178013.5494
2097.8289 | 11 | 0 | 0 | 0 | 4630.07 | 4630.07 | 2102458.9296 | 2097828.8596
2007.5846 | 11 | 1 | 0 | 0 | 10603.6 | 10603.6 | 2018188.1982 | 2007584.5982
1960.3099 | 11 | 2 | 0 | 0 | 0 | 0 | 1960309.87 | 1960309.87
1896.7669 | 11 | 3 | 0 | 0 | 11529.6 | 11529.6 | 1908296.516 | 1896766.916
1834.8722 | 11 | 4 | 0 | 0 | 66429.4 | 66429.4 | 1901301.5579 | 1834872.1579
1884.6109 | 11 | 5 | 0 | 0 | 20991.4 | 20991.4 | 1905602.2712 | 1884610.8712
1788.3476 | 11 | 6 | 0 | 0 | 44354.2 | 44354.2 | 1832701.7576 | 1788347.5576
260.3824 | 11 | 7 | 59717.432 | 1584067.2265 | 29644.8 | 29644.8 | 1874094.4108 | 260382.3843
-397.2365 | 11 | 8 | 88479.24 | 2347004.2099 | 18610.2 | 18610.2 | 1968377.8679 | -397236.542
-625.7547 | 11 | 9 | 99311.84 | 2634350.2337 | 34517.6 | 34517.6 | 2043113.0948 | -625754.739
-702.1352 | 11 | 10 | 102562.312 | 2720572.3969 | 52291.6 | 52291.6 | 2070728.7901 | -702135.2068
-720.2349 | 11 | 11 | 104488.952 | 2771678.5342 | 54700.7 | 54700.7 | 2106144.3365 | -720234.8978
-755.23 | 11 | 12 | 104387.76 | 2768994.3108 | 87445.9 | 87445.9 | 2101210.2061 | -755230.0047
-733.3594 | 11 | 13 | 102633.952 | 2722472.7227 | 98866.6 | 98866.6 | 2087979.9208 | -733359.4019
-645.4743 | 11 | 14 | 99077.848 | 2628143.3517 | 100134 | 100134 | 2082803.0196 | -645474.3321
-421.86 | 11 | 15 | 90675.736 | 2405268.5594 | 100134 | 100134 | 2083542.5615 | -421859.9979
153.162 | 11 | 16 | 69090.168 | 1832688.8337 | 100134 | 100134 | 2085984.8299 | 153161.9962
1688.0257 | 11 | 17 | 13855.038 | 367519.3471 | 100134 | 100134 | 2155679.015 | 1688025.6679
2214.0885 | 11 | 18 | 0 | 0 | 93649.1 | 93649.1 | 2307737.611 | 2214088.511
2279.356 | 11 | 19 | 0 | 0 | 55731 | 55731 | 2335086.9785 | 2279355.9785
2283.9141 | 11 | 20 | 0 | 0 | 14787.7 | 14787.7 | 2298701.8172 | 2283914.1172
2210.2985 | 11 | 21 | 0 | 0 | 9775.4 | 9775.4 | 2220073.9184 | 2210298.5184
2098.6899 | 11 | 22 | 0 | 0 | 33785.8 | 33785.8 | 2132475.6766 | 2098689.8766
1995.5525 | 11 | 23 | 0 | 0 | 63993.3 | 63993.3 | 2059545.8434 | 1995552.5434
1932.2758 | 11 | 0 | 0 | 0 | 56215.3 | 56215.3 | 1988491.1215 | 1932275.8215
1848.5214 | 11 | 1 | 0 | 0 | 79822.5 | 79822.5 | 1928343.9001 | 1848521.4001
1909.7357 | 11 | 2 | 0 | 0 | 56586.2 | 56586.2 | 1966321.8967 | 1909735.6967
1895.535 | 11 | 3 | 0 | 0 | 58598.9 | 58598.9 | 1954133.9418 | 1895535.0418
1713.3504 | 11 | 4 | 0 | 0 | 77774.5 | 77774.5 | 1791124.8788 | 1713350.3788
1673.0635 | 11 | 5 | 0 | 0 | 98104.5 | 98104.5 | 1771168.0102 | 1673063.5102
1598.1091 | 11 | 6 | 0 | 0 | 98019.6 | 98019.6 | 1696128.743 | 1598109.143
-169.347 | 11 | 7 | 66891.772 | 1774374.0847 | 97645.9 | 97645.9 | 1702672.9952 | -169346.9895
-747.6172 | 11 | 8 | 91197.784 | 2419116.4276 | 97035.6 | 97035.6 | 1768534.8257 | -747617.2018
-835.7417 | 11 | 9 | 96819.768 | 2568245.4223 | 86859.6 | 86859.6 | 1819363.3165 | -835741.7058
-903.6266 | 11 | 10 | 100401.488 | 2663254.2845 | 92150.1 | 92150.1 | 1851777.8058 | -903626.5787
-899.4567 | 11 | 11 | 100997.72 | 2679069.9607 | 78129.9 | 78129.9 | 1857743.2048 | -899456.6559
-923.7811 | 11 | 12 | 103409.432 | 2743043.1393 | 69003.8 | 69003.8 | 1888265.8839 | -923781.0554
-885.1651 | 11 | 13 | 101939.032 | 2704039.2442 | 61925.2 | 61925.2 | 1880799.3332 | -885165.1111
-773.2503 | 11 | 14 | 97942.608 | 2598029.9255 | 48440.8 | 48440.8 | 1873220.4528 | -773250.2727
-580.7001 | 11 | 15 | 90452.464 | 2399346.0365 | 53478.4 | 53478.4 | 1872124.3831 | -580700.0534
-46.577 | 11 | 16 | 70728.392 | 1876144.4355 | 47541.6 | 47541.6 | 1877109.073 | -46576.9625
1514.3307 | 11 | 17 | 15422.635 | 409101.494 | 63026.8 | 63026.8 | 1986459.0011 | 1514330.7071
2066.6922 | 11 | 18 | 0 | 0 | 89119.1 | 89119.1 | 2155811.3075 | 2066692.2075
2115.9394 | 11 | 19 | 0 | 0 | 87026.9 | 87026.9 | 2202966.3378 | 2115939.4378
2120.2494 | 11 | 20 | 0 | 0 | 84200.6 | 84200.6 | 2204450.0406 | 2120249.4406
2121.6691 | 11 | 21 | 0 | 0 | 82746.5 | 82746.5 | 2204415.5955 | 2121669.0955
2096.4513 | 11 | 22 | 0 | 0 | 71198.5 | 71198.5 | 2167649.8363 | 2096451.3363
2024.5931 | 11 | 23 | 0 | 0 | 49081.9 | 49081.9 | 2073674.9763 | 2024593.0763
1917.7166 | 11 | 0 | 0 | 0 | 53506.7 | 53506.7 | 1971223.3431 | 1917716.6431
1844.1251 | 11 | 1 | 0 | 0 | 47156 | 47156 | 1891281.1244 | 1844125.1244
1794.9362 | 11 | 2 | 0 | 0 | 32322.6 | 32322.6 | 1827258.7636 | 1794936.1636
1779.3892 | 11 | 3 | 0 | 0 | 29098.4 | 29098.4 | 1808487.5661 | 1779389.1661
1726.3679 | 11 | 4 | 0 | 0 | 28150.8 | 28150.8 | 1754518.7041 | 1726367.9041
1797.5967 | 11 | 5 | 0 | 0 | 29160.7 | 29160.7 | 1826757.3658 | 1797596.6658
1826.6317 | 11 | 6 | 0 | 0 | 42013.8 | 42013.8 | 1868645.525 | 1826631.725
243.1452 | 11 | 7 | 62164.516 | 1648978.6843 | 22864 | 22864 | 1914987.8888 | 243145.2045
-307.4523 | 11 | 8 | 88132.256 | 2337800.0971 | 10109.2 | 10109.2 | 2040457.0122 | -307452.2849
-474.1047 | 11 | 9 | 97209.792 | 2578591.2161 | 15425.9 | 15425.9 | 2119912.4533 | -474104.6628
-497.29 | 11 | 10 | 100818.48 | 2674315.4326 | 13172.9 | 13172.9 | 2190198.3706 | -497289.962
-478.9468 | 11 | 11 | 101938.728 | 2704031.1803 | 4538.6 | 4538.6 | 2229623.008 | -478946.7723
475.9537 | 11 | 12 | 68224.464 | 1809725.1313 | 1898.16 | 1898.16 | 2287577.0028 | 475953.7115
857.565 | 11 | 13 | 53640.5 | 1422870.2611 | 3427.85 | 3427.85 | 2283863.0847 | 857564.9736
-310.5531 | 11 | 14 | 97610.672 | 2589224.9766 | 3568.55 | 3568.55 | 2282240.393 | -310553.1336
-82.2642 | 11 | 15 | 88568.496 | 2349371.8185 | 0 | 0 | 2267107.6382 | -82264.1803
400.9751 | 11 | 16 | 67074.724 | 1779227.0775 | 1163.46 | 1163.46 | 2181365.6872 | 400975.1497
1864.8767 | 11 | 17 | 13138.609 | 348515.3199 | 3539.65 | 3539.65 | 2216931.7174 | 1864876.7475
2294.9522 | 11 | 18 | 0 | 0 | 5969.66 | 5969.66 | 2300921.869 | 2294952.209
2284.511 | 11 | 19 | 0 | 0 | 9571.03 | 9571.03 | 2294081.9886 | 2284510.9586
2220.4113 | 11 | 20 | 0 | 0 | 13754.4 | 13754.4 | 2234165.6632 | 2220411.2632
2185.5162 | 11 | 21 | 0 | 0 | 5129.17 | 5129.17 | 2190645.4143 | 2185516.2443
2105.1015 | 11 | 22 | 0 | 0 | 3013.23 | 3013.23 | 2108114.6931 | 2105101.4631
1996.8548 | 11 | 23 | 0 | 0 | 2510.85 | 2510.85 | 1999365.6407 | 1996854.7907
1907.8554 | 11 | 0 | 0 | 0 | 1372.63 | 1372.63 | 1909228.0732 | 1907855.4432
1827.4957 | 11 | 1 | 0 | 0 | 5030.02 | 5030.02 | 1832525.6832 | 1827495.6632
1769.8767 | 11 | 2 | 0 | 0 | 12507.1 | 12507.1 | 1782383.768 | 1769876.668
1727.6683 | 11 | 3 | 0 | 0 | 12074.3 | 12074.3 | 1739742.5711 | 1727668.2711
1742.2047 | 11 | 4 | 0 | 0 | 13117.1 | 13117.1 | 1755321.7966 | 1742204.6966
1832.2937 | 11 | 5 | 0 | 0 | 18005.8 | 18005.8 | 1850299.4622 | 1832293.6622
1890.9419 | 11 | 6 | 0 | 0 | 21907.9 | 21907.9 | 1912849.802 | 1890941.902
254.2499 | 11 | 7 | 63133.156 | 1674672.8715 | 14080.5 | 14080.5 | 1943003.2381 | 254249.8666
-303.6008 | 11 | 8 | 88956.04 | 2359651.8277 | 8089.5 | 8089.5 | 2064140.5562 | -303600.7715
-439.6914 | 11 | 9 | 98071.488 | 2601448.6021 | 20885.9 | 20885.9 | 2182643.078 | -439691.4241
-476.5689 | 11 | 10 | 101785.816 | 2699975.0299 | 31379.2 | 31379.2 | 2254785.3058 | -476568.9241
-494.2513 | 11 | 11 | 103202.512 | 2737554.3703 | 51079.1 | 51079.1 | 2294382.1916 | -494251.2786
-503.729 | 11 | 12 | 103108.632 | 2735064.1052 | 58555.5 | 58555.5 | 2289890.5706 | -503729.0347
-424.5751 | 11 | 13 | 101097.696 | 2681721.9285 | 28512.5 | 28512.5 | 2285659.3316 | -424575.0969
-333.0497 | 11 | 14 | 98125.024 | 2602868.7004 | 16518.6 | 16518.6 | 2286337.5574 | -333049.743
-115.1795 | 11 | 15 | 89944.072 | 2385860.408 | 4644.57 | 4644.57 | 2275325.5226 | -115179.4553
419.058 | 11 | 16 | 68911.416 | 1827947.2503 | 0 | 0 | 2247005.2601 | 419058.0098
1903.8026 | 11 | 17 | 13928.137 | 369458.3744 | 0 | 0 | 2273261.0184 | 1903802.6441
2360.4492 | 11 | 18 | 0 | 0 | 0 | 0 | 2360449.184 | 2360449.184
2346.8972 | 11 | 19 | 0 | 0 | 1735.92 | 1735.92 | 2348633.1238 | 2346897.2038
2329.9182 | 11 | 20 | 0 | 0 | 14247.6 | 14247.6 | 2344165.8278 | 2329918.2278
2299.4181 | 11 | 21 | 0 | 0 | 16788.2 | 16788.2 | 2316206.3382 | 2299418.1382
2221.1002 | 11 | 22 | 0 | 0 | 28372.9 | 28372.9 | 2249473.1151 | 2221100.2151
2106.5393 | 11 | 23 | 0 | 0 | 29310.2 | 29310.2 | 2135849.4507 | 2106539.2507
1983.765 | 11 | 0 | 0 | 0 | 29721.7 | 29721.7 | 2013486.6702 | 1983764.9702
1892.1373 | 11 | 1 | 0 | 0 | 33040.8 | 33040.8 | 1925178.1415 | 1892137.3415
1802.7445 | 11 | 2 | 0 | 0 | 51197 | 51197 | 1853941.5111 | 1802744.5111
1760.1434 | 11 | 3 | 0 | 0 | 56018.1 | 56018.1 | 1816161.4712 | 1760143.3712
1765.5286 | 11 | 4 | 0 | 0 | 36550.8 | 36550.8 | 1802079.4226 | 1765528.6226
1820.0494 | 11 | 5 | 0 | 0 | 47260.5 | 47260.5 | 1867309.8804 | 1820049.3804
1803.4504 | 11 | 6 | 0 | 0 | 81883.6 | 81883.6 | 1885334.0224 | 1803450.4224
326.3194 | 11 | 7 | 57218.648 | 1517784.3723 | 61035.2 | 61035.2 | 1905138.9547 | 326319.3824
-295.8752 | 11 | 8 | 86588.416 | 2296848.1294 | 36098.2 | 36098.2 | 2037071.1626 | -295875.1667
-486.9891 | 11 | 9 | 98651.624 | 2616837.3151 | 9132.47 | 9132.47 | 2138980.674 | -486989.1111
-535.1268 | 11 | 10 | 103245.128 | 2738684.8041 | 6817.47 | 6817.47 | 2210375.4941 | -535126.7801
-546.9693 | 11 | 11 | 105121.944 | 2788469.3079 | 17296.5 | 17296.5 | 2258796.4965 | -546969.3114
-540.4709 | 11 | 12 | 105066.832 | 2787007.4045 | 15514.8 | 15514.8 | 2262051.3392 | -540470.8654
-587.4475 | 11 | 13 | 104225.952 | 2764702.1847 | 82726.7 | 82726.7 | 2259981.3702 | -587447.5145
-534.2762 | 11 | 14 | 101193.8 | 2684271.1874 | 100134 | 100134 | 2250128.9523 | -534276.2351
-304.4474 | 11 | 15 | 92380.096 | 2450478.4877 | 91467.4 | 91467.4 | 2237498.4731 | -304447.4145
336.2734 | 11 | 16 | 68880.248 | 1827120.4865 | 46357.4 | 46357.4 | 2209751.2874 | 336273.4009
1881.8664 | 11 | 17 | 12871.012 | 341417.0301 | 17780.7 | 17780.7 | 2241064.1745 | 1881866.4444
2276.7491 | 11 | 18 | 0 | 0 | 27602.8 | 27602.8 | 2304351.8975 | 2276749.0975
2254.9665 | 11 | 19 | 0 | 0 | 42511.3 | 42511.3 | 2297477.8067 | 2254966.5067
2205.2107 | 11 | 20 | 0 | 0 | 60495 | 60495 | 2265705.7265 | 2205210.7265
2200.7683 | 11 | 21 | 0 | 0 | 40099.6 | 40099.6 | 2240867.8976 | 2200768.2976
2134.0957 | 11 | 22 | 0 | 0 | 39541.8 | 39541.8 | 2173637.4985 | 2134095.6985
2073.9932 | 11 | 23 | 0 | 0 | 11053.4 | 11053.4 | 2085046.5749 | 2073993.1749
1933.3001 | 11 | 0 | 0 | 0 | 0 | 0 | 1933300.0832 | 1933300.0832
1857.2448 | 11 | 1 | 0 | 0 | 1525.43 | 1525.43 | 1858770.1813 | 1857244.7513
1798.8925 | 11 | 2 | 0 | 0 | 0 | 0 | 1798892.4996 | 1798892.4996
1759.974 | 11 | 3 | 0 | 0 | 4610.88 | 4610.88 | 1764584.8683 | 1759973.9883
1727.5694 | 11 | 4 | 0 | 0 | 37868.7 | 37868.7 | 1765438.0882 | 1727569.3882
1790.1772 | 11 | 5 | 0 | 0 | 53414 | 53414 | 1843591.1544 | 1790177.1544
1882.0943 | 11 | 6 | 0 | 0 | 0 | 0 | 1882094.289 | 1882094.289
394.4421 | 11 | 7 | 55915.396 | 1483214.2524 | 25728.3 | 25728.3 | 1903384.6418 | 394442.0894
-372.4143 | 11 | 8 | 87242.448 | 2314197.011 | 92290.9 | 92290.9 | 2034073.6043 | -372414.3067
-567.633 | 11 | 9 | 98000.056 | 2599553.7937 | 93883 | 93883 | 2125803.8421 | -567632.9516
-632.434 | 11 | 10 | 102983.192 | 2731736.6783 | 88065.1 | 88065.1 | 2187367.7906 | -632433.9877
-662.0782 | 11 | 11 | 105131.104 | 2788712.2864 | 95800.6 | 95800.6 | 2222434.7082 | -662078.1783
-642.5386 | 11 | 12 | 104967 | 2784359.2565 | 98961.1 | 98961.1 | 2240781.7835 | -642538.573
-605.6197 | 11 | 13 | 104108.776 | 2761593.969 | 99417.8 | 99417.8 | 2255392.0821 | -605619.6868
-475.5686 | 11 | 14 | 99724.808 | 2645304.6411 | 100134 | 100134 | 2269870.0334 | -475568.6077
-240.4952 | 11 | 15 | 90536.688 | 2401580.166 | 100134 | 100134 | 2261218.9316 | -240495.2344
356.5595 | 11 | 16 | 67004.804 | 1777372.3765 | 100134 | 100134 | 2234065.901 | 356559.5245
1907.6839 | 11 | 17 | 9226.86 | 244752.094 | 100134 | 100134 | 2252569.9665 | 1907683.8726
2227.8404 | 11 | 18 | 0 | 0 | 100134 | 100134 | 2327974.4418 | 2227840.4418
2233.8007 | 11 | 19 | 0 | 0 | 100134 | 100134 | 2333934.6529 | 2233800.6529
2244.7572 | 11 | 20 | 0 | 0 | 100134 | 100134 | 2344891.1554 | 2244757.1554
2233.1544 | 11 | 21 | 0 | 0 | 100134 | 100134 | 2333288.3851 | 2233154.3851
2158.8361 | 11 | 22 | 0 | 0 | 100134 | 100134 | 2258970.0575 | 2158836.0575
2053.6104 | 11 | 23 | 0 | 0 | 100134 | 100134 | 2153744.4007 | 2053610.4007
1942.4751 | 11 | 0 | 0 | 0 | 100134 | 100134 | 2042609.083 | 1942475.083
1861.7124 | 11 | 1 | 0 | 0 | 100134 | 100134 | 1961846.4218 | 1861712.4218
1802.5704 | 11 | 2 | 0 | 0 | 98866.6 | 98866.6 | 1901436.9989 | 1802570.3989
1768.6754 | 11 | 3 | 0 | 0 | 91579.5 | 91579.5 | 1860254.8645 | 1768675.3645
1731.3974 | 11 | 4 | 0 | 0 | 68707.7 | 68707.7 | 1800105.0832 | 1731397.3832
1816.3403 | 11 | 5 | 0 | 0 | 43961 | 43961 | 1860301.2786 | 1816340.2786
1824.2389 | 11 | 6 | 0 | 0 | 44380.4 | 44380.4 | 1868619.3381 | 1824238.9381
415.1185 | 11 | 7 | 54408.904 | 1443252.9794 | 33636.5 | 33636.5 | 1892007.9312 | 415118.4518
-262.4364 | 11 | 8 | 85431.968 | 2266172.1389 | 24712 | 24712 | 2028447.7878 | -262436.3511
-464.9564 | 11 | 9 | 97181.928 | 2577852.0944 | 25369.6 | 25369.6 | 2138265.3059 | -464956.3885
-514.8779 | 11 | 10 | 101629.592 | 2695831.0252 | 15580 | 15580 | 2196533.0839 | -514877.9413
-541.54 | 11 | 11 | 103885.464 | 2755670.385 | 20143.2 | 20143.2 | 2234273.59 | -541539.9951
-574.385 | 11 | 12 | 104037.448 | 2759701.9193 | 8191.73 | 8191.73 | 2193508.6465 | -574385.0028
-526.245 | 11 | 13 | 102761.384 | 2725852.9895 | 834.057 | 834.057 | 2200442.0934 | -526244.9531
-448.7601 | 11 | 14 | 99930.04 | 2650748.6341 | 0 | 0 | 2201988.5062 | -448760.1279
-232.0132 | 11 | 15 | 91353.52 | 2423247.4876 | 0 | 0 | 2191234.3177 | -232013.1699
305.8723 | 11 | 16 | 69024.36 | 1830943.2078 | 4083.15 | 4083.15 | 2140898.6372 | 305872.2795
1826.9519 | 11 | 17 | 12592.855 | 334038.6253 | 4939.36 | 4939.36 | 2165929.9332 | 1826951.9479
2219.62 | 11 | 18 | 0 | 0 | 8712.29 | 8712.29 | 2228332.2628 | 2219619.9728
2205.0263 | 11 | 19 | 0 | 0 | 15630.7 | 15630.7 | 2220656.96 | 2205026.26
2247.7299 | 11 | 20 | 0 | 0 | 24965.3 | 24965.3 | 2272695.17 | 2247729.87
2258.6135 | 11 | 21 | 0 | 0 | 14198.4 | 14198.4 | 2272811.8645 | 2258613.4645
2229.59 | 11 | 22 | 0 | 0 | 8111.39 | 8111.39 | 2237701.3763 | 2229589.9863
2163.1386 | 11 | 23 | 0 | 0 | 9471.03 | 9471.03 | 2172609.6592 | 2163138.6292
2090.0282 | 11 | 0 | 0 | 0 | 4061.06 | 4061.06 | 2094089.2131 | 2090028.1531
2010.2555 | 11 | 1 | 0 | 0 | 2928.02 | 2928.02 | 2013183.5481 | 2010255.5281
1951.1133 | 11 | 2 | 0 | 0 | 1470.98 | 1470.98 | 1952584.2527 | 1951113.2727
1895.2052 | 11 | 3 | 0 | 0 | 2380.26 | 2380.26 | 1897585.5005 | 1895205.2405
1882.6198 | 11 | 4 | 0 | 0 | 4764.58 | 4764.58 | 1887384.3345 | 1882619.7545
1883.6142 | 11 | 5 | 0 | 0 | 3477.79 | 3477.79 | 1887092.0045 | 1883614.2145
1813.0324 | 11 | 6 | 0 | 0 | 956.76 | 956.76 | 1813989.1953 | 1813032.4353
523.3682 | 11 | 7 | 50330.744 | 1335075.528 | 0 | 0 | 1858443.7382 | 523368.2103
-252.4287 | 11 | 8 | 82938.216 | 2200022.7637 | 0 | 0 | 1947594.0706 | -252428.6931
-533.1749 | 11 | 9 | 96333.648 | 2555350.5818 | 0 | 0 | 2022175.6991 | -533174.8828
1215.2185 | 11 | 10 | 31729.168 | 841649.3052 | 0 | 0 | 2056867.8347 | 1215218.5294
-685.4911 | 11 | 11 | 104559.896 | 2773560.3979 | 0 | 0 | 2088069.2954 | -685491.1025
-677.3437 | 11 | 12 | 103987.84 | 2758386.0153 | 0 | 0 | 2081042.2998 | -677343.7155
-637.2576 | 11 | 13 | 101951.16 | 2704360.9521 | 0 | 0 | 2067103.3086 | -637257.6435
-521.5296 | 11 | 14 | 97241.672 | 2579436.8664 | 0 | 0 | 2057907.2495 | -521529.6168
-295.5074 | 11 | 15 | 88799.48 | 2355498.9102 | 699.142 | 699.142 | 2060690.6719 | -295507.3804
287.9104 | 11 | 16 | 66797.26 | 1771867.0553 | 1532.49 | 1532.49 | 2061309.9905 | 287910.4452
1799.8852 | 11 | 17 | 12464.63 | 330637.3233 | 2259.41 | 2259.41 | 2132781.8931 | 1799885.1597
2279.7431 | 11 | 18 | 0 | 0 | 4427.07 | 4427.07 | 2284170.1976 | 2279743.1276
2306.3461 | 11 | 19 | 0 | 0 | 4442.68 | 4442.68 | 2310788.7419 | 2306346.0619
2266.094 | 11 | 20 | 0 | 0 | 4471.75 | 4471.75 | 2270565.7826 | 2266094.0326
2191.4347 | 11 | 21 | 0 | 0 | 3064.55 | 3064.55 | 2194499.2533 | 2191434.7033
2105.7856 | 11 | 22 | 0 | 0 | 2504.28 | 2504.28 | 2108289.9041 | 2105785.6241
2035.219 | 11 | 23 | 0 | 0 | 4630.4 | 4630.4 | 2039849.4176 | 2035219.0176
1968.867 | 11 | 0 | 0 | 0 | 4793.87 | 4793.87 | 1973660.8225 | 1968866.9525
1890.0379 | 11 | 1 | 0 | 0 | 3227.49 | 3227.49 | 1893265.4284 | 1890037.9384
1820.1403 | 11 | 2 | 0 | 0 | 11919.8 | 11919.8 | 1832060.1457 | 1820140.3457
1769.0178 | 11 | 3 | 0 | 0 | 27628.4 | 27628.4 | 1796646.1517 | 1769017.7517
1725.6516 | 11 | 4 | 0 | 0 | 35573 | 35573 | 1761224.6091 | 1725651.6091
1710.811 | 11 | 5 | 0 | 0 | 39728.4 | 39728.4 | 1750539.3932 | 1710810.9932
1618.076 | 11 | 6 | 0 | 0 | 52340.9 | 52340.9 | 1670416.8652 | 1618075.9652
440.9764 | 11 | 7 | 45631.548 | 1210424.4483 | 49666.4 | 49666.4 | 1701067.2729 | 440976.4247
-384.2786 | 11 | 8 | 79331.008 | 2104337.8057 | 47216.9 | 47216.9 | 1767276.0594 | -384278.6463
-728.4774 | 11 | 9 | 93972.984 | 2492731.5048 | 50360 | 50360 | 1814614.1383 | -728477.3665
-826.0296 | 11 | 10 | 98959.352 | 2625000.1216 | 42076 | 42076 | 1841046.5127 | -826029.6089
-913.7334 | 11 | 11 | 103701.88 | 2750800.6278 | 34905.8 | 34905.8 | 1871973.0296 | -913733.3982
-905.3549 | 11 | 12 | 103359.016 | 2741705.8022 | 35282 | 35282 | 1871632.8847 | -905354.9175
132.4152 | 11 | 13 | 64034.724 | 1698587.9039 | 29422.1 | 29422.1 | 1860425.2512 | 132415.2473
-792.7107 | 11 | 14 | 98261.504 | 2606488.9748 | 31152.4 | 31152.4 | 1844930.6299 | -792710.7449
-550.7033 | 11 | 15 | 88443.992 | 2346069.2199 | 36375.6 | 36375.6 | 1831741.5199 | -550703.3001
128.7919 | 11 | 16 | 62540.556 | 1658953.5378 | 40793.2 | 40793.2 | 1828538.6566 | 128791.9188
1765.9765 | 11 | 17 | 5427.2865 | 143964.4403 | 44429.5 | 44429.5 | 1954370.4634 | 1765976.5231
2043.8999 | 11 | 18 | 0 | 0 | 46883.2 | 46883.2 | 2090783.1183 | 2043899.9183
2076.6301 | 11 | 19 | 0 | 0 | 42326.6 | 42326.6 | 2118956.7267 | 2076630.1267
2124.8171 | 11 | 20 | 0 | 0 | 38586.6 | 38586.6 | 2163403.684 | 2124817.084
2105.3351 | 11 | 21 | 0 | 0 | 46154.1 | 46154.1 | 2151489.2277 | 2105335.1277
2043.5301 | 11 | 22 | 0 | 0 | 64188.8 | 64188.8 | 2107718.9424 | 2043530.1424
1983.0318 | 11 | 23 | 0 | 0 | 50605.4 | 50605.4 | 2033637.1698 | 1983031.7698
1906.0151 | 11 | 0 | 0 | 0 | 39919.1 | 39919.1 | 1945934.1867 | 1906015.0867
1839.8563 | 11 | 1 | 0 | 0 | 30763 | 30763 | 1870619.3461 | 1839856.3461
1787.7943 | 11 | 2 | 0 | 0 | 26767.6 | 26767.6 | 1814561.9382 | 1787794.3382
1760.2682 | 11 | 3 | 0 | 0 | 26799.4 | 26799.4 | 1787067.6017 | 1760268.2017
1677.5763 | 11 | 4 | 0 | 0 | 27661.3 | 27661.3 | 1705237.6467 | 1677576.3467
1757.9903 | 11 | 5 | 0 | 0 | 17276.6 | 17276.6 | 1775266.8819 | 1757990.2819
1796.2153 | 11 | 6 | 0 | 0 | 16673.5 | 16673.5 | 1812888.7573 | 1796215.2573
559.387 | 11 | 7 | 48277.196 | 1280603.0234 | 26074.2 | 26074.2 | 1866064.2591 | 559387.0357
-215.0257 | 11 | 8 | 81367.192 | 2158349.712 | 38556.2 | 38556.2 | 1981880.2372 | -215025.6748
-485.0941 | 11 | 9 | 94640.184 | 2510429.6813 | 39541.6 | 39541.6 | 2064877.1631 | -485094.1182
-557.8599 | 11 | 10 | 99816.496 | 2647736.761 | 36707.4 | 36707.4 | 2126584.2675 | -557859.8935
-567.1836 | 11 | 11 | 102487.552 | 2718589.3099 | 9071.53 | 9071.53 | 2160477.2881 | -567183.5517
-456.4689 | 11 | 12 | 102411.424 | 2716569.9352 | 11728.5 | 11728.5 | 2271829.5832 | -456468.852
-402.6548 | 11 | 13 | 100678.472 | 2670601.5743 | 8581.94 | 8581.94 | 2276528.7373 | -402654.7769
-330.6872 | 11 | 14 | 97792.536 | 2594049.109 | 0 | 0 | 2263361.9578 | -330687.1512
-129.3793 | 11 | 15 | 88786.392 | 2355151.7374 | 15955.3 | 15955.3 | 2241727.7267 | -129379.3107
796.6244 | 11 | 16 | 49364.996 | 1309458.0541 | 52632.3 | 52632.3 | 2158714.7571 | 796624.403
2131.7231 | 11 | 17 | 1037.2045 | 27512.9322 | 39403.8 | 39403.8 | 2198639.819 | 2131723.0868
2255.0297 | 11 | 18 | 0 | 0 | 22622.7 | 22622.7 | 2277652.4057 | 2255029.7057
2248.5643 | 11 | 19 | 0 | 0 | 21878.1 | 21878.1 | 2270442.3532 | 2248564.2532
2184.7424 | 11 | 20 | 0 | 0 | 20997.9 | 20997.9 | 2205740.2926 | 2184742.3926
2148.3223 | 11 | 21 | 0 | 0 | 15987.8 | 15987.8 | 2164310.0516 | 2148322.2516
2044.4998 | 11 | 22 | 0 | 0 | 27558.1 | 27558.1 | 2072057.8966 | 2044499.7966
1935.8193 | 11 | 23 | 0 | 0 | 20103.2 | 20103.2 | 1955922.503 | 1935819.303
1849.7203 | 11 | 0 | 0 | 0 | 20319.7 | 20319.7 | 1870039.9811 | 1849720.2811
1781.079 | 11 | 1 | 0 | 0 | 10160.8 | 10160.8 | 1791239.7588 | 1781078.9588
1727.7217 | 11 | 2 | 0 | 0 | 11303.5 | 11303.5 | 1739025.2417 | 1727721.7417
1681.2601 | 11 | 3 | 0 | 0 | 17048.1 | 17048.1 | 1698308.2438 | 1681260.1438
1698.986 | 11 | 4 | 0 | 0 | 36143.1 | 36143.1 | 1735129.0571 | 1698985.9571
1791.3414 | 11 | 5 | 0 | 0 | 35289.9 | 35289.9 | 1826631.3237 | 1791341.4237
1838.796 | 11 | 6 | 0 | 0 | 50941.8 | 50941.8 | 1889737.8214 | 1838796.0214
1102.8934 | 11 | 7 | 28342.46 | 751813.3399 | 58235.7 | 58235.7 | 1912942.4046 | 1102893.3646
1968.6093 | 11 | 8 | 101.1962 | 2684.3345 | 64313.4 | 64313.4 | 2035607.0775 | 1968609.3429
1697.9593 | 11 | 9 | 13512.145 | 358423.7523 | 86965.1 | 86965.1 | 2143348.1463 | 1697959.294
1658.7376 | 11 | 10 | 18843.946 | 499855.34 | 67796.1 | 67796.1 | 2226389.0085 | 1658737.5685
1102.0103 | 11 | 11 | 40623.888 | 1077591.039 | 75120.7 | 75120.7 | 2254722.0188 | 1102010.2798
346.5148 | 11 | 12 | 69782.96 | 1851065.8647 | 78228.1 | 78228.1 | 2275808.7922 | 346514.8275
1970.9678 | 11 | 13 | 8576.464 | 227499.6611 | 91919.6 | 91919.6 | 2290387.0689 | 1970967.8078
1784.1449 | 11 | 14 | 14905.385 | 395380.8978 | 95069.4 | 95069.4 | 2274595.1659 | 1784144.8682
2109.8558 | 11 | 15 | 2068.8038 | 54877.1792 | 98697.9 | 98697.9 | 2263430.8682 | 2109855.7889
1877.8483 | 11 | 16 | 9616.484 | 255087.2773 | 99760 | 99760 | 2232695.5414 | 1877848.2641
2164.5545 | 11 | 17 | 95.8724 | 2543.1165 | 99000 | 99000 | 2266097.6484 | 2164554.5319
2238.8272 | 11 | 18 | 0 | 0 | 99631.4 | 99631.4 | 2338458.6316 | 2238827.2316
2228.6555 | 11 | 19 | 0 | 0 | 100134 | 100134 | 2328789.5082 | 2228655.5082
2181.6939 | 11 | 20 | 0 | 0 | 100134 | 100134 | 2281827.948 | 2181693.948
2136.3974 | 11 | 21 | 0 | 0 | 100134 | 100134 | 2236531.437 | 2136397.437
2070.0565 | 11 | 22 | 0 | 0 | 100120 | 100120 | 2170176.4826 | 2070056.4826
1964.5946 | 11 | 23 | 0 | 0 | 99830.5 | 99830.5 | 2064425.11 | 1964594.61
1855.5778 | 11 | 0 | 0 | 0 | 98138.2 | 98138.2 | 1953716.0011 | 1855577.8011
1778.936 | 11 | 1 | 0 | 0 | 84674.9 | 84674.9 | 1863610.9288 | 1778936.0288
1739.4678 | 11 | 2 | 0 | 0 | 63060.6 | 63060.6 | 1802528.4079 | 1739467.8079
1706.8685 | 11 | 3 | 0 | 0 | 55990.5 | 55990.5 | 1762859.0355 | 1706868.5355
1701.7384 | 11 | 4 | 0 | 0 | 55064.6 | 55064.6 | 1756803.0075 | 1701738.4075
1754.4394 | 11 | 5 | 0 | 0 | 44880.5 | 44880.5 | 1799319.9064 | 1754439.4064
1738.251 | 11 | 6 | 0 | 0 | 33510.7 | 33510.7 | 1771761.6537 | 1738250.9537
399.5397 | 11 | 7 | 53822.28 | 1427692.1654 | 41107.6 | 41107.6 | 1868339.51 | 399539.7446
-317.2386 | 11 | 8 | 86492.168 | 2294295.0507 | 49302.8 | 49302.8 | 2026359.2244 | -317238.6263
-517.5262 | 11 | 9 | 98006.24 | 2599717.8307 | 45289.9 | 45289.9 | 2127481.5327 | -517526.198
435.6928 | 11 | 10 | 65488.532 | 1737151.6788 | 30094.7 | 30094.7 | 2202939.1531 | 435692.7743
-529.9339 | 11 | 11 | 105106.84 | 2788068.6585 | 18404.6 | 18404.6 | 2276539.3528 | -529933.9057
-517.4932 | 11 | 12 | 104634.464 | 2775538.392 | 11100.4 | 11100.4 | 2269145.568 | -517493.2239
-458.3241 | 11 | 13 | 102910.248 | 2729801.7625 | 8603.57 | 8603.57 | 2280081.2108 | -458324.1217
-356.9089 | 11 | 14 | 99041.904 | 2627189.8995 | 4149.08 | 4149.08 | 2274430.1212 | -356908.8583
-154.3737 | 11 | 15 | 90438.512 | 2398975.9451 | 2768.93 | 2768.93 | 2247371.171 | -154373.7042
407.8076 | 11 | 16 | 67212.64 | 1782885.4434 | 0 | 0 | 2190693.0652 | 407807.6218
2012.7268 | 11 | 17 | 8707.252 | 230968.9493 | 0 | 0 | 2243695.7202 | 2012726.7708
2306.3441 | 11 | 18 | 0 | 0 | 0 | 0 | 2306344.097 | 2306344.097
2284.8642 | 11 | 19 | 0 | 0 | 10901.9 | 10901.9 | 2295766.0699 | 2284864.1699
2197.9472 | 11 | 20 | 0 | 0 | 46038 | 46038 | 2243985.2487 | 2197947.2487
2175.9335 | 11 | 21 | 0 | 0 | 37745.7 | 37745.7 | 2213679.2022 | 2175933.5022
2159.8131 | 11 | 22 | 0 | 0 | 24821.3 | 24821.3 | 2184634.4376 | 2159813.1376
2095.8267 | 11 | 23 | 0 | 0 | 10410.9 | 10410.9 | 2106237.6001 | 2095826.7001
1953.78 | 11 | 0 | 0 | 0 | 7518.85 | 7518.85 | 1961298.8529 | 1953780.0029
1875.7612 | 11 | 1 | 0 | 0 | 8598.13 | 8598.13 | 1884359.3103 | 1875761.1803
1808.3387 | 11 | 2 | 0 | 0 | 6816.61 | 6816.61 | 1815155.3129 | 1808338.7029
1765.6191 | 11 | 3 | 0 | 0 | 2194.24 | 2194.24 | 1767813.2998 | 1765619.0598
1750.7705 | 11 | 4 | 0 | 0 | 4429.56 | 4429.56 | 1755200.0898 | 1750770.5298
1765.621 | 11 | 5 | 0 | 0 | 5909.19 | 5909.19 | 1771530.2378 | 1765621.0478
1729.5564 | 11 | 6 | 0 | 0 | 8200.89 | 8200.89 | 1737757.3028 | 1729556.4128
334.084 | 11 | 7 | 57165.756 | 1516381.3568 | 63.7053 | 63.7053 | 1850529.0789 | 334084.0168
-359.6093 | 11 | 8 | 88548.96 | 2348853.6057 | 0 | 0 | 1989244.281 | -359609.3247
1880.7272 | 11 | 9 | 7532.5745 | 199809.4023 | 0 | 0 | 2080536.6235 | 1880727.2212
-612.8583 | 11 | 10 | 104368.272 | 2768477.3713 | 0 | 0 | 2155619.0474 | -612858.3239
1292.057 | 11 | 11 | 33029.43 | 876140.1122 | 0 | 0 | 2168197.1601 | 1292057.0479
-630.3125 | 11 | 12 | 104913.856 | 2782949.5564 | 0 | 0 | 2152637.0394 | -630312.5171
-629.6701 | 11 | 13 | 102228.464 | 2711716.7302 | 0 | 0 | 2082046.596 | -629670.1342
1802.5095 | 11 | 14 | 7449.9345 | 197617.2901 | 0 | 0 | 2000126.7835 | 1802509.4935
-417.738 | 11 | 15 | 88649.776 | 2351527.8554 | 0 | 0 | 1933789.8826 | -417737.9727
212.8197 | 11 | 16 | 62826.184 | 1666530.1187 | 0 | 0 | 1879349.8586 | 212819.7398
1777.4832 | 11 | 17 | 5614.221 | 148923.0731 | 0 | 0 | 1926406.2368 | 1777483.1637
2014.3594 | 11 | 18 | 0 | 0 | 60.4584 | 60.4584 | 2014419.8574 | 2014359.399
2242.6665 | 11 | 19 | 0 | 0 | 0 | 0 | 2242666.4555 | 2242666.4555
2259.2583 | 11 | 20 | 0 | 0 | 0 | 0 | 2259258.2555 | 2259258.2555
2253.5298 | 11 | 21 | 0 | 0 | 0 | 0 | 2253529.7972 | 2253529.7972
2185.369 | 11 | 22 | 0 | 0 | 0 | 0 | 2185368.9928 | 2185368.9928
2089.7387 | 11 | 23 | 0 | 0 | 0 | 0 | 2089738.7286 | 2089738.7286
1988.9021 | 11 | 0 | 0 | 0 | 0 | 0 | 1988902.0505 | 1988902.0505
1907.7796 | 11 | 1 | 0 | 0 | 0 | 0 | 1907779.6226 | 1907779.6226
1853.1587 | 11 | 2 | 0 | 0 | 0 | 0 | 1853158.7011 | 1853158.7011
1812.2209 | 11 | 3 | 0 | 0 | 0 | 0 | 1812220.8859 | 1812220.8859
1750.0645 | 11 | 4 | 0 | 0 | 0 | 0 | 1750064.5115 | 1750064.5115
1805.91 | 11 | 5 | 0 | 0 | 0 | 0 | 1805910.0213 | 1805910.0213
1815.5753 | 11 | 6 | 0 | 0 | 0 | 0 | 1815575.2685 | 1815575.2685
369.0484 | 11 | 7 | 55112.572 | 1461918.5077 | 0 | 0 | 1830966.9234 | 369048.4157
1922.5884 | 11 | 8 | 1506.7726 | 39968.7169 | 0 | 0 | 1962557.0687 | 1922588.3518
-522.4001 | 11 | 9 | 97194.624 | 2578188.8691 | 4602.35 | 4602.35 | 2060391.137 | -522400.0821
-598.8632 | 11 | 10 | 102149.248 | 2709615.4431 | 0 | 0 | 2110752.2336 | -598863.2095
-682.0356 | 11 | 11 | 104713.544 | 2777636.0715 | 0 | 0 | 2095600.5198 | -682035.5517
-654.9366 | 11 | 12 | 104477.488 | 2771374.4397 | 0 | 0 | 2116437.8127 | -654936.627
1868.9891 | 11 | 13 | 9619.049 | 255155.3166 | 0 | 0 | 2124144.3989 | 1868989.0823
-500.8793 | 11 | 14 | 98927.328 | 2624150.6515 | 0 | 0 | 2123271.346 | -500879.3055
-229.7848 | 11 | 15 | 88482.536 | 2347091.6398 | 0 | 0 | 2117306.8625 | -229784.7773
407.5978 | 11 | 16 | 63526.792 | 1685114.4773 | 0 | 0 | 2092712.2397 | 407597.7623
1938.675 | 11 | 17 | 8171.5285 | 216758.3242 | 0 | 0 | 2155433.288 | 1938674.9638
2262.3728 | 11 | 18 | 0 | 0 | 3744.78 | 3744.78 | 2266117.537 | 2262372.757
2242.5936 | 11 | 19 | 0 | 0 | 6875.34 | 6875.34 | 2249468.9636 | 2242593.6236
2198.9946 | 11 | 20 | 0 | 0 | 11184.6 | 11184.6 | 2210179.1573 | 2198994.5573
2147.3409 | 11 | 21 | 0 | 0 | 21942.2 | 21942.2 | 2169283.0946 | 2147340.8946
2097.4915 | 11 | 22 | 0 | 0 | 25666.4 | 25666.4 | 2123157.8871 | 2097491.4871
2036.3695 | 11 | 23 | 0 | 0 | 27025.7 | 27025.7 | 2063395.2268 | 2036369.5268
1963.0603 | 11 | 0 | 0 | 0 | 12615.5 | 12615.5 | 1975675.7577 | 1963060.2577
1879.1685 | 11 | 1 | 0 | 0 | 13416.6 | 13416.6 | 1892585.1447 | 1879168.5447
1818.6847 | 11 | 2 | 0 | 0 | 13224.8 | 13224.8 | 1831909.5149 | 1818684.7149
1841.8902 | 11 | 3 | 0 | 0 | 8739.23 | 8739.23 | 1850629.4732 | 1841890.2432
1836.8522 | 11 | 4 | 0 | 0 | 6688.98 | 6688.98 | 1843541.1818 | 1836852.2018
1842.8012 | 11 | 5 | 0 | 0 | 8478.74 | 8478.74 | 1851279.9017 | 1842801.1617
1768.3238 | 11 | 6 | 0 | 0 | 12883.7 | 12883.7 | 1781207.5036 | 1768323.8036
1804.288 | 11 | 7 | 574.2464 | 15232.4863 | 4656.13 | 4656.13 | 1824176.5761 | 1804287.9598
-347.7275 | 11 | 8 | 85397.952 | 2265269.829 | 0 | 0 | 1917542.3724 | -347727.4566
-605.3331 | 11 | 9 | 97834.288 | 2595156.6244 | 0 | 0 | 1989823.4746 | -605333.1498
-715.5594 | 11 | 10 | 103047.176 | 2733433.9207 | 0 | 0 | 2017874.4915 | -715559.4292
-713.6119 | 11 | 11 | 104312.136 | 2766988.3053 | 0 | 0 | 2053376.3785 | -713611.9268
356.9427 | 11 | 12 | 63792.836 | 1692171.5722 | 0 | 0 | 2049114.312 | 356942.7399
-693.2309 | 11 | 13 | 103049.368 | 2733492.0658 | 0 | 0 | 2040261.2085 | -693230.8572
-590.5332 | 11 | 14 | 98828.592 | 2621531.5761 | 0 | 0 | 2030998.4065 | -590533.1696
-371.7885 | 11 | 15 | 90534.312 | 2401517.1401 | 0 | 0 | 2029728.6436 | -371788.4966
216.4494 | 11 | 16 | 68544.208 | 1818206.6747 | 0 | 0 | 2034656.0539 | 216449.3792
2057.928 | 11 | 17 | 1741.415 | 46192.8508 | 0 | 0 | 2104120.8582 | 2057928.0073
2254.2121 | 11 | 18 | 0 | 0 | 0 | 0 | 2254212.1429 | 2254212.1429
2149.5009 | 11 | 19 | 0 | 0 | 0 | 0 | 2149500.9268 | 2149500.9268
2132.6174 | 11 | 20 | 0 | 0 | 1686.6 | 1686.6 | 2134304.0365 | 2132617.4365
2094.2318 | 11 | 21 | 0 | 0 | 27396.7 | 27396.7 | 2121628.4533 | 2094231.7533
2056.6388 | 11 | 22 | 0 | 0 | 34431.8 | 34431.8 | 2091070.5693 | 2056638.7693
2016.3934 | 11 | 23 | 0 | 0 | 26143.9 | 26143.9 | 2042537.3307 | 2016393.4307
1955.6392 | 11 | 0 | 0 | 0 | 13578.2 | 13578.2 | 1969217.4159 | 1955639.2159
1878.4053 | 11 | 1 | 0 | 0 | 6468.89 | 6468.89 | 1884874.1441 | 1878405.2541
1814.133 | 11 | 2 | 0 | 0 | 458.394 | 458.394 | 1814591.4104 | 1814133.0164
1775.2971 | 11 | 3 | 0 | 0 | 4387.43 | 4387.43 | 1779684.5757 | 1775297.1457
1739.9737 | 11 | 4 | 0 | 0 | 10749.5 | 10749.5 | 1750723.2208 | 1739973.7208
1726.477 | 11 | 5 | 0 | 0 | 11555.9 | 11555.9 | 1738032.9023 | 1726477.0023
1655.8488 | 11 | 6 | 0 | 0 | 9172.69 | 9172.69 | 1665021.4598 | 1655848.7698
281.876 | 11 | 7 | 52123.572 | 1382632.1623 | 8443.43 | 8443.43 | 1672951.6324 | 281876.0401
-581.8586 | 11 | 8 | 87033.392 | 2308651.5823 | 7826.51 | 7826.51 | 1734619.4904 | -581858.6019
-829.9913 | 11 | 9 | 98355.752 | 2608989.0014 | 5072.73 | 5072.73 | 1784070.4666 | -829991.2649
-899.389 | 11 | 10 | 102540.024 | 2719981.1844 | 0 | 0 | 1820592.1834 | -899389.001
-934.2033 | 11 | 11 | 104084.056 | 2760938.2452 | 0 | 0 | 1826734.9044 | -934203.3408
-900.8254 | 11 | 12 | 103930.568 | 2756866.8157 | 0 | 0 | 1856041.4065 | -900825.4092
-866.7533 | 11 | 13 | 102461.664 | 2717902.6036 | 418.36 | 418.36 | 1851567.6251 | -866753.3385
-745.4462 | 11 | 14 | 97615.464 | 2589352.0894 | 0 | 0 | 1843905.9359 | -745446.1535
-536.2909 | 11 | 15 | 89364.112 | 2370476.3635 | 8768.28 | 8768.28 | 1842953.7518 | -536290.8917
-44.8585 | 11 | 16 | 69701.52 | 1848905.5837 | 40267.2 | 40267.2 | 1844314.2492 | -44858.5345
1521.6914 | 11 | 17 | 14309.147 | 379565.0624 | 55076.3 | 55076.3 | 1956332.8059 | 1521691.4436
2065.8999 | 11 | 18 | 0 | 0 | 63861.8 | 63861.8 | 2129761.6757 | 2065899.8757
2109.8217 | 11 | 19 | 0 | 0 | 65038 | 65038 | 2174859.7081 | 2109821.7081
2113.8748 | 11 | 20 | 0 | 0 | 65364.8 | 65364.8 | 2179239.5681 | 2113874.7681
2100.1266 | 11 | 21 | 0 | 0 | 78740 | 78740 | 2178866.5573 | 2100126.5573
2061.4054 | 11 | 22 | 0 | 0 | 78039.1 | 78039.1 | 2139444.4909 | 2061405.3909
1968.6543 | 11 | 23 | 0 | 0 | 78030.4 | 78030.4 | 2046684.6944 | 1968654.2944
1842.4312 | 11 | 0 | 0 | 0 | 90531.7 | 90531.7 | 1932962.8803 | 1842431.1803
1773.1168 | 11 | 1 | 0 | 0 | 80834.6 | 80834.6 | 1853951.355 | 1773116.755
1732.9503 | 11 | 2 | 0 | 0 | 57371.7 | 57371.7 | 1790322.0231 | 1732950.3231
1716.3553 | 11 | 3 | 0 | 0 | 55505 | 55505 | 1771860.2524 | 1716355.2524
1699.888 | 11 | 4 | 0 | 0 | 70743.6 | 70743.6 | 1770631.6252 | 1699888.0252
1756.496 | 11 | 5 | 0 | 0 | 84960.3 | 84960.3 | 1841456.3082 | 1756496.0082
1794.1861 | 11 | 6 | 0 | 0 | 87396.9 | 87396.9 | 1881583.0445 | 1794186.1445
285.0434 | 11 | 7 | 58900.872 | 1562407.12 | 74285.3 | 74285.3 | 1921735.8227 | 285043.4027
-312.5477 | 11 | 8 | 87404.56 | 2318497.201 | 57488.9 | 57488.9 | 2063438.4074 | -312547.6936
-414.0639 | 11 | 9 | 96453.616 | 2558532.8583 | 32028.5 | 32028.5 | 2176497.4315 | -414063.9267
-508.2042 | 11 | 10 | 102929.36 | 2730308.7283 | 18091.3 | 18091.3 | 2240195.7878 | -508204.2405
-514.0861 | 11 | 11 | 104079.744 | 2760823.8649 | 27356.4 | 27356.4 | 2274094.1659 | -514086.099
-462.1313 | 11 | 12 | 103666.936 | 2749873.7017 | 21450.1 | 21450.1 | 2309192.5468 | -462131.2549
-405.2673 | 11 | 13 | 102350.896 | 2714964.3668 | 4294.55 | 4294.55 | 2313991.5848 | -405267.332
-299.2026 | 11 | 14 | 98465.84 | 2611909.2006 | 5181.3 | 5181.3 | 2317887.9072 | -299202.5934
-136.9792 | 11 | 15 | 91351.352 | 2423189.9791 | 11854.2 | 11854.2 | 2298064.9679 | -136979.2112
310.9515 | 11 | 16 | 72297.488 | 1917766.345 | 32162.5 | 32162.5 | 2260880.3493 | 310951.5043
1738.9789 | 11 | 17 | 17540.852 | 465289.4113 | 74957.2 | 74957.2 | 2279225.4911 | 1738978.8798
2291.8655 | 11 | 18 | 0 | 0 | 90013.1 | 90013.1 | 2381878.5622 | 2291865.4622
2317.6156 | 11 | 19 | 0 | 0 | 87284 | 87284 | 2404899.5893 | 2317615.5893
2300.7195 | 11 | 20 | 0 | 0 | 82987.5 | 82987.5 | 2383706.9674 | 2300719.4674
2262.3843 | 11 | 21 | 0 | 0 | 91711.6 | 91711.6 | 2354095.8706 | 2262384.2706
2178.268 | 11 | 22 | 0 | 0 | 91102.1 | 91102.1 | 2269370.1119 | 2178268.0119
2055.3881 | 11 | 23 | 0 | 0 | 86922.5 | 86922.5 | 2142310.6334 | 2055388.1334
1951.7895 | 11 | 0 | 0 | 0 | 83865.4 | 83865.4 | 2035654.9286 | 1951789.5286
1855.4556 | 11 | 1 | 0 | 0 | 85890.1 | 85890.1 | 1941345.7333 | 1855455.6333
1791.8783 | 11 | 2 | 0 | 0 | 85871.7 | 85871.7 | 1877750.0165 | 1791878.3165
1764.1818 | 11 | 3 | 0 | 0 | 89157.6 | 89157.6 | 1853339.3678 | 1764181.7678
1760.2947 | 11 | 4 | 0 | 0 | 85840.4 | 85840.4 | 1846135.1149 | 1760294.7149
1852.1013 | 11 | 5 | 0 | 0 | 60793.2 | 60793.2 | 1912894.4815 | 1852101.2815
1912.0769 | 11 | 6 | 0 | 0 | 43642 | 43642 | 1955718.9098 | 1912076.9098
558.3191 | 11 | 7 | 51493.152 | 1365909.6137 | 31881 | 31881 | 1956109.7598 | 558319.1461
-144.0521 | 11 | 8 | 83045.632 | 2202872.0852 | 22522.8 | 22522.8 | 2081342.7951 | -144052.0901
-323.3307 | 11 | 9 | 94459.24 | 2505629.9528 | 8709.88 | 8709.88 | 2191009.1435 | -323330.6893
-332.8918 | 11 | 10 | 97737.368 | 2592585.7203 | 0 | 0 | 2259693.8781 | -332891.8422
1133.1818 | 11 | 11 | 42796.14 | 1135212.291 | 0 | 0 | 2268394.138 | 1133181.847
-399.4235 | 11 | 12 | 100985.296 | 2678740.4012 | 11110.2 | 11110.2 | 2290427.0629 | -399423.5383
-326.392 | 11 | 13 | 98080.336 | 2601683.3045 | 26528.2 | 26528.2 | 2301819.4846 | -326392.0199
-274.6876 | 11 | 14 | 95829.896 | 2541988.0341 | 34126 | 34126 | 2301426.468 | -274687.5662
-56.237 | 11 | 15 | 87302.592 | 2315792.3933 | 19982.3 | 19982.3 | 2279537.6819 | -56237.0114
480.3309 | 11 | 16 | 65957.26 | 1749585.1783 | 19704 | 19704 | 2249620.0685 | 480330.8902
1972.7683 | 11 | 17 | 9394.691 | 249203.9865 | 41054.9 | 41054.9 | 2263027.1443 | 1972768.2578
2349.1561 | 11 | 18 | 0 | 0 | 48078.9 | 48078.9 | 2397235.0371 | 2349156.1371
2340.4078 | 11 | 19 | 0 | 0 | 74137.9 | 74137.9 | 2414545.71 | 2340407.81
2315.5908 | 11 | 20 | 0 | 0 | 92815.9 | 92815.9 | 2408406.6951 | 2315590.7951
2279.7312 | 11 | 21 | 0 | 0 | 95662.6 | 95662.6 | 2375393.8396 | 2279731.2396
2205.5264 | 11 | 22 | 0 | 0 | 92475.2 | 92475.2 | 2298001.6157 | 2205526.4157
2072.2892 | 11 | 23 | 0 | 0 | 98672.9 | 98672.9 | 2170962.0803 | 2072289.1803
1946.3997 | 11 | 0 | 0 | 0 | 98782.1 | 98782.1 | 2045181.8372 | 1946399.7372
1851.7062 | 11 | 1 | 0 | 0 | 95851.8 | 95851.8 | 1947558.0051 | 1851706.2051
1783.6672 | 11 | 2 | 0 | 0 | 95678.3 | 95678.3 | 1879345.5089 | 1783667.2089
1724.706 | 11 | 3 | 0 | 0 | 96755.8 | 96755.8 | 1821461.7963 | 1724705.9963
1723.2524 | 11 | 4 | 0 | 0 | 96163.5 | 96163.5 | 1819415.8571 | 1723252.3571
1787.7656 | 11 | 5 | 0 | 0 | 92283.3 | 92283.3 | 1880048.9214 | 1787765.6214
1805.742 | 11 | 6 | 0 | 0 | 90856.4 | 90856.4 | 1896598.4467 | 1805742.0467
355.8144 | 11 | 7 | 55074.248 | 1460901.9236 | 85634.5 | 85634.5 | 1902350.8478 | 355814.4242
-332.1462 | 11 | 8 | 85999.56 | 2281228.1092 | 79057 | 79057 | 2028138.9068 | -332146.2024
-515.9126 | 11 | 9 | 97114.016 | 2576050.6577 | 89401.3 | 89401.3 | 2149539.3109 | -515912.6468
-544.1384 | 11 | 10 | 100735.416 | 2672112.0733 | 90806.8 | 90806.8 | 2218780.4417 | -544138.4316
-505.5596 | 11 | 11 | 100908.24 | 2676696.4103 | 89136.2 | 89136.2 | 2260272.9799 | -505559.6304
-493.3483 | 11 | 12 | 101381.712 | 2689255.7494 | 87947 | 87947 | 2283854.4535 | -493348.2959
-449.1842 | 11 | 13 | 100053.672 | 2654028.102 | 92237 | 92237 | 2297080.8741 | -449184.2279
-409.5706 | 11 | 14 | 97668.232 | 2590751.8157 | 99151.3 | 99151.3 | 2280332.51 | -409570.6057
-210.7549 | 11 | 15 | 89489.296 | 2373796.9998 | 99858.5 | 99858.5 | 2262900.6356 | -210754.8641
282.4039 | 11 | 16 | 69896.52 | 1854078.1623 | 100134 | 100134 | 2236616.0798 | 282403.9175
1754.2533 | 11 | 17 | 15080.539 | 400027.0405 | 100134 | 100134 | 2254414.3835 | 1754253.343
2290.4794 | 11 | 18 | 0 | 0 | 89872.4 | 89872.4 | 2380351.8486 | 2290479.4486
2325.1886 | 11 | 19 | 0 | 0 | 92011.2 | 92011.2 | 2417199.8088 | 2325188.6088
2305.1464 | 11 | 20 | 0 | 0 | 92971.6 | 92971.6 | 2398118.0204 | 2305146.4204
2259.9856 | 11 | 21 | 0 | 0 | 99815.1 | 99815.1 | 2359800.6812 | 2259985.5812
2195.697 | 11 | 22 | 0 | 0 | 65207.2 | 65207.2 | 2260904.182 | 2195696.982
2039.8597 | 11 | 23 | 0 | 0 | 91756.3 | 91756.3 | 2131616.0381 | 2039859.7381
1747.3166 | 12 | 0 | 0 | 0 | 98761.7 | 98761.7 | 1846078.3459 | 1747316.6459
1677.4111 | 12 | 1 | 0 | 0 | 100134 | 100134 | 1777545.0767 | 1677411.0767
1616.8846 | 12 | 2 | 0 | 0 | 100106 | 100106 | 1716990.6039 | 1616884.6039
1592.2837 | 12 | 3 | 0 | 0 | 100134 | 100134 | 1692417.6799 | 1592283.6799
1586.3843 | 12 | 4 | 0 | 0 | 100134 | 100134 | 1686518.3271 | 1586384.3271
1642.6405 | 12 | 5 | 0 | 0 | 100134 | 100134 | 1742774.5336 | 1642640.5336
1659.6004 | 12 | 6 | 0 | 0 | 100134 | 100134 | 1759734.3846 | 1659600.3846
662.829 | 12 | 7 | 38530.748 | 1022068.3153 | 99825.1 | 99825.1 | 1784722.3657 | 662828.9503
1798.2937 | 12 | 8 | 566.6983 | 15032.2644 | 97241.4 | 97241.4 | 1910567.3821 | 1798293.7177
-613.507 | 12 | 9 | 94927.592 | 2518053.4786 | 95586.4 | 95586.4 | 2000132.9135 | -613506.965
-642.702 | 12 | 10 | 98412.24 | 2610487.4046 | 94916.8 | 94916.8 | 2062702.2279 | -642701.9766
-694.6101 | 12 | 11 | 101873.368 | 2702297.4381 | 96246.8 | 96246.8 | 2103934.0895 | -694610.1485
-672.9276 | 12 | 12 | 101496.624 | 2692303.9102 | 97875.2 | 97875.2 | 2117251.4769 | -672927.6333
-659.4176 | 12 | 13 | 100438.056 | 2664224.2889 | 99338.3 | 99338.3 | 2104145.0195 | -659417.5693
-558.4693 | 12 | 14 | 96842.92 | 2568859.5533 | 100016 | 100016 | 2110406.2261 | -558469.3272
-331.5711 | 12 | 15 | 87546.952 | 2322274.2975 | 99505.8 | 99505.8 | 2090209.0419 | -331571.0556
289.4216 | 12 | 16 | 62935.284 | 1669424.1101 | 97750.6 | 97750.6 | 2056596.2608 | 289421.5507
1958.15 | 12 | 17 | 1335.5271 | 35426.2512 | 80235.8 | 80235.8 | 2073812.0476 | 1958149.9963
2142.3819 | 12 | 18 | 0 | 0 | 50254.1 | 50254.1 | 2192636.0425 | 2142381.9425
2192.8312 | 12 | 19 | 0 | 0 | 24084.9 | 24084.9 | 2216916.0828 | 2192831.1828
2195.3559 | 12 | 20 | 0 | 0 | 7800.75 | 7800.75 | 2203156.6708 | 2195355.9208
2181.9228 | 12 | 21 | 0 | 0 | 5670.23 | 5670.23 | 2187592.997 | 2181922.767
2121.6882 | 12 | 22 | 0 | 0 | 1361.61 | 1361.61 | 2123049.8091 | 2121688.1991
2011.6804 | 12 | 23 | 0 | 0 | 3601.07 | 3601.07 | 2015281.4429 | 2011680.3729
1902.7851 | 12 | 0 | 0 | 0 | 1487.69 | 1487.69 | 1904272.8245 | 1902785.1345
1824.8734 | 12 | 1 | 0 | 0 | 1652.51 | 1652.51 | 1826525.8995 | 1824873.3895
1751.0873 | 12 | 2 | 0 | 0 | 13176.6 | 13176.6 | 1764263.9332 | 1751087.3332
1724.7558 | 12 | 3 | 0 | 0 | 26129.4 | 26129.4 | 1750885.1762 | 1724755.7762
1711.6855 | 12 | 4 | 0 | 0 | 25330.8 | 25330.8 | 1737016.3494 | 1711685.5494
1768.7825 | 12 | 5 | 0 | 0 | 25690.7 | 25690.7 | 1794473.1858 | 1768782.4858
1777.7736 | 12 | 6 | 0 | 0 | 37364.5 | 37364.5 | 1815138.0526 | 1777773.5526
801.1643 | 12 | 7 | 38585.508 | 1023520.8815 | 16518.4 | 16518.4 | 1841203.5429 | 801164.2614
-5.9129 | 12 | 8 | 74329.52 | 1971668.1152 | 4740.66 | 4740.66 | 1970495.9007 | -5912.8745
1453.6906 | 12 | 9 | 22747.188 | 603392.9089 | 3272.86 | 3272.86 | 2060356.343 | 1453690.5741
510.761 | 12 | 10 | 60140.684 | 1595294.4277 | 10068.7 | 10068.7 | 2116124.1027 | 510760.975
17.9685 | 12 | 11 | 77801.584 | 2063768.2375 | 25650.3 | 25650.3 | 2107387.0018 | 17968.4643
452.686 | 12 | 12 | 62267.684 | 1651715.3232 | 10723.7 | 10723.7 | 2115125.0193 | 452685.9962
1759.5778 | 12 | 13 | 13104.51 | 347610.8084 | 12200.1 | 12200.1 | 2119388.7209 | 1759577.8125
-556.7994 | 12 | 14 | 99903.352 | 2650040.7071 | 12668.1 | 12668.1 | 2105909.4381 | -556799.3689
-348.3367 | 12 | 15 | 91089.528 | 2416244.8242 | 22875.7 | 22875.7 | 2090783.7993 | -348336.7249
218.9412 | 12 | 16 | 68040.52 | 1804845.8247 | 30009.5 | 30009.5 | 2053796.5095 | 218941.1848
1860.4086 | 12 | 17 | 6209.4535 | 164712.2365 | 46685.1 | 46685.1 | 2071805.888 | 1860408.5514
2115.7335 | 12 | 18 | 0 | 0 | 52795.2 | 52795.2 | 2168528.6598 | 2115733.4598
2133.7924 | 12 | 19 | 0 | 0 | 36184.3 | 36184.3 | 2169976.7426 | 2133792.4426
2100.4389 | 12 | 20 | 0 | 0 | 23308.2 | 23308.2 | 2123747.1481 | 2100438.9481
2080.4788 | 12 | 21 | 0 | 0 | 14449.3 | 14449.3 | 2094928.1269 | 2080478.8269
2027.5944 | 12 | 22 | 0 | 0 | 4878.47 | 4878.47 | 2032472.8335 | 2027594.3635
1963.0848 | 12 | 23 | 0 | 0 | 14976.5 | 14976.5 | 1978061.276 | 1963084.776
1883.3251 | 12 | 0 | 0 | 0 | 4739.51 | 4739.51 | 1888064.6135 | 1883325.1035
1802.7299 | 12 | 1 | 0 | 0 | 9166.58 | 9166.58 | 1811896.4413 | 1802729.8613
1754.2853 | 12 | 2 | 0 | 0 | 3606.02 | 3606.02 | 1757891.3435 | 1754285.3235
1705.7869 | 12 | 3 | 0 | 0 | 0 | 0 | 1705786.8898 | 1705786.8898
1675.6172 | 12 | 4 | 0 | 0 | 0 | 0 | 1675617.1775 | 1675617.1775
1679.0748 | 12 | 5 | 0 | 0 | 0 | 0 | 1679074.7934 | 1679074.7934
1623.1504 | 12 | 6 | 0 | 0 | 0 | 0 | 1623150.3631 | 1623150.3631
324.2432 | 12 | 7 | 50444.472 | 1338092.2819 | 0 | 0 | 1662335.4814 | 324243.1995
-525.2919 | 12 | 8 | 85759.312 | 2274855.2802 | 0 | 0 | 1749563.3431 | -525291.9371
-797.0377 | 12 | 9 | 98759.296 | 2619693.4273 | 0 | 0 | 1822655.6964 | -797037.7309
-891.1663 | 12 | 10 | 103817.192 | 2753859.399 | 0 | 0 | 1862693.0713 | -891166.3276
-914.5934 | 12 | 11 | 105760.84 | 2805416.6913 | 0 | 0 | 1890823.2672 | -914593.424
-920.1806 | 12 | 12 | 105972.104 | 2811020.6894 | 0 | 0 | 1890840.0881 | -920180.6013
-859.159 | 12 | 13 | 103157.016 | 2736347.5414 | 0 | 0 | 1877188.5277 | -859159.0136
-809.4858 | 12 | 14 | 100028.952 | 2653372.3782 | 0 | 0 | 1843886.5912 | -809485.787
-595.5346 | 12 | 15 | 92036.984 | 2441377.0837 | 0 | 0 | 1845842.4877 | -595534.596
-6.923 | 12 | 16 | 69946.304 | 1855398.7349 | 0 | 0 | 1848475.7369 | -6922.998
1579.5754 | 12 | 17 | 13286.244 | 352431.4924 | 0 | 0 | 1932006.8879 | 1579575.3954
2067.3826 | 12 | 18 | 0 | 0 | 0 | 0 | 2067382.5614 | 2067382.5614
2066.6579 | 12 | 19 | 0 | 0 | 0 | 0 | 2066657.9149 | 2066657.9149
2035.1643 | 12 | 20 | 0 | 0 | 0 | 0 | 2035164.3216 | 2035164.3216
2006.0998 | 12 | 21 | 0 | 0 | 0 | 0 | 2006099.8063 | 2006099.8063
1952.2243 | 12 | 22 | 0 | 0 | 7252.54 | 7252.54 | 1959476.7906 | 1952224.2506
1884.7172 | 12 | 23 | 0 | 0 | 23986.3 | 23986.3 | 1908703.5201 | 1884717.2201
1822.6884 | 12 | 0 | 0 | 0 | 16920.1 | 16920.1 | 1839608.4714 | 1822688.3714
1751.2249 | 12 | 1 | 0 | 0 | 7839.43 | 7839.43 | 1759064.3781 | 1751224.9481
1688.1422 | 12 | 2 | 0 | 0 | 5124.88 | 5124.88 | 1693267.1015 | 1688142.2215
1646.0823 | 12 | 3 | 0 | 0 | 3933.75 | 3933.75 | 1650016.0353 | 1646082.2853
1625.5527 | 12 | 4 | 0 | 0 | 1495.73 | 1495.73 | 1627048.4041 | 1625552.6741
1610.0707 | 12 | 5 | 0 | 0 | 3805.38 | 3805.38 | 1613876.1048 | 1610070.7248
1548.7155 | 12 | 6 | 0 | 0 | 2718.66 | 2718.66 | 1551434.1933 | 1548715.5333
1563.6101 | 12 | 7 | 0 | 0 | 326.275 | 326.275 | 1563936.3602 | 1563610.0852
998.4766 | 12 | 8 | 24166.122 | 641031.6146 | 0 | 0 | 1639508.2633 | 998476.6488
675.0318 | 12 | 9 | 38500.608 | 1021268.8204 | 0 | 0 | 1696300.6564 | 675031.8361
340.4002 | 12 | 10 | 52202.7 | 1384731.1151 | 0 | 0 | 1725131.3054 | 340400.1903
14.4362 | 12 | 11 | 65304.248 | 1732263.3533 | 0 | 0 | 1746699.5101 | 14436.1567
-917.6112 | 12 | 12 | 101013.344 | 2679484.4036 | 0 | 0 | 1761873.1961 | -917611.2075
-854.7614 | 12 | 13 | 98368.048 | 2609315.1657 | 0 | 0 | 1754553.7792 | -854761.3864
-753.1907 | 12 | 14 | 94449.368 | 2505368.0877 | 402.281 | 402.281 | 1752579.6869 | -753190.6818
-495.9538 | 12 | 15 | 84341.816 | 2237254.719 | 1986.26 | 1986.26 | 1743287.1787 | -495953.8003
147.465 | 12 | 16 | 59464.708 | 1577363.4586 | 7867.82 | 7867.82 | 1732696.3157 | 147465.0371
1786.6181 | 12 | 17 | 1327.1253 | 35203.3827 | 13566.5 | 13566.5 | 1835388.0321 | 1786618.1494
2018.5346 | 12 | 18 | 0 | 0 | 8820.19 | 8820.19 | 2027354.7673 | 2018534.5773
2077.2609 | 12 | 19 | 0 | 0 | 4082.42 | 4082.42 | 2081343.3699 | 2077260.9499
2088.2206 | 12 | 20 | 0 | 0 | 691.344 | 691.344 | 2088911.9456 | 2088220.6016
2078.4676 | 12 | 21 | 0 | 0 | 1274.48 | 1274.48 | 2079742.1189 | 2078467.6389
2027.7215 | 12 | 22 | 0 | 0 | 2997.85 | 2997.85 | 2030719.3373 | 2027721.4873
1941.2698 | 12 | 23 | 0 | 0 | 0 | 0 | 1941269.7566 | 1941269.7566
1843.7277 | 12 | 0 | 0 | 0 | 0 | 0 | 1843727.7448 | 1843727.7448
1772.8138 | 12 | 1 | 0 | 0 | 0 | 0 | 1772813.8148 | 1772813.8148
1715.4261 | 12 | 2 | 0 | 0 | 0 | 0 | 1715426.1126 | 1715426.1126
1706.2183 | 12 | 3 | 0 | 0 | 0 | 0 | 1706218.3082 | 1706218.3082
1668.6946 | 12 | 4 | 0 | 0 | 33865.1 | 33865.1 | 1702559.6776 | 1668694.5776
1685.5028 | 12 | 5 | 0 | 0 | 88799.6 | 88799.6 | 1774302.3838 | 1685502.7838
1728.2249 | 12 | 6 | 0 | 0 | 95080.3 | 95080.3 | 1823305.1695 | 1728224.8695
1255.5586 | 12 | 7 | 19606.804 | 520090.9448 | 80904.3 | 80904.3 | 1856553.8364 | 1255558.5915
861.7064 | 12 | 8 | 40450.36 | 1072988.0276 | 54714.6 | 54714.6 | 1989409.0254 | 861706.3977
840.5304 | 12 | 9 | 45496.048 | 1206830.1693 | 43728.5 | 43728.5 | 2091089.0539 | 840530.3846
690.4328 | 12 | 10 | 53283.38 | 1413397.2803 | 56915.1 | 56915.1 | 2160745.2225 | 690432.8422
118.518 | 12 | 11 | 75165.728 | 1993849.4053 | 45537.1 | 45537.1 | 2157904.4562 | 118517.9509
206.2505 | 12 | 12 | 72624.368 | 1926437.1782 | 29022.1 | 29022.1 | 2161709.7587 | 206250.4804
-504.5375 | 12 | 13 | 100009.272 | 2652850.3456 | 20789.9 | 20789.9 | 2169102.7123 | -504537.5334
-189.3713 | 12 | 14 | 88221.128 | 2340157.5197 | 17191.1 | 17191.1 | 2167977.3602 | -189371.2594
1221.5838 | 12 | 15 | 33980.524 | 901368.8735 | 19608 | 19608 | 2142560.6273 | 1221583.7538
1786.6651 | 12 | 16 | 11718.544 | 310846.6133 | 19770.4 | 19770.4 | 2117282.0924 | 1786665.0791
1731.8775 | 12 | 17 | 14254.968 | 378127.9078 | 15252.7 | 15252.7 | 2125258.1313 | 1731877.5235
2223.3865 | 12 | 18 | 0 | 0 | 23684.1 | 23684.1 | 2247070.6052 | 2223386.5052
2264.5835 | 12 | 19 | 0 | 0 | 15724.6 | 15724.6 | 2280308.088 | 2264583.488
2250.6754 | 12 | 20 | 0 | 0 | 9287.37 | 9287.37 | 2259962.8076 | 2250675.4376
2195.0902 | 12 | 21 | 0 | 0 | 23231.2 | 23231.2 | 2218321.3543 | 2195090.1543
2082.8838 | 12 | 22 | 0 | 0 | 47312.7 | 47312.7 | 2130196.4739 | 2082883.7739
1955.2507 | 12 | 23 | 0 | 0 | 55957.2 | 55957.2 | 2011207.9327 | 1955250.7327
1847.8077 | 12 | 0 | 0 | 0 | 65456.9 | 65456.9 | 1913264.6242 | 1847807.7242
1787.4831 | 12 | 1 | 0 | 0 | 42663 | 42663 | 1830146.0951 | 1787483.0951
1728.5223 | 12 | 2 | 0 | 0 | 42004.5 | 42004.5 | 1770526.8279 | 1728522.3279
1707.5665 | 12 | 3 | 0 | 0 | 29749.2 | 29749.2 | 1737315.7328 | 1707566.5328
1724.6378 | 12 | 4 | 0 | 0 | 13225.4 | 13225.4 | 1737863.1778 | 1724637.7778
1773.2461 | 12 | 5 | 0 | 0 | 36060.4 | 36060.4 | 1809306.456 | 1773246.056
1822.9988 | 12 | 6 | 0 | 0 | 33113.6 | 33113.6 | 1856112.391 | 1822998.791
562.9603 | 12 | 7 | 48403.268 | 1283947.2149 | 19066.5 | 19066.5 | 1865973.9895 | 562960.2747
-253.0067 | 12 | 8 | 83703.952 | 2220334.7105 | 9382.3 | 9382.3 | 1976710.274 | -253006.7365
-471.3332 | 12 | 9 | 95713.896 | 2538911.013 | 3647.54 | 3647.54 | 2071225.3373 | -471333.2157
355.5709 | 12 | 10 | 66400.216 | 1761335.0487 | 17978.6 | 17978.6 | 2134884.5959 | 355570.9473
1547.7263 | 12 | 11 | 21709.144 | 575857.7081 | 17562.4 | 17562.4 | 2141146.365 | 1547726.2569
-552.2889 | 12 | 12 | 102039.496 | 2706704.1567 | 7355.63 | 7355.63 | 2161770.8704 | -552288.9163
-479.2568 | 12 | 13 | 99777.088 | 2646691.4226 | 0 | 0 | 2167434.6646 | -479256.7581
-411.4205 | 12 | 14 | 96919.904 | 2570901.6343 | 0 | 0 | 2159481.0958 | -411420.5384
-251.7876 | 12 | 15 | 90070.384 | 2389210.9656 | 0 | 0 | 2137423.4088 | -251787.5568
244.2975 | 12 | 16 | 70147.032 | 1860723.2546 | 0 | 0 | 2105020.7854 | 244297.5308
1688.754 | 12 | 17 | 16385.145 | 434633.0766 | 0 | 0 | 2123387.0927 | 1688754.0161
2227.8675 | 12 | 18 | 0 | 0 | 17778.1 | 17778.1 | 2245645.5936 | 2227867.4936
2219.3233 | 12 | 19 | 0 | 0 | 38574 | 38574 | 2257897.2948 | 2219323.2948
2169.8229 | 12 | 20 | 0 | 0 | 68840.3 | 68840.3 | 2238663.1883 | 2169822.8883
2115.4071 | 12 | 21 | 0 | 0 | 79755.9 | 79755.9 | 2195162.9913 | 2115407.0913
2041.448 | 12 | 22 | 0 | 0 | 65785.2 | 65785.2 | 2107233.1822 | 2041447.9822
1896.5282 | 12 | 23 | 0 | 0 | 90813.6 | 90813.6 | 1987341.817 | 1896528.217
1779.2336 | 12 | 0 | 0 | 0 | 93466.3 | 93466.3 | 1872699.8657 | 1779233.5657
1695.0435 | 12 | 1 | 0 | 0 | 94637.5 | 94637.5 | 1789680.96 | 1695043.46
1628.7214 | 12 | 2 | 0 | 0 | 97210.6 | 97210.6 | 1725931.9816 | 1628721.3816
1635.8942 | 12 | 3 | 0 | 0 | 98090.8 | 98090.8 | 1733985.0348 | 1635894.2348
1635.8853 | 12 | 4 | 0 | 0 | 98410.7 | 98410.7 | 1734296.0406 | 1635885.3406
1711.4957 | 12 | 5 | 0 | 0 | 93222.3 | 93222.3 | 1804717.9705 | 1711495.6705
1734.6733 | 12 | 6 | 0 | 0 | 92738.7 | 92738.7 | 1827412.0251 | 1734673.3251
579.5121 | 12 | 7 | 44478.704 | 1179844.0577 | 81925.8 | 81925.8 | 1841281.9514 | 579512.0937
-434.4655 | 12 | 8 | 87838.96 | 2330020.1145 | 65839.2 | 65839.2 | 1961393.8272 | -434465.4873
-610.5872 | 12 | 9 | 99851.168 | 2648656.472 | 28346.8 | 28346.8 | 2066416.1006 | -610587.1714
-668.2281 | 12 | 10 | 103543.064 | 2746587.8676 | 51676.7 | 51676.7 | 2130036.4716 | -668228.096
-730.1694 | 12 | 11 | 105617.04 | 2801602.2461 | 63437.6 | 63437.6 | 2134870.4292 | -730169.417
-702.9234 | 12 | 12 | 105589.648 | 2800875.6447 | 49337.5 | 49337.5 | 2147289.7301 | -702923.4147
423.9562 | 12 | 13 | 63925.456 | 1695689.4561 | 40689.4 | 40689.4 | 2160335.0846 | 423956.2285
-571.7786 | 12 | 14 | 101148.496 | 2683069.4515 | 43282.1 | 43282.1 | 2154572.9953 | -571778.5562
-340.7458 | 12 | 15 | 91855.64 | 2436566.7448 | 46507.6 | 46507.6 | 2142328.5837 | -340745.7611
258.5938 | 12 | 16 | 68698.424 | 1822297.4151 | 27248.7 | 27248.7 | 2108139.8831 | 258593.7679
1742.2217 | 12 | 17 | 14426.493 | 382677.7875 | 18835.8 | 18835.8 | 2143735.3012 | 1742221.7137
2238.3842 | 12 | 18 | 0 | 0 | 22187.2 | 22187.2 | 2260571.4241 | 2238384.2241
2263.88 | 12 | 19 | 0 | 0 | 20572.9 | 20572.9 | 2284452.8562 | 2263879.9562
2246.0397 | 12 | 20 | 0 | 0 | 19222.8 | 19222.8 | 2265262.5119 | 2246039.7119
2208.2125 | 12 | 21 | 0 | 0 | 21651.7 | 21651.7 | 2229864.1879 | 2208212.4879
2132.8671 | 12 | 22 | 0 | 0 | 7978.82 | 7978.82 | 2140845.8967 | 2132867.0767
2004.9779 | 12 | 23 | 0 | 0 | 13362 | 13362 | 2018339.8824 | 2004977.8824
1837.2273 | 12 | 0 | 0 | 0 | 12726.5 | 12726.5 | 1849953.8122 | 1837227.3122
1775.3916 | 12 | 1 | 0 | 0 | 4739.63 | 4739.63 | 1780131.2381 | 1775391.6081
1717.6501 | 12 | 2 | 0 | 0 | 2555.05 | 2555.05 | 1720205.1874 | 1717650.1374
1680.466 | 12 | 3 | 0 | 0 | 3137.02 | 3137.02 | 1683603.0418 | 1680466.0218
1683.328 | 12 | 4 | 0 | 0 | 5076.03 | 5076.03 | 1688404.016 | 1683327.986
1728.5907 | 12 | 5 | 0 | 0 | 8979.5 | 8979.5 | 1737570.2479 | 1728590.7479
1754.4534 | 12 | 6 | 0 | 0 | 7321.64 | 7321.64 | 1761775.0306 | 1754453.3906
845.3577 | 12 | 7 | 35402.112 | 939077.9792 | 2611.64 | 2611.64 | 1787047.3159 | 845357.6967
-266.2462 | 12 | 8 | 81987.832 | 2174812.8359 | 0 | 0 | 1908566.597 | -266246.2389
-532.5516 | 12 | 9 | 95160.688 | 2524236.5933 | 0 | 0 | 1991684.9535 | -532551.6398
-654.4351 | 12 | 10 | 101946.504 | 2704237.4468 | 6568.27 | 6568.27 | 2056370.6009 | -654435.1159
-706.0066 | 12 | 11 | 105963.832 | 2810801.266 | 4796.82 | 4796.82 | 2109591.4889 | -706006.597
26.3558 | 12 | 12 | 78846.392 | 2091482.8604 | 3482.48 | 3482.48 | 2121321.1577 | 26355.8173
-614.102 | 12 | 13 | 103022.776 | 2732786.6852 | 1639.62 | 1639.62 | 2120324.2979 | -614102.0073
-550.3645 | 12 | 14 | 100648.4 | 2669803.8831 | 2030.41 | 2030.41 | 2121469.8376 | -550364.4555
1484.3307 | 12 | 15 | 23452.528 | 622102.7887 | 6389.49 | 6389.49 | 2112822.9953 | 1484330.7166
367.2472 | 12 | 16 | 64089.392 | 1700038.0297 | 12561.7 | 12561.7 | 2079846.9553 | 367247.2256
1846.5577 | 12 | 17 | 9024.29 | 239378.7133 | 16511.9 | 16511.9 | 2102448.2742 | 1846557.6609
2204.5996 | 12 | 18 | 0 | 0 | 16854.2 | 16854.2 | 2221453.8171 | 2204599.6171
2226.7843 | 12 | 19 | 0 | 0 | 36474.7 | 36474.7 | 2263259.0488 | 2226784.3488
2167.7589 | 12 | 20 | 0 | 0 | 64228.1 | 64228.1 | 2231987.0318 | 2167758.9318
2167.3768 | 12 | 21 | 0 | 0 | 29714.4 | 29714.4 | 2197091.1856 | 2167376.7856
2086.4179 | 12 | 22 | 0 | 0 | 33211.4 | 33211.4 | 2119629.2617 | 2086417.8617
1964.7386 | 12 | 23 | 0 | 0 | 35350.2 | 35350.2 | 2000088.7577 | 1964738.5577
1854.2715 | 12 | 0 | 0 | 0 | 35778.4 | 35778.4 | 1890049.9447 | 1854271.5447
1748.3989 | 12 | 1 | 0 | 0 | 70078 | 70078 | 1818476.8662 | 1748398.8662
1668.3639 | 12 | 2 | 0 | 0 | 91951.6 | 91951.6 | 1760315.5364 | 1668363.9364
1642.1955 | 12 | 3 | 0 | 0 | 87252 | 87252 | 1729447.4925 | 1642195.4925
1631.2196 | 12 | 4 | 0 | 0 | 89910.6 | 89910.6 | 1721130.1914 | 1631219.5914
1681.5141 | 12 | 5 | 0 | 0 | 98658 | 98658 | 1780172.1202 | 1681514.1202
1700.9218 | 12 | 6 | 0 | 0 | 97735.4 | 97735.4 | 1798657.2396 | 1700921.8396
781.2235 | 12 | 7 | 36295.332 | 962771.5722 | 99178.4 | 99178.4 | 1843173.5045 | 781223.5323
802.0097 | 12 | 8 | 40751.04 | 1080963.8785 | 100134 | 100134 | 1983107.5629 | 802009.6843
-559.641 | 12 | 9 | 95117.648 | 2523094.9124 | 100134 | 100134 | 2063587.8626 | -559641.0498
1349.6516 | 12 | 10 | 25479.512 | 675870.6554 | 99852.8 | 99852.8 | 2125375.1051 | 1349651.6496
-531.7682 | 12 | 11 | 97379.6 | 2583095.5506 | 98976.6 | 98976.6 | 2150303.9942 | -531768.1564
879.5397 | 12 | 12 | 44611.416 | 1183364.382 | 100134 | 100134 | 2163038.0724 | 879539.6904
-223.722 | 12 | 13 | 86067.392 | 2283027.4238 | 99955.2 | 99955.2 | 2159260.6683 | -223721.9555
-377.8291 | 12 | 14 | 91490.616 | 2426884.1021 | 99699.8 | 99699.8 | 2148754.7731 | -377829.129
-274.0739 | 12 | 15 | 87169.016 | 2312249.1505 | 96440.5 | 96440.5 | 2134615.7167 | -274073.9338
1979.6981 | 12 | 16 | 561.2078 | 14886.6231 | 96225.9 | 96225.9 | 2090810.6577 | 1979698.1346
2017.2724 | 12 | 17 | 0 | 0 | 98402.2 | 98402.2 | 2115674.5623 | 2017272.3623
2115.5796 | 12 | 18 | 0 | 0 | 98666.4 | 98666.4 | 2214246.0045 | 2115579.6045
2115.2391 | 12 | 19 | 0 | 0 | 92377.2 | 92377.2 | 2207616.3415 | 2115239.1415
2096.4284 | 12 | 20 | 0 | 0 | 69501 | 69501 | 2165929.4326 | 2096428.4326
2053.6636 | 12 | 21 | 0 | 0 | 72396.5 | 72396.5 | 2126060.1286 | 2053663.6286
1979.4691 | 12 | 22 | 0 | 0 | 95509.3 | 95509.3 | 2074978.4367 | 1979469.1367
1905.2553 | 12 | 23 | 0 | 0 | 94902.2 | 94902.2 | 2000157.453 | 1905255.253
1807.1198 | 12 | 0 | 0 | 0 | 95104.8 | 95104.8 | 1902224.5769 | 1807119.7769
1726.7797 | 12 | 1 | 0 | 0 | 96731 | 96731 | 1823510.7488 | 1726779.7488
1667.4 | 12 | 2 | 0 | 0 | 99288.2 | 99288.2 | 1766688.2466 | 1667400.0466
1615.8473 | 12 | 3 | 0 | 0 | 100134 | 100134 | 1715981.315 | 1615847.315
1588.0092 | 12 | 4 | 0 | 0 | 99910.9 | 99910.9 | 1687920.0834 | 1588009.1834
1593.4271 | 12 | 5 | 0 | 0 | 99887.3 | 99887.3 | 1693314.3639 | 1593427.0639
1555.0111 | 12 | 6 | 0 | 0 | 98995.5 | 98995.5 | 1654006.6087 | 1555011.1087
839.5076 | 12 | 7 | 28588.964 | 758352.1159 | 97359.4 | 97359.4 | 1695219.1415 | 839507.6257
-334.0426 | 12 | 8 | 76247.6 | 2022547.1896 | 93794.5 | 93794.5 | 1782299.1149 | -334042.5747
-619.0451 | 12 | 9 | 89613.176 | 2377083.0461 | 94140.4 | 94140.4 | 1852178.3601 | -619045.086
-713.0866 | 12 | 10 | 94402.4 | 2504122.2125 | 98526.1 | 98526.1 | 1889561.7437 | -713086.5688
571.7362 | 12 | 11 | 46918.412 | 1244559.8593 | 99641.3 | 99641.3 | 1915937.4038 | 571736.2445
-665.9602 | 12 | 12 | 93923.48 | 2491418.3595 | 99278.2 | 99278.2 | 1924736.3153 | -665960.2442
-689.5489 | 12 | 13 | 94308.864 | 2501641.0724 | 100134 | 100134 | 1912226.1525 | -689548.9199
570.3944 | 12 | 14 | 45680.956 | 1211735.0471 | 100134 | 100134 | 1882263.4315 | 570394.3844
1762.4921 | 12 | 15 | 568.4539 | 15078.8325 | 100134 | 100134 | 1877704.9424 | 1762492.1099
1685.3173 | 12 | 16 | 3329.9857 | 88331.3484 | 100134 | 100134 | 1873782.6707 | 1685317.3223
1858.5921 | 12 | 17 | 0 | 0 | 100134 | 100134 | 1958726.0751 | 1858592.0751
1995.9001 | 12 | 18 | 0 | 0 | 100134 | 100134 | 2096034.1154 | 1995900.1154
2001.501 | 12 | 19 | 0 | 0 | 100134 | 100134 | 2101635.0221 | 2001501.0221
1964.0864 | 12 | 20 | 0 | 0 | 99707.8 | 99707.8 | 2063794.2408 | 1964086.4408
1927.4412 | 12 | 21 | 0 | 0 | 98844.9 | 98844.9 | 2026286.1395 | 1927441.2395
1876.9077 | 12 | 22 | 0 | 0 | 98028.3 | 98028.3 | 1974935.9532 | 1876907.6532
1823.7684 | 12 | 23 | 0 | 0 | 100133 | 100133 | 1923901.3864 | 1823768.3864
1751.806 | 12 | 0 | 0 | 0 | 100134 | 100134 | 1851940.0486 | 1751806.0486
1671.6646 | 12 | 1 | 0 | 0 | 100134 | 100134 | 1771798.6417 | 1671664.6417
1606.3795 | 12 | 2 | 0 | 0 | 100134 | 100134 | 1706513.5224 | 1606379.5224
1562.2036 | 12 | 3 | 0 | 0 | 100134 | 100134 | 1662337.5848 | 1562203.5848
1538.5306 | 12 | 4 | 0 | 0 | 99294.2 | 99294.2 | 1637824.8208 | 1538530.6208
1526.0037 | 12 | 5 | 0 | 0 | 100134 | 100134 | 1626137.6892 | 1526003.6892
1463.4673 | 12 | 6 | 0 | 0 | 100134 | 100134 | 1563601.3252 | 1463467.3252
1474.7733 | 12 | 7 | 7.9074 | 209.7513 | 100134 | 100134 | 1575117.0326 | 1474773.2813
1523.7246 | 12 | 8 | 1048.7345 | 27818.7775 | 100134 | 100134 | 1651677.3289 | 1523724.5514
1601.4158 | 12 | 9 | 225.1516 | 5972.3807 | 100134 | 100134 | 1707522.2078 | 1601415.8272
1437.7064 | 12 | 10 | 7494.3845 | 198796.3727 | 100134 | 100134 | 1736636.7458 | 1437706.3731
1550.1957 | 12 | 11 | 4015.1235 | 106505.3425 | 100134 | 100134 | 1756835.0915 | 1550195.749
1275.3081 | 12 | 12 | 15054.12 | 399326.2489 | 100134 | 100134 | 1774768.3252 | 1275308.0763
1528.1803 | 12 | 13 | 5251.447 | 139300.114 | 100134 | 100134 | 1767614.3997 | 1528180.2858
1604.0484 | 12 | 14 | 2237.6413 | 59355.7702 | 100134 | 100134 | 1763538.2157 | 1604048.4455
1516.6359 | 12 | 15 | 5113.7705 | 135648.1011 | 100134 | 100134 | 1752418.0126 | 1516635.9115
1658.1288 | 12 | 16 | 0 | 0 | 83075.1 | 83075.1 | 1741203.8661 | 1658128.7661
1753.7741 | 12 | 17 | 0 | 0 | 89360.1 | 89360.1 | 1843134.1979 | 1753774.0979
1953.3 | 12 | 18 | 0 | 0 | 78939.7 | 78939.7 | 2032239.7001 | 1953300.0001
1941.2327 | 12 | 19 | 0 | 0 | 86630.6 | 86630.6 | 2027863.3157 | 1941232.7157
1951.5944 | 12 | 20 | 0 | 0 | 92206.2 | 92206.2 | 2043800.6486 | 1951594.4486
1927.4095 | 12 | 21 | 0 | 0 | 100134 | 100134 | 2027543.5247 | 1927409.5247
1984.559 | 12 | 22 | 0 | 0 | 97339.2 | 97339.2 | 2081898.2465 | 1984559.0465
1899.635 | 12 | 23 | 0 | 0 | 93302 | 93302 | 1992936.9746 | 1899634.9746
1694.351 | 12 | 0 | 0 | 0 | 99791.8 | 99791.8 | 1794142.7874 | 1694350.9874
1618.8651 | 12 | 1 | 0 | 0 | 100134 | 100134 | 1718999.0602 | 1618865.0602
1561.9807 | 12 | 2 | 0 | 0 | 100134 | 100134 | 1662114.7248 | 1561980.7248
1553.2319 | 12 | 3 | 0 | 0 | 99817.8 | 99817.8 | 1653049.6961 | 1553231.8961
1549.7887 | 12 | 4 | 0 | 0 | 99978.1 | 99978.1 | 1649766.8089 | 1549788.7089
1620.0202 | 12 | 5 | 0 | 0 | 100128 | 100128 | 1720148.2101 | 1620020.2101
1674.9488 | 12 | 6 | 0 | 0 | 100134 | 100134 | 1775082.7897 | 1674948.7897
936.9473 | 12 | 7 | 30182.758 | 800629.1656 | 100134 | 100134 | 1837710.4923 | 936947.3267
-63.6342 | 12 | 8 | 72733.592 | 1929334.4589 | 99465.5 | 99465.5 | 1965165.7668 | -63634.1921
-419.5441 | 12 | 9 | 89846.88 | 2383282.2887 | 98053.7 | 98053.7 | 2061791.9286 | -419544.0601
-554.427 | 12 | 10 | 97785.192 | 2593854.3018 | 86459.9 | 86459.9 | 2125887.1892 | -554427.0126
-610.9023 | 12 | 11 | 101784.88 | 2699950.2015 | 88247.9 | 88247.9 | 2177295.808 | -610902.2935
-566.0636 | 12 | 12 | 101606.84 | 2695227.5046 | 64998.8 | 64998.8 | 2194162.7174 | -566063.5873
-511.6043 | 12 | 13 | 99985.56 | 2652221.3601 | 55241.2 | 55241.2 | 2195858.2689 | -511604.2912
-428.9222 | 12 | 14 | 95575.448 | 2535238.5353 | 80190.6 | 80190.6 | 2186506.939 | -428922.1962
-198.3436 | 12 | 15 | 85017.28 | 2255172.1068 | 90978.8 | 90978.8 | 2147807.2878 | -198343.6189
411.7047 | 12 | 16 | 60603.868 | 1607580.8668 | 88112.6 | 88112.6 | 2107398.1211 | 411704.6543
1777.9965 | 12 | 17 | 9542.141 | 253115.2517 | 87956.1 | 87956.1 | 2119067.8635 | 1777996.5118
2159.027 | 12 | 18 | 0 | 0 | 93022.2 | 93022.2 | 2252049.2175 | 2159027.0175
2200.8899 | 12 | 19 | 0 | 0 | 95154.1 | 95154.1 | 2296044.0469 | 2200889.9469
2169.9212 | 12 | 20 | 0 | 0 | 96724.7 | 96724.7 | 2266645.8983 | 2169921.1983
2125.8681 | 12 | 21 | 0 | 0 | 96611.7 | 96611.7 | 2222479.8386 | 2125868.1386
2027.6578 | 12 | 22 | 0 | 0 | 95990.5 | 95990.5 | 2123648.3188 | 2027657.8188
1902.839 | 12 | 23 | 0 | 0 | 98125.3 | 98125.3 | 2000964.3422 | 1902839.0422
1803.3854 | 12 | 0 | 0 | 0 | 99695.4 | 99695.4 | 1903080.7792 | 1803385.3792
1727.1405 | 12 | 1 | 0 | 0 | 98915.1 | 98915.1 | 1826055.5962 | 1727140.4962
1664.7595 | 12 | 2 | 0 | 0 | 98595.9 | 98595.9 | 1763355.4408 | 1664759.5408
1613.6782 | 12 | 3 | 0 | 0 | 96596.8 | 96596.8 | 1710275.0075 | 1613678.2075
1616.1658 | 12 | 4 | 0 | 0 | 95156.3 | 95156.3 | 1711322.12 | 1616165.82
1693.5667 | 12 | 5 | 0 | 0 | 87514.7 | 87514.7 | 1781081.3626 | 1693566.6626
1736.4018 | 12 | 6 | 0 | 0 | 86854.1 | 86854.1 | 1823255.9437 | 1736401.8437
865.8048 | 12 | 7 | 34547.38 | 916405.3206 | 75577.1 | 75577.1 | 1857787.2692 | 865804.8485
-228.1186 | 12 | 8 | 80405.432 | 2132838.024 | 61676.4 | 61676.4 | 1966395.7866 | -228118.6374
-554.1852 | 12 | 9 | 96052.288 | 2547887.2141 | 60509.9 | 60509.9 | 2054211.923 | -554185.1911
1593.4547 | 12 | 10 | 17915.086 | 475216.3588 | 47232.2 | 47232.2 | 2115903.297 | 1593454.7382
817.4492 | 12 | 11 | 48634.048 | 1290068.8953 | 28689.4 | 28689.4 | 2136207.454 | 817449.1587
-638.1516 | 12 | 12 | 104000.464 | 2758720.8801 | 26264.6 | 26264.6 | 2146833.8948 | -638151.5853
794.952 | 12 | 13 | 50288.844 | 1333964.0867 | 15837.4 | 15837.4 | 2144753.4388 | 794951.9521
-506.8612 | 12 | 14 | 99353.664 | 2635459.659 | 15045.2 | 15045.2 | 2143643.6509 | -506861.2081
-279.4143 | 12 | 15 | 90187.656 | 2392321.7278 | 13339.6 | 13339.6 | 2126247.0009 | -279414.3269
1860.3013 | 12 | 16 | 7971.2645 | 211446.1126 | 14965 | 14965 | 2086712.4052 | 1860301.2927
2073.0651 | 12 | 17 | 384.3291 | 10194.7296 | 22877.6 | 22877.6 | 2106137.4018 | 2073065.0722
2200.1903 | 12 | 18 | 0 | 0 | 29779.8 | 29779.8 | 2229970.1263 | 2200190.3263
2225.9266 | 12 | 19 | 0 | 0 | 31525.3 | 31525.3 | 2257451.8503 | 2225926.5503
2192.342 | 12 | 20 | 0 | 0 | 33631.3 | 33631.3 | 2225973.3373 | 2192342.0373
2133.0152 | 12 | 21 | 0 | 0 | 45652.3 | 45652.3 | 2178667.5136 | 2133015.2136
2052.4287 | 12 | 22 | 0 | 0 | 57620 | 57620 | 2110048.674 | 2052428.674
1934.3153 | 12 | 23 | 0 | 0 | 59029.8 | 59029.8 | 1993345.0628 | 1934315.2628
1802.7084 | 12 | 0 | 0 | 0 | 73076.5 | 73076.5 | 1875784.8569 | 1802708.3569
1726.7652 | 12 | 1 | 0 | 0 | 67536.4 | 67536.4 | 1794301.6224 | 1726765.2224
1682.9604 | 12 | 2 | 0 | 0 | 48837.5 | 48837.5 | 1731797.9276 | 1682960.4276
1629.1322 | 12 | 3 | 0 | 0 | 46236 | 46236 | 1675368.1834 | 1629132.1834
1635.1733 | 12 | 4 | 0 | 0 | 45360.3 | 45360.3 | 1680533.6188 | 1635173.3188
1675.5418 | 12 | 5 | 0 | 0 | 54289.7 | 54289.7 | 1729831.4786 | 1675541.7786
1682.0502 | 12 | 6 | 0 | 0 | 61999.2 | 61999.2 | 1744049.422 | 1682050.222
851.4293 | 12 | 7 | 34198.612 | 907153.8853 | 41348.2 | 41348.2 | 1799931.372 | 851429.2867
-198.9429 | 12 | 8 | 79188.872 | 2100567.4999 | 26866.4 | 26866.4 | 1928490.9509 | -198942.949
1754.2602 | 12 | 9 | 9606.176 | 254813.8469 | 13431 | 13431 | 2022505.0577 | 1754260.2108
882.3384 | 12 | 10 | 44291.26 | 1174871.9099 | 16770.3 | 16770.3 | 2073980.6515 | 882338.4416
-656.7401 | 12 | 11 | 104600.272 | 2774631.4135 | 15542.4 | 15542.4 | 2133433.7153 | -656740.0981
-649.8933 | 12 | 12 | 104280.112 | 2766138.8352 | 13095.1 | 13095.1 | 2129340.6482 | -649893.287
-629.7181 | 12 | 13 | 103715.504 | 2751162.0186 | 11340.3 | 11340.3 | 2132784.2308 | -629718.0878
-564.1351 | 12 | 14 | 99880.032 | 2649422.1197 | 28177.6 | 28177.6 | 2113464.5972 | -564135.1225
865.3324 | 12 | 15 | 43196.992 | 1145845.3088 | 75077.8 | 75077.8 | 2086255.5128 | 865332.404
1700.2411 | 12 | 16 | 9483.953 | 251571.7542 | 91999.9 | 91999.9 | 2043812.7403 | 1700241.0861
1531.9089 | 12 | 17 | 17078.052 | 453013.1581 | 93756.1 | 93756.1 | 2078678.1716 | 1531908.9134
2101.3369 | 12 | 18 | 0 | 0 | 97608.4 | 97608.4 | 2198945.3369 | 2101336.9369
2174.4862 | 12 | 19 | 0 | 0 | 95365 | 95365 | 2269851.1637 | 2174486.1637
2156.9845 | 12 | 20 | 0 | 0 | 92151.7 | 92151.7 | 2249136.1512 | 2156984.4512
2132.973 | 12 | 21 | 0 | 0 | 82987.6 | 82987.6 | 2215960.6058 | 2132973.0058
2038.6265 | 12 | 22 | 0 | 0 | 91262.7 | 91262.7 | 2129889.2181 | 2038626.5181
1919.8798 | 12 | 23 | 0 | 0 | 88198.3 | 88198.3 | 2008078.1011 | 1919879.8011
1742.685 | 12 | 0 | 0 | 0 | 95823.3 | 95823.3 | 1838508.2813 | 1742684.9813
1686.3379 | 12 | 1 | 0 | 0 | 85730.6 | 85730.6 | 1772068.4701 | 1686337.8701
1627.0033 | 12 | 2 | 0 | 0 | 81511.7 | 81511.7 | 1708514.9582 | 1627003.2582
1523.0628 | 12 | 3 | 0 | 0 | 89669.8 | 89669.8 | 1612732.6258 | 1523062.8258
1515.5334 | 12 | 4 | 0 | 0 | 93763.1 | 93763.1 | 1609296.5212 | 1515533.4212
1573.354 | 12 | 5 | 0 | 0 | 89866.8 | 89866.8 | 1663220.8295 | 1573354.0295
1632.6626 | 12 | 6 | 0 | 0 | 52891.5 | 52891.5 | 1685554.1084 | 1632662.6084
797.443 | 12 | 7 | 35779.324 | 949083.9213 | 12361.2 | 12361.2 | 1758888.1625 | 797443.0411
-189.4819 | 12 | 8 | 78498.104 | 2082244.1576 | 0 | 0 | 1892762.2529 | -189481.9047
-515.5984 | 12 | 9 | 93965.816 | 2492541.3661 | 0 | 0 | 1976942.9316 | -515598.4345
-617.4718 | 12 | 10 | 100072.608 | 2654530.3992 | 7852.43 | 7852.43 | 2044911.0515 | -617471.7777
-723.4863 | 12 | 11 | 105143.416 | 2789038.8751 | 27990.3 | 27990.3 | 2093542.8334 | -723486.3417
-51.445 | 12 | 12 | 79448.232 | 2107447.2947 | 35873 | 35873 | 2091875.2901 | -51445.0046
-682.1424 | 12 | 13 | 103240.72 | 2738567.8773 | 38899.4 | 38899.4 | 2095324.8794 | -682142.398
-608.7003 | 12 | 14 | 101373.056 | 2689026.14 | 15351.4 | 15351.4 | 2095677.1982 | -608700.3417
1238.1428 | 12 | 15 | 31481.522 | 835080.2365 | 3394.93 | 3394.93 | 2076617.9468 | 1238142.7803
1363.2615 | 12 | 16 | 25336.008 | 672064.062 | 4208.19 | 4208.19 | 2039533.7674 | 1363261.5154
1605.3777 | 12 | 17 | 16792.712 | 445444.2167 | 10262.9 | 10262.9 | 2061084.7768 | 1605377.66
2180.0247 | 12 | 18 | 0 | 0 | 6804.04 | 6804.04 | 2186828.7187 | 2180024.6787
2141.3631 | 12 | 19 | 0 | 0 | 21245.7 | 21245.7 | 2162608.7721 | 2141363.0721
2082.5402 | 12 | 20 | 0 | 0 | 45640.9 | 45640.9 | 2128181.0685 | 2082540.1685
2024.1164 | 12 | 21 | 0 | 0 | 62211.2 | 62211.2 | 2086327.5595 | 2024116.3595
1987.6964 | 12 | 22 | 0 | 0 | 24565.4 | 24565.4 | 2012261.808 | 1987696.408
1886.0297 | 12 | 23 | 0 | 0 | 14235.2 | 14235.2 | 1900264.9217 | 1886029.7217
1787.6278 | 12 | 0 | 0 | 0 | 3938.3 | 3938.3 | 1791566.1438 | 1787627.8438
1712.4909 | 12 | 1 | 0 | 0 | 3172.3 | 3172.3 | 1715663.2005 | 1712490.9005
1654.5288 | 12 | 2 | 0 | 0 | 1320.28 | 1320.28 | 1655849.0715 | 1654528.7915
1635.9106 | 12 | 3 | 0 | 0 | 0 | 0 | 1635910.6217 | 1635910.6217
1630.9438 | 12 | 4 | 0 | 0 | 0 | 0 | 1630943.8036 | 1630943.8036
1681.9323 | 12 | 5 | 0 | 0 | 0 | 0 | 1681932.3071 | 1681932.3071
1697.3399 | 12 | 6 | 0 | 0 | 0 | 0 | 1697339.897 | 1697339.897
671.7096 | 12 | 7 | 42218.04 | 1119877.585 | 0 | 0 | 1791587.1974 | 671709.6124
1891.1055 | 12 | 8 | 1139.65 | 30230.406 | 0 | 0 | 1921335.9459 | 1891105.5399
-560.9377 | 12 | 9 | 96848.184 | 2568999.1864 | 0 | 0 | 2008061.5002 | -560937.6862
-662.0511 | 12 | 10 | 102513.4 | 2719274.955 | 0 | 0 | 2057223.9048 | -662051.0503
-715.5745 | 12 | 11 | 104815.456 | 2780339.3937 | 0 | 0 | 2064764.8831 | -715574.5106
-719.3407 | 12 | 12 | 105355.152 | 2794655.3935 | 0 | 0 | 2075314.6727 | -719340.7209
-694.614 | 12 | 13 | 104046.4 | 2759939.3804 | 527.643 | 527.643 | 2065853.0555 | -694613.9679
-612.0866 | 12 | 14 | 100789.568 | 2673548.5116 | 0 | 0 | 2061461.888 | -612086.6236
-436.2936 | 12 | 15 | 93353.328 | 2476294.4825 | 0 | 0 | 2040000.8703 | -436293.6122
60.7051 | 12 | 16 | 73337.312 | 1945348.7621 | 0 | 0 | 2006053.8353 | 60705.0732
1611.5636 | 12 | 17 | 16730.25 | 443787.347 | 2692.52 | 2692.52 | 2058043.4994 | 1611563.6324
2161.1415 | 12 | 18 | 0 | 0 | 4299.35 | 4299.35 | 2165440.8641 | 2161141.5141
2159.8381 | 12 | 19 | 0 | 0 | 3457.23 | 3457.23 | 2163295.3185 | 2159838.0885
2110.9167 | 12 | 20 | 0 | 0 | 3166.17 | 3166.17 | 2114082.8375 | 2110916.6675
2075.7859 | 12 | 21 | 0 | 0 | 0 | 0 | 2075785.9039 | 2075785.9039
2016.0227 | 12 | 22 | 0 | 0 | 1151.03 | 1151.03 | 2017173.6943 | 2016022.6643
1934.3467 | 12 | 23 | 0 | 0 | 0 | 0 | 1934346.7098 | 1934346.7098
1848.8851 | 12 | 0 | 0 | 0 | 0 | 0 | 1848885.1365 | 1848885.1365
1775.2682 | 12 | 1 | 0 | 0 | 0 | 0 | 1775268.1537 | 1775268.1537
1721.8643 | 12 | 2 | 0 | 0 | 0 | 0 | 1721864.2813 | 1721864.2813
1609.6289 | 12 | 3 | 0 | 0 | 0 | 0 | 1609628.8929 | 1609628.8929
1591.3316 | 12 | 4 | 0 | 0 | 368.335 | 368.335 | 1591699.9688 | 1591331.6338
1597.1223 | 12 | 5 | 0 | 0 | 0 | 0 | 1597122.3399 | 1597122.3399
1553.9549 | 12 | 6 | 0 | 0 | 0 | 0 | 1553954.9335 | 1553954.9335
544.268 | 12 | 7 | 39826.04 | 1056427.2879 | 0 | 0 | 1600695.3232 | 544268.0354
-514.3569 | 12 | 8 | 83145.704 | 2205526.5995 | 0 | 0 | 1691169.7028 | -514356.8968
-814.0299 | 12 | 9 | 97123.976 | 2576314.8571 | 0 | 0 | 1762284.9675 | -814029.8896
-909.7565 | 12 | 10 | 101779.384 | 2699804.4144 | 0 | 0 | 1790047.9358 | -909756.4786
-950.9514 | 12 | 11 | 103669.504 | 2749941.8206 | 0 | 0 | 1798990.4377 | -950951.3829
-949.9471 | 12 | 12 | 103675.256 | 2750094.3984 | 0 | 0 | 1800147.3347 | -949947.0637
-922.2371 | 12 | 13 | 101829.504 | 2701133.8997 | 4494.93 | 4494.93 | 1783391.7733 | -922237.0564
34.971 | 12 | 14 | 64284.304 | 1705208.2739 | 8811.33 | 8811.33 | 1748990.5738 | 34970.9698
-669.8095 | 12 | 15 | 90790.832 | 2408321.6009 | 11357.3 | 11357.3 | 1749869.3784 | -669809.5225
-159.2422 | 12 | 16 | 71041.496 | 1884449.846 | 21445.5 | 21445.5 | 1746653.1169 | -159242.2291
1164.4572 | 12 | 17 | 23350.238 | 619389.4397 | 33452.7 | 33452.7 | 1817299.3006 | 1164457.1609
1920.382 | 12 | 18 | 0 | 0 | 33612 | 33612 | 1953993.9781 | 1920381.9781
2050.5824 | 12 | 19 | 0 | 0 | 26202.3 | 26202.3 | 2076784.715 | 2050582.415
2023.7166 | 12 | 20 | 0 | 0 | 19961.6 | 19961.6 | 2043678.2155 | 2023716.6155
1984.7794 | 12 | 21 | 0 | 0 | 27702.6 | 27702.6 | 2012481.9966 | 1984779.3966
1939.8957 | 12 | 22 | 0 | 0 | 25958.3 | 25958.3 | 1965853.9708 | 1939895.6708
1888.5535 | 12 | 23 | 0 | 0 | 25753.4 | 25753.4 | 1914306.8884 | 1888553.4884
1834.0308 | 12 | 0 | 0 | 0 | 10424.6 | 10424.6 | 1844455.3722 | 1834030.7722
1737.044 | 12 | 1 | 0 | 0 | 27634.8 | 27634.8 | 1764678.8482 | 1737044.0482
1679.8792 | 12 | 2 | 0 | 0 | 18899.4 | 18899.4 | 1698778.6151 | 1679879.2151
1643.987 | 12 | 3 | 0 | 0 | 11516.6 | 11516.6 | 1655503.6444 | 1643987.0444
1617.3372 | 12 | 4 | 0 | 0 | 14959.7 | 14959.7 | 1632296.8797 | 1617337.1797
1605.9216 | 12 | 5 | 0 | 0 | 14517.4 | 14517.4 | 1620438.9536 | 1605921.5536
1536.2996 | 12 | 6 | 0 | 0 | 21284.7 | 21284.7 | 1557584.2981 | 1536299.5981
260.4112 | 12 | 7 | 48546.404 | 1287744.0467 | 20945.3 | 20945.3 | 1569100.5913 | 260411.2446
-687.2224 | 12 | 8 | 86923.512 | 2305736.9006 | 20419.4 | 20419.4 | 1638933.8719 | -687222.4287
-944.917 | 12 | 9 | 99069.472 | 2627921.1695 | 11708.6 | 11708.6 | 1694712.7312 | -944917.0383
-994.4451 | 12 | 10 | 102356.304 | 2715107.8196 | 3758.49 | 3758.49 | 1724421.2596 | -994445.05
-1001.4993 | 12 | 11 | 103565.808 | 2747191.1759 | 1170.3 | 1170.3 | 1746862.1548 | -1001499.3211
-989.8716 | 12 | 12 | 103808.296 | 2753623.4233 | 0 | 0 | 1763751.8358 | -989871.5875
-952.5157 | 12 | 13 | 102056.784 | 2707162.739 | 0 | 0 | 1754647.0252 | -952515.7138
-905.3994 | 12 | 14 | 100002.704 | 2652676.1226 | 0 | 0 | 1747276.6972 | -905399.4254
-707.9757 | 12 | 15 | 92372.6 | 2450279.6484 | 0 | 0 | 1742303.917 | -707975.7315
-246.1042 | 12 | 16 | 74534.552 | 1977106.803 | 0 | 0 | 1731002.6274 | -246104.1757
1257.8147 | 12 | 17 | 21709.358 | 575863.3847 | 0 | 0 | 1833678.0648 | 1257814.6801
2028.151 | 12 | 18 | 0 | 0 | 0 | 0 | 2028151.0417 | 2028151.0417
2068.9522 | 12 | 19 | 0 | 0 | 175.7 | 175.7 | 2069127.8589 | 2068952.1589
2082.0096 | 12 | 20 | 0 | 0 | 1539.53 | 1539.53 | 2083549.0996 | 2082009.5696
2066.2474 | 12 | 21 | 0 | 0 | 13173.7 | 13173.7 | 2079421.0636 | 2066247.3636
2018.5121 | 12 | 22 | 0 | 0 | 14104 | 14104 | 2032616.1375 | 2018512.1375
1902.9316 | 12 | 23 | 0 | 0 | 36535.3 | 36535.3 | 1939466.8633 | 1902931.5633
1811.1336 | 12 | 0 | 0 | 0 | 32240.7 | 32240.7 | 1843374.2736 | 1811133.5736
1729.3655 | 12 | 1 | 0 | 0 | 39145.1 | 39145.1 | 1768510.5752 | 1729365.4752
1656.7707 | 12 | 2 | 0 | 0 | 49823.9 | 49823.9 | 1706594.646 | 1656770.746
1630.6884 | 12 | 3 | 0 | 0 | 68777.7 | 68777.7 | 1699466.1467 | 1630688.4467
1617.675 | 12 | 4 | 0 | 0 | 78050.3 | 78050.3 | 1695725.2632 | 1617674.9632
1687.255 | 12 | 5 | 0 | 0 | 81131.4 | 81131.4 | 1768386.3898 | 1687254.9898
1735.3764 | 12 | 6 | 0 | 0 | 79092 | 79092 | 1814468.3758 | 1735376.3758
602.279 | 12 | 7 | 44252.804 | 1173851.8243 | 67163.7 | 67163.7 | 1843294.5046 | 602278.9802
-325.3928 | 12 | 8 | 84735.352 | 2247693.6722 | 53005.5 | 53005.5 | 1975306.396 | -325392.7762
-551.2582 | 12 | 9 | 97170.552 | 2577550.3341 | 46096 | 46096 | 2072388.1491 | -551258.185
-572.1342 | 12 | 10 | 101034.176 | 2680036.9942 | 30414.7 | 30414.7 | 2138317.5062 | -572134.188
-703.6582 | 12 | 11 | 104412.944 | 2769662.3427 | 62988.8 | 62988.8 | 2128992.9236 | -703658.2191
-722.5139 | 12 | 12 | 105023.472 | 2785857.2353 | 73450.3 | 73450.3 | 2136793.5883 | -722513.947
-701.0612 | 12 | 13 | 104118.488 | 2761851.5899 | 85766.1 | 85766.1 | 2146556.5339 | -701061.156
-578.0312 | 12 | 14 | 99927.672 | 2650685.8204 | 70381.5 | 70381.5 | 2143036.0779 | -578031.2425
-433.0687 | 12 | 15 | 93627.248 | 2483560.4964 | 68587.5 | 68587.5 | 2119079.3218 | -433068.6747
2.5335 | 12 | 16 | 75916.536 | 2013765.3713 | 76556.7 | 76556.7 | 2092855.5353 | 2533.464
1417.92 | 12 | 17 | 22859.302 | 606366.8498 | 78452.1 | 78452.1 | 2102738.9879 | 1417920.0381
2131.4535 | 12 | 18 | 0 | 0 | 92878 | 92878 | 2224331.5059 | 2131453.5059
2171.9077 | 12 | 19 | 0 | 0 | 85565 | 85565 | 2257472.7445 | 2171907.7445
2160.0065 | 12 | 20 | 0 | 0 | 73927.1 | 73927.1 | 2233933.5922 | 2160006.4922
2103.4086 | 12 | 21 | 0 | 0 | 90466.6 | 90466.6 | 2193875.2395 | 2103408.6395
2010.3203 | 12 | 22 | 0 | 0 | 94174.4 | 94174.4 | 2104494.7422 | 2010320.3422
1888.9288 | 12 | 23 | 0 | 0 | 94684.8 | 94684.8 | 1983613.6493 | 1888928.8493
1791.954 | 12 | 0 | 0 | 0 | 94304.2 | 94304.2 | 1886258.1769 | 1791953.9769
1733.1253 | 12 | 1 | 0 | 0 | 79236.9 | 79236.9 | 1812362.1624 | 1733125.2624
1686.9694 | 12 | 2 | 0 | 0 | 65199.6 | 65199.6 | 1752168.9544 | 1686969.3544
1657.2516 | 12 | 3 | 0 | 0 | 62234.8 | 62234.8 | 1719486.4414 | 1657251.6414
1654.1939 | 12 | 4 | 0 | 0 | 65202.5 | 65202.5 | 1719396.4126 | 1654193.9126
1722.9497 | 12 | 5 | 0 | 0 | 68401.2 | 68401.2 | 1791350.9342 | 1722949.7342
1775.4256 | 12 | 6 | 0 | 0 | 60478.7 | 60478.7 | 1835904.296 | 1775425.596
612.5211 | 12 | 7 | 44511.08 | 1180702.8649 | 47339.8 | 47339.8 | 1840563.8034 | 612521.1385
-329.4372 | 12 | 8 | 84426.976 | 2239513.6769 | 36708.3 | 36708.3 | 1946784.7405 | -329437.2364
-580.5074 | 12 | 9 | 97265.64 | 2580072.6426 | 44994 | 44994 | 2044559.2646 | -580507.378
-576.568 | 12 | 10 | 100017.312 | 2653063.615 | 31087.2 | 31087.2 | 2107582.768 | -576568.047
-642.4524 | 12 | 11 | 101125.936 | 2682471.024 | 75204.6 | 75204.6 | 2115223.2225 | -642452.4014
-652.2844 | 12 | 12 | 101431.448 | 2690575.0487 | 86766.7 | 86766.7 | 2125057.3451 | -652284.4036
-623.1158 | 12 | 13 | 100196.64 | 2657820.4774 | 97231.8 | 97231.8 | 2131936.4992 | -623115.7782
-542.9688 | 12 | 14 | 97224.464 | 2578980.4062 | 92296.8 | 92296.8 | 2128308.4136 | -542968.7926
-362.6816 | 12 | 15 | 90300.496 | 2395314.9266 | 73398 | 73398 | 2106031.3406 | -362681.586
84.9195 | 12 | 16 | 72746.064 | 1929665.2917 | 58923.9 | 58923.9 | 2073508.7296 | 84919.5379
1458.113 | 12 | 17 | 21656.466 | 574460.3692 | 58558.9 | 58558.9 | 2091132.2822 | 1458113.013
2157.624 | 12 | 18 | 0 | 0 | 59096.4 | 59096.4 | 2216720.3853 | 2157623.9853
2171.2122 | 12 | 19 | 0 | 0 | 58421.7 | 58421.7 | 2229633.9163 | 2171212.2163
2149.6569 | 12 | 20 | 0 | 0 | 57462.5 | 57462.5 | 2207119.4436 | 2149656.9436
2075.3723 | 12 | 21 | 0 | 0 | 90195.3 | 90195.3 | 2165567.6302 | 2075372.3302
1983.4911 | 12 | 22 | 0 | 0 | 95440.9 | 95440.9 | 2078931.9859 | 1983491.0859
1853.2151 | 12 | 23 | 0 | 0 | 98517.4 | 98517.4 | 1951732.4918 | 1853215.0918
1737.6855 | 12 | 0 | 0 | 0 | 99206.4 | 99206.4 | 1836891.9284 | 1737685.5284
1655.0813 | 12 | 1 | 0 | 0 | 99024.8 | 99024.8 | 1754106.0768 | 1655081.2768
1592.7945 | 12 | 2 | 0 | 0 | 98718 | 98718 | 1691512.4622 | 1592794.4622
1601.7127 | 12 | 3 | 0 | 0 | 98632.2 | 98632.2 | 1700344.9113 | 1601712.7113
1603.8678 | 12 | 4 | 0 | 0 | 98186.7 | 98186.7 | 1702054.4533 | 1603867.7533
1671.4302 | 12 | 5 | 0 | 0 | 98619.6 | 98619.6 | 1770049.7761 | 1671430.1761
1698.1471 | 12 | 6 | 0 | 0 | 98544.8 | 98544.8 | 1796691.9241 | 1698147.1241
542.2211 | 12 | 7 | 43852.036 | 1163221.0347 | 98692.7 | 98692.7 | 1804134.8812 | 542221.1465
-406.6599 | 12 | 8 | 83891.376 | 2225306.3278 | 98842.5 | 98842.5 | 1917488.9683 | -406659.8594
-633.0515 | 12 | 9 | 96149.16 | 2550456.845 | 99701.2 | 99701.2 | 2017106.5534 | -633051.4916
-694.4404 | 12 | 10 | 100659.336 | 2670093.9719 | 99908.4 | 99908.4 | 2075562.009 | -694440.3629
-713.8161 | 12 | 11 | 101692.624 | 2697503.0148 | 97375.1 | 97375.1 | 2081062.0215 | -713816.0933
-716.9864 | 12 | 12 | 102205.152 | 2711098.355 | 94820.7 | 94820.7 | 2088932.6328 | -716986.4223
-672.8507 | 12 | 13 | 101034.28 | 2680039.7529 | 92035.4 | 92035.4 | 2099224.4357 | -672850.7172
-598.0312 | 12 | 14 | 97858.568 | 2595800.6768 | 91189 | 91189 | 2088958.5032 | -598031.1735
-454.7098 | 12 | 15 | 91716.016 | 2432863.0724 | 96723.1 | 96723.1 | 2074876.3821 | -454709.7903
-13.8248 | 12 | 16 | 73747.208 | 1956221.6814 | 98605.2 | 98605.2 | 2041002.0672 | -13824.8142
1286.8023 | 12 | 17 | 26110.05 | 692596.3341 | 98346.5 | 98346.5 | 2077745.1497 | 1286802.3155
2096.4569 | 12 | 18 | 0 | 0 | 99716.9 | 99716.9 | 2196173.797 | 2096456.897
2124.2474 | 12 | 19 | 0 | 0 | 98466.1 | 98466.1 | 2222713.5089 | 2124247.4089
2104.6019 | 12 | 20 | 0 | 0 | 95661.3 | 95661.3 | 2200263.17 | 2104601.87
2067.5272 | 12 | 21 | 0 | 0 | 98544.7 | 98544.7 | 2166071.934 | 2067527.234
1979.4545 | 12 | 22 | 0 | 0 | 99297.5 | 99297.5 | 2078752.0371 | 1979454.5371
1861.4003 | 12 | 23 | 0 | 0 | 99586.3 | 99586.3 | 1960986.5829 | 1861400.2829
1695.1408 | 12 | 0 | 0 | 0 | 99376.7 | 99376.7 | 1794517.5409 | 1695140.8409
1628.6214 | 12 | 1 | 0 | 0 | 99827.2 | 99827.2 | 1728448.6092 | 1628621.4092
1569.7892 | 12 | 2 | 0 | 0 | 100134 | 100134 | 1669923.2103 | 1569789.2103
1528.7253 | 12 | 3 | 0 | 0 | 100134 | 100134 | 1628859.274 | 1528725.274
1535.0444 | 12 | 4 | 0 | 0 | 100134 | 100134 | 1635178.428 | 1535044.428
1585.9785 | 12 | 5 | 0 | 0 | 98817.4 | 98817.4 | 1684795.8951 | 1585978.4951
1608.3361 | 12 | 6 | 0 | 0 | 98942.7 | 98942.7 | 1707278.7834 | 1608336.0834
429.9435 | 12 | 7 | 45071.088 | 1195557.6617 | 98329 | 98329 | 1723830.1814 | 429943.5198
-507.2154 | 12 | 8 | 84539.04 | 2242486.2915 | 97065 | 97065 | 1832335.8947 | -507215.3968
-741.1691 | 12 | 9 | 96215.56 | 2552218.1743 | 92914.3 | 92914.3 | 1903963.3904 | -741169.084
-767.9792 | 12 | 10 | 100178.072 | 2657327.9419 | 77882.5 | 77882.5 | 1967231.2404 | -767979.2015
-744.2911 | 12 | 11 | 101731.064 | 2698522.6759 | 64326.3 | 64326.3 | 2018557.8686 | -744291.1073
-716.2608 | 12 | 12 | 102194.952 | 2710827.7894 | 38491.3 | 38491.3 | 2033058.3295 | -716260.7599
-659.6398 | 12 | 13 | 100722.112 | 2671759.1708 | 23437.7 | 23437.7 | 2035557.0374 | -659639.8334
-583.9039 | 12 | 14 | 98173.416 | 2604152.3487 | 15368.5 | 15368.5 | 2035616.9792 | -583903.8694
-439.2911 | 12 | 15 | 92270.592 | 2447573.7798 | 18538.1 | 18538.1 | 2026820.7627 | -439291.1171
-27.8659 | 12 | 16 | 75495.392 | 2002594.0871 | 24154.4 | 24154.4 | 1998882.5908 | -27865.8963
1276.7619 | 12 | 17 | 26959.612 | 715131.8531 | 37153.6 | 37153.6 | 2029047.3378 | 1276761.8847
2104.4737 | 12 | 18 | 0 | 0 | 51068.1 | 51068.1 | 2155541.8231 | 2104473.7231
2146.7582 | 12 | 19 | 0 | 0 | 52472.2 | 52472.2 | 2199230.4186 | 2146758.2186
2121.5588 | 12 | 20 | 0 | 0 | 53900.7 | 53900.7 | 2175459.5041 | 2121558.8041
2096.2175 | 12 | 21 | 0 | 0 | 48311.9 | 48311.9 | 2144529.4355 | 2096217.5355
2012.4741 | 12 | 22 | 0 | 0 | 56139.3 | 56139.3 | 2068613.3635 | 2012474.0635
1903.1296 | 12 | 23 | 0 | 0 | 48821 | 48821 | 1951950.5522 | 1903129.5522
1780.6804 | 12 | 0 | 0 | 0 | 66905.5 | 66905.5 | 1847585.9012 | 1780680.4012
1708.3227 | 12 | 1 | 0 | 0 | 64442.8 | 64442.8 | 1772765.4854 | 1708322.6854
1660.6218 | 12 | 2 | 0 | 0 | 55925.4 | 55925.4 | 1716547.207 | 1660621.807
1633.8703 | 12 | 3 | 0 | 0 | 51871.2 | 51871.2 | 1685741.5175 | 1633870.3175
1618.6942 | 12 | 4 | 0 | 0 | 57333.2 | 57333.2 | 1676027.3562 | 1618694.1562
1663.2046 | 12 | 5 | 0 | 0 | 69694.6 | 69694.6 | 1732899.2087 | 1663204.6087
1683.2227 | 12 | 6 | 0 | 0 | 63806.5 | 63806.5 | 1747029.2337 | 1683222.7337
495.5755 | 12 | 7 | 45621.664 | 1210162.2649 | 81520 | 81520 | 1787257.7999 | 495575.5351
-338.5788 | 12 | 8 | 81593.072 | 2164341.4148 | 92385.4 | 92385.4 | 1918148.0534 | -338578.7615
-505.6931 | 12 | 9 | 91617.84 | 2430258.8515 | 69554.7 | 69554.7 | 1994120.4544 | -505693.0971
-564.2497 | 12 | 10 | 96044.976 | 2547693.2557 | 70314.5 | 70314.5 | 2053758.0754 | -564249.6802
-647.6546 | 12 | 11 | 100583.976 | 2668094.9692 | 59642.6 | 59642.6 | 2080082.9535 | -647654.6157
-636.4965 | 12 | 12 | 100325.24 | 2661231.7267 | 62776.4 | 62776.4 | 2087511.6417 | -636496.485
-669.9123 | 12 | 13 | 102357.232 | 2715132.4358 | 41006.5 | 41006.5 | 2086226.6748 | -669912.2611
-583.2912 | 12 | 14 | 98955.504 | 2624898.0493 | 36687 | 36687 | 2078293.8784 | -583291.1709
-457.8165 | 12 | 15 | 93622.328 | 2483429.9883 | 35257.3 | 35257.3 | 2060870.7589 | -457816.5294
-75.9913 | 12 | 16 | 77099.752 | 2045151.411 | 51471.1 | 51471.1 | 2020631.216 | -75991.295
1226.7647 | 12 | 17 | 28420.002 | 753870.2224 | 71866.7 | 71866.7 | 2052501.6089 | 1226764.6864
2080.7649 | 12 | 18 | 0 | 0 | 78475.7 | 78475.7 | 2159240.6368 | 2080764.9368
2067.9819 | 12 | 19 | 0 | 0 | 76880.3 | 76880.3 | 2144862.212 | 2067981.912
2026.1895 | 12 | 20 | 0 | 0 | 74695.2 | 74695.2 | 2100884.7386 | 2026189.5386
1984.8613 | 12 | 21 | 0 | 0 | 76690.1 | 76690.1 | 2061551.4243 | 1984861.3243
1946.9618 | 12 | 22 | 0 | 0 | 71417.3 | 71417.3 | 2018379.0523 | 1946961.7523
1869.4834 | 12 | 23 | 0 | 0 | 74869.4 | 74869.4 | 1944352.8023 | 1869483.4023
1780.9262 | 12 | 0 | 0 | 0 | 66673.6 | 66673.6 | 1847599.8031 | 1780926.2031
1703.0658 | 12 | 1 | 0 | 0 | 66407.9 | 66407.9 | 1769473.6955 | 1703065.7955
1637.8663 | 12 | 2 | 0 | 0 | 80340.5 | 80340.5 | 1718206.7619 | 1637866.2619
1599.15 | 12 | 3 | 0 | 0 | 66794.5 | 66794.5 | 1665944.5362 | 1599150.0362
1571.7167 | 12 | 4 | 0 | 0 | 65719.9 | 65719.9 | 1637436.5987 | 1571716.6987
1564.0292 | 12 | 5 | 0 | 0 | 80391 | 80391 | 1644420.2301 | 1564029.2301
1501.5166 | 12 | 6 | 0 | 0 | 91280.2 | 91280.2 | 1592796.7919 | 1501516.5919
441.0898 | 12 | 7 | 41932.46 | 1112302.2774 | 80404.6 | 80404.6 | 1633796.666 | 441089.7886
-596.3658 | 12 | 8 | 84621.248 | 2244666.9445 | 65636.9 | 65636.9 | 1713938.0236 | -596365.8209
-884.9415 | 12 | 9 | 97157.368 | 2577200.6148 | 88350.7 | 88350.7 | 1780609.8586 | -884941.4562
-973.6655 | 12 | 10 | 101987.376 | 2705321.6193 | 90621.9 | 90621.9 | 1822277.9694 | -973665.5499
-1019.0132 | 12 | 11 | 104760.624 | 2778884.9177 | 94174.7 | 94174.7 | 1854046.3926 | -1019013.2251
-1002.8191 | 12 | 12 | 104545.664 | 2773182.8793 | 92288.9 | 92288.9 | 1862652.7105 | -1002819.0688
-987.4741 | 12 | 13 | 103249.76 | 2738807.6728 | 93547 | 93547 | 1844880.5399 | -987474.1329
-940.8014 | 12 | 14 | 100731.88 | 2672018.2772 | 89527.1 | 89527.1 | 1820743.9637 | -940801.4135
-781.7382 | 12 | 15 | 94793.896 | 2514507.0526 | 93075.7 | 93075.7 | 1825844.5284 | -781738.2241
-334.1228 | 12 | 16 | 77691.752 | 2060854.829 | 98481.8 | 98481.8 | 1825213.8544 | -334122.7746
1196.68 | 12 | 17 | 22896.64 | 607357.2792 | 99603 | 99603 | 1903640.2974 | 1196680.0182
1947.982 | 12 | 18 | 0 | 0 | 99310.2 | 99310.2 | 2047292.1548 | 1947981.9548
1953.6015 | 12 | 19 | 0 | 0 | 96460.1 | 96460.1 | 2050061.6161 | 1953601.5161
1930.1681 | 12 | 20 | 0 | 0 | 88416.8 | 88416.8 | 2018584.8896 | 1930168.0896
1896.7729 | 12 | 21 | 0 | 0 | 94583.5 | 94583.5 | 1991356.3977 | 1896772.8977
1846.4147 | 12 | 22 | 0 | 0 | 98620.6 | 98620.6 | 1945035.3322 | 1846414.7322
1793.2622 | 12 | 23 | 0 | 0 | 100009 | 100009 | 1893271.183 | 1793262.183
1722.437 | 12 | 0 | 0 | 0 | 98984.8 | 98984.8 | 1821421.8275 | 1722437.0275
1641.3319 | 12 | 1 | 0 | 0 | 99483.8 | 99483.8 | 1740815.6876 | 1641331.8876
1577.4773 | 12 | 2 | 0 | 0 | 99153.6 | 99153.6 | 1676630.9388 | 1577477.3388
1533.8535 | 12 | 3 | 0 | 0 | 99239.9 | 99239.9 | 1633093.3742 | 1533853.4742
1510.1608 | 12 | 4 | 0 | 0 | 98916.2 | 98916.2 | 1609076.9569 | 1510160.7569
1498.673 | 12 | 5 | 0 | 0 | 97120.2 | 97120.2 | 1595793.2249 | 1498673.0249
1446.6817 | 12 | 6 | 0 | 0 | 83984.1 | 83984.1 | 1530665.786 | 1446681.686
425.388 | 12 | 7 | 39781.968 | 1055258.232 | 59783.1 | 59783.1 | 1540429.2968 | 425387.9648
-628.5559 | 12 | 8 | 83142.384 | 2205438.5331 | 33479.6 | 33479.6 | 1610362.1935 | -628555.9395
-944.6336 | 12 | 9 | 97254.68 | 2579781.9171 | 29559.2 | 29559.2 | 1664707.564 | -944633.5532
-1043.1033 | 12 | 10 | 102226.336 | 2711660.2828 | 25684.7 | 25684.7 | 1694241.729 | -1043103.2538
-1070.2019 | 12 | 11 | 104085.896 | 2760987.0531 | 24266.7 | 24266.7 | 1715051.8043 | -1070201.9488
-1055.1444 | 12 | 12 | 104427.968 | 2770060.87 | 14409.8 | 14409.8 | 1729326.3156 | -1055144.3544
-1028.0964 | 12 | 13 | 103037.424 | 2733175.2387 | 15855.4 | 15855.4 | 1720934.2354 | -1028096.4033
-957.3714 | 12 | 14 | 100011.64 | 2652913.1593 | 23424.9 | 23424.9 | 1718966.6633 | -957371.396
-786.2012 | 12 | 15 | 93201.608 | 2472269.9511 | 23933.1 | 23933.1 | 1710001.8116 | -786201.2395
1420.9267 | 12 | 16 | 9722.665 | 257903.8392 | 21851.2 | 21851.2 | 1700681.7188 | 1420926.6796
1755.7855 | 12 | 17 | 956.0882 | 25361.2373 | 23703.9 | 23703.9 | 1804850.5963 | 1755785.459
1975.2205 | 12 | 18 | 0 | 0 | 24307.2 | 24307.2 | 1999527.7379 | 1975220.5379
2043.2107 | 12 | 19 | 0 | 0 | 11335.3 | 11335.3 | 2054545.962 | 2043210.662
2060.6885 | 12 | 20 | 0 | 0 | 3142.13 | 3142.13 | 2063830.6259 | 2060688.4959
2055.3397 | 12 | 21 | 0 | 0 | 1492.52 | 1492.52 | 2056832.2443 | 2055339.7243
2005.4058 | 12 | 22 | 0 | 0 | 4504.41 | 4504.41 | 2009910.1923 | 2005405.7823
1869.4533 | 12 | 23 | 0 | 0 | 49708.1 | 49708.1 | 1919161.4221 | 1869453.3221
1696.9825 | 12 | 0 | 0 | 0 | 61117.6 | 61117.6 | 1758100.0884 | 1696982.4884
1654.0059 | 12 | 1 | 0 | 0 | 28918.6 | 28918.6 | 1682924.5379 | 1654005.9379
1598.0286 | 12 | 2 | 0 | 0 | 26282.9 | 26282.9 | 1624311.5202 | 1598028.6202
1584.5802 | 12 | 3 | 0 | 0 | 30689.6 | 30689.6 | 1615269.7779 | 1584580.1779
1586.9499 | 12 | 4 | 0 | 0 | 28198.2 | 28198.2 | 1615148.0944 | 1586949.8944
1664.3586 | 12 | 5 | 0 | 0 | 23023.9 | 23023.9 | 1687382.5103 | 1664358.6103
1727.6088 | 12 | 6 | 0 | 0 | 15163.3 | 15163.3 | 1742772.1313 | 1727608.8313
707.4465 | 12 | 7 | 40448.632 | 1072942.1906 | 15396 | 15396 | 1795784.6861 | 707446.4955
-309.2317 | 12 | 8 | 83227.568 | 2207698.1276 | 16399 | 16399 | 1914865.4083 | -309231.7193
-584.0058 | 12 | 9 | 97149.352 | 2576987.982 | 13201.6 | 13201.6 | 2006183.7642 | -584005.8178
-624.6578 | 12 | 10 | 101201.832 | 2684484.2446 | 8190.94 | 8190.94 | 2068017.4001 | -624657.7845
-619.4408 | 12 | 11 | 103069.912 | 2734037.0168 | 3278.09 | 3278.09 | 2117874.3155 | -619440.7914
-609.5737 | 12 | 12 | 103571.784 | 2747349.6956 | 0 | 0 | 2137775.9505 | -609573.7451
-575.8214 | 12 | 13 | 102310.936 | 2713904.3861 | 0 | 0 | 2138082.9812 | -575821.4049
-531.1458 | 12 | 14 | 100276.848 | 2659948.0784 | 0 | 0 | 2128802.2592 | -531145.8192
-388.8495 | 12 | 15 | 93379.728 | 2476994.77 | 0 | 0 | 2088145.3113 | -388849.4588
40.3358 | 12 | 16 | 75683.824 | 2007592.4426 | 3928.21 | 3928.21 | 2051856.4036 | 40335.751
1337.7333 | 12 | 17 | 27115.966 | 719279.3062 | 10299.7 | 10299.7 | 2067312.338 | 1337733.3318
2192.4989 | 12 | 18 | 0 | 0 | 10534.8 | 10534.8 | 2203033.653 | 2192498.853
2234.983 | 12 | 19 | 0 | 0 | 17288.5 | 17288.5 | 2252271.5329 | 2234983.0329
2198.9071 | 12 | 20 | 0 | 0 | 25691.8 | 25691.8 | 2224598.8701 | 2198907.0701
2175.627 | 12 | 21 | 0 | 0 | 6839.15 | 6839.15 | 2182466.1151 | 2175626.9651
2083.9373 | 12 | 22 | 0 | 0 | 4967.33 | 4967.33 | 2088904.6778 | 2083937.3478
1965.4397 | 12 | 23 | 0 | 0 | 2915.92 | 2915.92 | 1968355.5794 | 1965439.6594
1873.8453 | 12 | 0 | 0 | 0 | 1969.44 | 1969.44 | 1875814.776 | 1873845.336
1799.5697 | 12 | 1 | 0 | 0 | 0 | 0 | 1799569.7013 | 1799569.7013
1736.19 | 12 | 2 | 0 | 0 | 135.873 | 135.873 | 1736325.8272 | 1736189.9542
1681.2267 | 12 | 3 | 0 | 0 | 2294.79 | 2294.79 | 1683521.5075 | 1681226.7175
1680.1061 | 12 | 4 | 0 | 0 | 4212.68 | 4212.68 | 1684318.8021 | 1680106.1221
1735.3092 | 12 | 5 | 0 | 0 | 17889.2 | 17889.2 | 1753198.4189 | 1735309.2189
1773.2664 | 12 | 6 | 0 | 0 | 17547.1 | 17547.1 | 1790813.452 | 1773266.352
943.1183 | 12 | 7 | 32743.154 | 868546.3424 | 7067.27 | 7067.27 | 1818731.9021 | 943118.2896
-172.531 | 12 | 8 | 78903.96 | 2093009.9117 | 1146.74 | 1146.74 | 1921625.6761 | -172530.9756
-491.1569 | 12 | 9 | 93979.584 | 2492906.5767 | 0 | 0 | 2001749.6609 | -491156.9158
-591.2083 | 12 | 10 | 99778.776 | 2646736.1986 | 1847.67 | 1847.67 | 2057375.5815 | -591208.2871
-645.8773 | 12 | 11 | 102475.856 | 2718279.0613 | 4597.05 | 4597.05 | 2076998.7884 | -645877.3229
-654.5293 | 12 | 12 | 102822.624 | 2727477.4445 | 14471.3 | 14471.3 | 2087419.4092 | -654529.3352
-655.7477 | 12 | 13 | 102461.4 | 2717895.6008 | 19355.6 | 19355.6 | 2081503.4846 | -655747.7162
-612.0925 | 12 | 14 | 100067.416 | 2654392.6759 | 36391.3 | 36391.3 | 2078691.4633 | -612092.5127
-475.533 | 12 | 15 | 92695.616 | 2458847.9851 | 79342.4 | 79342.4 | 2062657.3668 | -475533.0183
1241.1004 | 12 | 16 | 26537.194 | 703926.7747 | 82025 | 82025 | 2027052.197 | 1241100.4223
1940.4978 | 12 | 17 | 2216.7765 | 58802.3109 | 53138.3 | 53138.3 | 2052438.4214 | 1940497.8105
2138.5422 | 12 | 18 | 0 | 0 | 39568.1 | 39568.1 | 2178110.3325 | 2138542.2325
2143.9249 | 12 | 19 | 0 | 0 | 65291.7 | 65291.7 | 2209216.6471 | 2143924.9471
2085.7327 | 12 | 20 | 0 | 0 | 86736.1 | 86736.1 | 2172468.8168 | 2085732.7168
2032.7681 | 12 | 21 | 0 | 0 | 91727.3 | 91727.3 | 2124495.3686 | 2032768.0686
1963.9816 | 12 | 22 | 0 | 0 | 91958.2 | 91958.2 | 2055939.7604 | 1963981.5604
1854.7028 | 12 | 23 | 0 | 0 | 86919.9 | 86919.9 | 1941622.7223 | 1854702.8223
1731.4268 | 12 | 0 | 0 | 0 | 87522.2 | 87522.2 | 1818949.0245 | 1731426.8245
1665.7594 | 12 | 1 | 0 | 0 | 69158.6 | 69158.6 | 1734917.9801 | 1665759.3801
1606.5382 | 12 | 2 | 0 | 0 | 64129.8 | 64129.8 | 1670667.9875 | 1606538.1875
1619.5838 | 12 | 3 | 0 | 0 | 59012 | 59012 | 1678595.7539 | 1619583.7539
1625.9098 | 12 | 4 | 0 | 0 | 53712.8 | 53712.8 | 1679622.5682 | 1625909.7682
1706.4844 | 12 | 5 | 0 | 0 | 41654.6 | 41654.6 | 1748138.9753 | 1706484.3753
1745.0832 | 12 | 6 | 0 | 0 | 26414.2 | 26414.2 | 1771497.3606 | 1745083.1606
1614.0614 | 12 | 7 | 5071.602 | 134529.5376 | 28802.8 | 28802.8 | 1777393.7639 | 1614061.4262
1153.666 | 12 | 8 | 26646.332 | 706821.774 | 31254.3 | 31254.3 | 1891742.1222 | 1153666.0482
943.8078 | 12 | 9 | 38269.248 | 1015131.7548 | 36296.1 | 36296.1 | 1995235.6814 | 943807.8265
758.7629 | 12 | 10 | 47604.5 | 1262759.0598 | 33886.3 | 33886.3 | 2055408.2412 | 758762.8814
526.9759 | 12 | 11 | 56177.144 | 1490157.3914 | 44242.3 | 44242.3 | 2061375.5875 | 526975.8961
-759.996 | 12 | 12 | 104146.776 | 2762601.9586 | 66072.7 | 66072.7 | 2068678.6247 | -759996.0339
-731.1722 | 12 | 13 | 102528.104 | 2719664.994 | 91427.4 | 91427.4 | 2079920.1572 | -731172.2368
-658.4036 | 12 | 14 | 99184.816 | 2630980.7895 | 97651.8 | 97651.8 | 2070229.0336 | -658403.556
-489.1351 | 12 | 15 | 92305.544 | 2448500.918 | 98502.7 | 98502.7 | 2057868.5249 | -489135.0931
-11.5749 | 12 | 16 | 73121.904 | 1939634.8401 | 97466.3 | 97466.3 | 2025526.2786 | -11574.8615
1304.4484 | 12 | 17 | 24978.446 | 662579.3567 | 96390.3 | 96390.3 | 2063418.0529 | 1304448.3962
2086.4447 | 12 | 18 | 0 | 0 | 94895.7 | 94895.7 | 2181340.4439 | 2086444.7439
2117.9933 | 12 | 19 | 0 | 0 | 89087.8 | 89087.8 | 2207081.0624 | 2117993.2624
2111.1814 | 12 | 20 | 0 | 0 | 75532.1 | 75532.1 | 2186713.4998 | 2111181.3998
2058.7003 | 12 | 21 | 0 | 0 | 94316 | 94316 | 2153016.3021 | 2058700.3021
1985.5613 | 12 | 22 | 0 | 0 | 84707.5 | 84707.5 | 2070268.7642 | 1985561.2642
1860.2188 | 12 | 23 | 0 | 0 | 89836.4 | 89836.4 | 1950055.1967 | 1860218.7967
1697.9164 | 12 | 0 | 0 | 0 | 77457.5 | 77457.5 | 1775373.8687 | 1697916.3687
1622.9142 | 12 | 1 | 0 | 0 | 86628.3 | 86628.3 | 1709542.4763 | 1622914.1763
1581.8183 | 12 | 2 | 0 | 0 | 67134.6 | 67134.6 | 1648952.8847 | 1581818.2847
1568.2882 | 12 | 3 | 0 | 0 | 40748.3 | 40748.3 | 1609036.5216 | 1568288.2216
1578.5455 | 12 | 4 | 0 | 0 | 35775.1 | 35775.1 | 1614320.5712 | 1578545.4712
1624.3385 | 12 | 5 | 0 | 0 | 34186.6 | 34186.6 | 1658525.0969 | 1624338.4969
1634.3308 | 12 | 6 | 0 | 0 | 42948.6 | 42948.6 | 1677279.4404 | 1634330.8404
858.2622 | 12 | 7 | 30207.012 | 801272.5283 | 29088.9 | 29088.9 | 1688623.6284 | 858262.2002
1587.1905 | 12 | 8 | 7216.715 | 191430.8993 | 19136.1 | 19136.1 | 1797757.4885 | 1587190.4892
-696.8116 | 12 | 9 | 95661.512 | 2537521.4727 | 32145.3 | 32145.3 | 1872855.1449 | -696811.6278
-775.5478 | 12 | 10 | 100958.648 | 2678033.5351 | 31865 | 31865 | 1934350.7661 | -775547.769
-819.3306 | 12 | 11 | 104637.136 | 2775609.2695 | 27017.8 | 27017.8 | 1983296.424 | -819330.6456
-819.8519 | 12 | 12 | 105043.792 | 2786396.2445 | 27905.6 | 27905.6 | 1994449.9208 | -819851.9237
-811.542 | 12 | 13 | 104237.64 | 2765012.2211 | 39765.8 | 39765.8 | 1993236.0051 | -811542.016
-784.8346 | 12 | 14 | 102384.296 | 2715850.3367 | 61015.2 | 61015.2 | 1992030.9264 | -784834.6102
-562.0029 | 12 | 15 | 94335.872 | 2502357.4878 | 45336.4 | 45336.4 | 1985691.0174 | -562002.8705
-93.6657 | 12 | 16 | 76088.088 | 2018315.9672 | 35918.5 | 35918.5 | 1960568.7277 | -93665.7396
1306.229 | 12 | 17 | 23793.046 | 631135.3842 | 54227.9 | 54227.9 | 1991592.2568 | 1306228.9726
2023.5615 | 12 | 18 | 0 | 0 | 93661.7 | 93661.7 | 2117223.2401 | 2023561.5401
2074.6384 | 12 | 19 | 0 | 0 | 90423.9 | 90423.9 | 2165062.3227 | 2074638.4227
2059.3342 | 12 | 20 | 0 | 0 | 84152.8 | 84152.8 | 2143487.0143 | 2059334.2143
2053.2705 | 12 | 21 | 0 | 0 | 58638.9 | 58638.9 | 2111909.4347 | 2053270.5347
1961.9432 | 12 | 22 | 0 | 0 | 75317.6 | 75317.6 | 2037260.8224 | 1961943.2224
1862.8425 | 12 | 23 | 0 | 0 | 59537.2 | 59537.2 | 1922379.7191 | 1862842.5191
1576.7198 | 12 | 0 | 0 | 0 | 52301.1 | 52301.1 | 1629020.936 | 1576719.836
1529.2072 | 12 | 1 | 0 | 0 | 39628.6 | 39628.6 | 1568835.8484 | 1529207.2484
1489.3351 | 12 | 2 | 0 | 0 | 30268 | 30268 | 1519603.0913 | 1489335.0913
1463.941 | 12 | 3 | 0 | 0 | 39658.5 | 39658.5 | 1503599.5231 | 1463941.0231
1455.887 | 12 | 4 | 0 | 0 | 44164.5 | 44164.5 | 1500051.4501 | 1455886.9501
1508.2389 | 12 | 5 | 0 | 0 | 41939.3 | 41939.3 | 1550178.2157 | 1508238.9157
1532.247 | 12 | 6 | 0 | 0 | 29919.5 | 29919.5 | 1562166.5219 | 1532247.0219
916.2968 | 12 | 7 | 28270.092 | 749893.7032 | 16790.5 | 16790.5 | 1682980.9936 | 916296.7904
-142.9649 | 12 | 8 | 74518.816 | 1976689.3892 | 7837.6 | 7837.6 | 1841562.1372 | -142964.852
-549.1005 | 12 | 9 | 93592.048 | 2482626.7797 | 5020.9 | 5020.9 | 1938547.1528 | -549100.5269
-655.9656 | 12 | 10 | 100169.904 | 2657111.2771 | 2734.37 | 2734.37 | 2003880.0459 | -655965.6012
-754.9231 | 12 | 11 | 104504.872 | 2772100.8289 | 0 | 0 | 2017177.776 | -754923.0528
-745.9662 | 12 | 12 | 104267.864 | 2765813.9442 | 0 | 0 | 2019847.7606 | -745966.1836
-735.817 | 12 | 13 | 103622.792 | 2748702.736 | 0 | 0 | 2012885.7371 | -735816.9989
-685.9298 | 12 | 14 | 101137.016 | 2682764.9326 | 0 | 0 | 1996835.1638 | -685929.7687
-527.4899 | 12 | 15 | 94301.552 | 2501447.114 | 0 | 0 | 1973957.2488 | -527489.8652
-41.0479 | 12 | 16 | 74383.16 | 1973090.9722 | 0 | 0 | 1932043.0847 | -41047.8875
1254.2516 | 12 | 17 | 25740.67 | 682798.144 | 9279.97 | 9279.97 | 1946329.6818 | 1254251.5678
1972.9912 | 12 | 18 | 0 | 0 | 11659.8 | 11659.8 | 1984651.002 | 1972991.202
1941.7699 | 12 | 19 | 0 | 0 | 15581.4 | 15581.4 | 1957351.2973 | 1941769.8973
1880.5916 | 12 | 20 | 0 | 0 | 20523.6 | 20523.6 | 1901115.187 | 1880591.587
1827.6717 | 12 | 21 | 0 | 0 | 34151.6 | 34151.6 | 1861823.3161 | 1827671.7161
1767.5515 | 12 | 22 | 0 | 0 | 49063.1 | 49063.1 | 1816614.5871 | 1767551.4871
1699.9155 | 12 | 23 | 0 | 0 | 52098 | 52098 | 1752013.4575 | 1699915.4575
1609.0132 | 12 | 0 | 0 | 0 | 62522.2 | 62522.2 | 1671535.4028 | 1609013.2028
1525.9361 | 12 | 1 | 0 | 0 | 70233.5 | 70233.5 | 1596169.6132 | 1525936.1132
1479.8429 | 12 | 2 | 0 | 0 | 65920.4 | 65920.4 | 1545763.3096 | 1479842.9096
1436.0595 | 12 | 3 | 0 | 0 | 78803.1 | 78803.1 | 1514862.5521 | 1436059.4521
1426.2786 | 12 | 4 | 0 | 0 | 70011.6 | 70011.6 | 1496290.1933 | 1426278.5933
1426.7833 | 12 | 5 | 0 | 0 | 72094.8 | 72094.8 | 1498878.1207 | 1426783.3207
1374.09 | 12 | 6 | 0 | 0 | 82110 | 82110 | 1456200.0182 | 1374090.0182
412.2212 | 12 | 7 | 38267.092 | 1015074.5647 | 77746.4 | 77746.4 | 1505042.1611 | 412221.1964
-677.3532 | 12 | 8 | 83505.672 | 2215075.1265 | 72622.6 | 72622.6 | 1610344.5133 | -677353.2132
-981.9623 | 12 | 9 | 98379.088 | 2609608.0132 | 81770.9 | 81770.9 | 1709416.6335 | -981962.2797
-1053.61 | 12 | 10 | 103493.76 | 2745280.0275 | 77111.7 | 77111.7 | 1768781.7597 | -1053609.9678
-1070.5377 | 12 | 11 | 105812.144 | 2806777.5834 | 62769.4 | 62769.4 | 1799009.2867 | -1070537.6967
-1095.3556 | 12 | 12 | 106496.704 | 2824936.2521 | 72138.6 | 72138.6 | 1801719.2443 | -1095355.6078
-1064.8773 | 12 | 13 | 105303.184 | 2793276.8881 | 51354.6 | 51354.6 | 1779754.1531 | -1064877.335
-1037.3548 | 12 | 14 | 103280.328 | 2739618.5209 | 53292.9 | 53292.9 | 1755556.6106 | -1037354.8103
-857.8032 | 12 | 15 | 96045.144 | 2547697.712 | 57895.8 | 57895.8 | 1747790.347 | -857803.1651
-358.3121 | 12 | 16 | 76596.864 | 2031811.7818 | 68260.8 | 68260.8 | 1741760.5179 | -358312.0639
933.1565 | 12 | 17 | 29716.322 | 788256.4637 | 79268.2 | 79268.2 | 1800681.1166 | 933156.4529
1834.9379 | 12 | 18 | 0 | 0 | 58364.8 | 58364.8 | 1893302.6537 | 1834937.8537
1839.3348 | 12 | 19 | 0 | 0 | 71360.2 | 71360.2 | 1910694.9976 | 1839334.7976
1781.0481 | 12 | 20 | 0 | 0 | 83806.2 | 83806.2 | 1864854.3185 | 1781048.1185
1783.3697 | 12 | 21 | 0 | 0 | 55756.9 | 55756.9 | 1839126.5888 | 1783369.6888
1759.9454 | 12 | 22 | 0 | 0 | 42299.3 | 42299.3 | 1802244.7434 | 1759945.4434
1707.3801 | 12 | 23 | 0 | 0 | 42130.6 | 42130.6 | 1749510.688 | 1707380.088

## Forecast__Peak Demand-Annual
SELECT YEAR (from Dashboard): | FY 2027
SELECT FORECAST (from Dashboard): | BAU - Medium Demand
Peak Net Gross Electricity Demand (MW): | 2482.8206
Total Gross Electricity Demand at Hour of Peak Net Gross Electricity Demand (MW): | 2482.8206
Gross Residential Electricity Demand at System Peak (MW): | 1057.1362
Gross Commercial Electricity Demand at System Peak (MW): | 1035.3632
Gross Industrial Electricity Demand at System Peak (MW): | 294.0476
Gross Public Lighting Electricity Demand at System Peak (MW): | 87.6396
Gross Agriculture Electricity Demand at System Peak (MW): | 1.7891
Gross Other Electricity Demand at System Peak (MW): | 6.8448
System Peak Month: | 6
System Peak Hour: | 20
Total Demand Response Resources Available at System Peak (MW): | 43.2338
Residential Demand Response Resources Available at System Peak (MW): | 0.64063
Commercial Demand Response Resources Available at System Peak (MW): | 0.59319
Total Industrial Demand Response Resources Available at System Peak (MW): | 42
Readily Available Industrial Demand Response Resource Available at System Peak (MW): | 10.5
Emergency Only Industrial Demand Response Resource Available at System Peak (MW): | 31.5
Reduction in Peak Net Gross Demand Possible due to Total DR Resouce Available (MW): | 51.6366
Reduction in Residential Gross Demand Possible at System Peak due to Residential DR Resouce Available (MW): | 0.76514
Reduction in Commercial Gross Demand Possible at System Peak due to Commercial DR Resouce Available (MW): | 0.70848
Reduction in Industrial Gross Demand Possible at System Peak due to Total Industrial DR Resouce Available (MW): | 50.163
Reduction in Industrial Gross Demand Possible at System Peak due to Readily Available Industrial DR Resouce Available (MW): | 12.5407
Reduction in Industrial Gross Demand Possible at System Peak due to Emergency Only Industrial DR Resouce Available (MW): | 37.6222

## Forecast__DR Resource-Annual (hidden)
Selected FY | FY 2027
DR Measure Adoption Curve | S-curve
Hour of Day | Hour of Year | Total DR Resource Available (MW) | Net Gross Demand with DR (MW) | Hour of Day | 0 | 1 | 2 | 3 | 4 | 5 | 6 | 7 | 8 | 9 | 10 | 11 | 12 | 13 | 14 | 15 | 16 | 17 | 18 | 19 | 20 | 21 | 22 | 23 | Ordered Net Gross Demand (MW) |  |  | Ordered Net Gross Demand after DR (MW) |  |  | Ordered Net Gross Demand after DR (MW): For # of Hours Selected on Dashboard
0 | 0 | 42.7471 | 1625.1787 | Residential DR Resource Available (MW) | 0.26263 | 0.26263 | 0.21996 | 0.18976 | 0.16986 | 0.1589 | 0.15765 | 0.16901 | 0.19792 | 0.24828 | 0.32055 | 0.4123 | 0.51705 | 0.62483 | 0.72395 | 0.80259 | 0.8482 | 0.85046 | 0.80869 | 0.73342 | 0.64063 | 0.5448 | 0.4569 | 0.38459 |  | 1 | #NAME? |  | 1 | #NAME? |  | 1 | 2439.5868 | #NAME?
1 | 1 | 42.7471 | 1562.487 | Commercial DR Resource Available (MW) | 0.48451 | 0.48451 | 0.4891 | 0.48174 | 0.47774 | 0.49831 | 0.56062 | 0.65964 | 0.76085 | 0.82582 | 0.84788 | 0.861 | 0.87371 | 0.88293 | 0.88307 | 0.88012 | 0.86849 | 0.84156 | 0.77333 | 0.68042 | 0.59319 | 0.53207 | 0.5042 | 0.50169 |  | 2 | #NAME? |  | 2 | #NAME? |  | 2 | 2437.2655 | #NAME?
2 | 2 | 42.7091 | 1509.6681 | Total Industrial DR Resource Available (MW) | 42 | 42 | 42 | 42 | 42 | 42 | 42 | 42 | 42 | 42 | 42 | 42 | 42 | 42 | 42 | 42 | 42 | 42 | 42 | 42 | 42 | 42 | 42 | 42 |  | 3 | #NAME? |  | 3 | #NAME? |  | 3 | 2435.9759 | #NAME?
3 | 3 | 42.6715 | 1480.8231 | Readily Available Industrial DR Resource Available (MW) | 10.5 | 10.5 | 10.5 | 10.5 | 10.5 | 10.5 | 10.5 | 10.5 | 10.5 | 10.5 | 10.5 | 10.5 | 10.5 | 10.5 | 10.5 | 10.5 | 10.5 | 10.5 | 10.5 | 10.5 | 10.5 | 10.5 | 10.5 | 10.5 |  | 4 | #NAME? |  | 4 | #NAME? |  | 4 | 2435.8599 | #NAME?
4 | 4 | 42.6476 | 1453.3775 | Emergency Only Industrial DR Resource Available (MW) | 31.5 | 31.5 | 31.5 | 31.5 | 31.5 | 31.5 | 31.5 | 31.5 | 31.5 | 31.5 | 31.5 | 31.5 | 31.5 | 31.5 | 31.5 | 31.5 | 31.5 | 31.5 | 31.5 | 31.5 | 31.5 | 31.5 | 31.5 | 31.5 |  | 5 | #NAME? |  | 5 | #NAME? |  | 5 | 2434.8253 | #NAME?
5 | 5 | 42.6572 | 1367.4953 | Total DR Resource Available (MW) | 42.7471 | 42.7471 | 42.7091 | 42.6715 | 42.6476 | 42.6572 | 42.7183 | 42.8286 | 42.9588 | 43.0741 | 43.1684 | 43.2733 | 43.3908 | 43.5078 | 43.607 | 43.6827 | 43.7167 | 43.692 | 43.582 | 43.4138 | 43.2338 | 43.0769 | 42.9611 | 42.8863 |  | 6 | #NAME? |  | 6 | #NAME? |  | 6 | 2431.1011 | #NAME?
6 | 6 | 42.7183 | 1311.6802 | [26 empty] | 7 | #NAME? |  | 7 | #NAME? |  | 7 | 2426.997 | #NAME?
7 | 7 | 42.8286 | 421.6502 | Adoption Profiles | [25 empty] | 8 | #NAME? |  | 8 | #NAME? |  | 8 | 2426.8529 | #NAME?
8 | 8 | 42.9588 | 0 | [26 empty] | 9 | #NAME? |  | 9 | #NAME? |  | 9 | 2425.0365 | #NAME?
9 | 9 | 43.0741 | 0 | Straight-line | FY 2023 | FY 2024 | FY 2025 | FY 2026 | FY 2027 | FY 2028 | FY 2029 | FY 2030 | FY 2031 | FY 2032 | FY 2033 | FY 2034 | FY 2035 | FY 2036 | FY 2037 | FY 2038 | FY 2039 | FY 2040 | [7 empty] | 10 | #NAME? |  | 10 | #NAME? |  | 10 | 2422.7498 | #NAME?
10 | 10 | 43.1684 | 897.5634 |  | 5.556% | 11.11% | 16.67% | 22.22% | 27.78% | 33.33% | 38.89% | 44.44% | 50% | 55.56% | 61.11% | 66.67% | 72.22% | 77.78% | 83.33% | 88.89% | 94.44% | 100% | [7 empty] | 11 | #NAME? |  | 11 | #NAME? |  | 11 | 2420.3797 | #NAME?
11 | 11 | 43.2733 | 0 | [26 empty] | 12 | #NAME? |  | 12 | #NAME? |  | 12 | 2420.0866 | #NAME?
12 | 12 | 43.3908 | 0 | S-curve | FY 2023 | FY 2024 | FY 2025 | FY 2026 | FY 2027 | FY 2028 | FY 2029 | FY 2030 | FY 2031 | FY 2032 | FY 2033 | FY 2034 | FY 2035 | FY 2036 | FY 2037 | FY 2038 | FY 2039 | FY 2040 | [7 empty] | 13 | #NAME? |  | 13 | #NAME? |  | 13 | 2419.3476 | #NAME?
13 | 13 | 43.5078 | 0 |  | 3% | 6% | 10% | 15% | 21% | 28% | 36% | 45% | 55% | 64% | 72% | 79% | 85% | 90% | 94% | 97% | 99% | 100% | [7 empty] | 14 | #NAME? |  | 14 | #NAME? |  | 14 | 2415.9709 | #NAME?
14 | 14 | 43.607 | 0 | [26 empty] | 15 | #NAME? |  | 15 | #NAME? |  | 15 | 2414.4677 | #NAME?
15 | 15 | 43.6827 | 0 | Logarithmic | FY 2023 | FY 2024 | FY 2025 | FY 2026 | FY 2027 | FY 2028 | FY 2029 | FY 2030 | FY 2031 | FY 2032 | FY 2033 | FY 2034 | FY 2035 | FY 2036 | FY 2037 | FY 2038 | FY 2039 | FY 2040 | [7 empty] | 16 | #NAME? |  | 16 | #NAME? |  | 16 | 2412.7372 | #NAME?
16 | 16 | 43.7167 | 0 |  | 23.54% | 37.31% | 47.08% | 54.66% | 60.85% | 66.09% | 70.62% | 74.62% | 78.2% | 81.44% | 84.39% | 87.11% | 89.63% | 91.97% | 94.16% | 96.22% | 98.16% | 100% | [7 empty] | 17 | #NAME? |  | 17 | #NAME? |  | 17 | 2412.4821 | #NAME?
17 | 17 | 43.692 | 821.1198 | [26 empty] | 18 | #NAME? |  | 18 | #NAME? |  | 18 | 2409.5461 | #NAME?
18 | 18 | 43.582 | 1746.8705 | [26 empty] | 19 | #NAME? |  | 19 | #NAME? |  | 19 | 2408.8004 | #NAME?
19 | 19 | 43.4138 | 1781.849 |  | FY 2023: Total DR Resource Available Per Hour of Day | [7 empty] | 20 | #NAME? |  | 20 | #NAME? |  | 20 | 2407.2322 | #NAME?
20 | 20 | 43.2338 | 1779.2195 |  | FY 2024: 42.7471; FY 2025: 0 | [7 empty] | 21 | #NAME? |  | 21 | #NAME? |  | 21 | 2450.1933 | #NAME?
21 | 21 | 43.0769 | 1762.584 |  | FY 2024: 42.7471; FY 2025: 1 | [7 empty] | 22 | #NAME? |  | 22 | #NAME? |  | 22 | 2444.9315 | #NAME?
22 | 22 | 42.9611 | 1744.3934 |  | FY 2024: 42.7091; FY 2025: 2 | [7 empty] | 23 | #NAME? |  | 23 | #NAME? |  | 23 | 2444.2195 | #NAME?
23 | 23 | 42.8863 | 1638.0908 |  | FY 2024: 42.6715; FY 2025: 3 | [7 empty] | 24 | #NAME? |  | 24 | #NAME? |  | 24 | 2443.9097 | #NAME?
0 | 24 | 42.7471 | 1567.4807 |  | FY 2024: 42.6476; FY 2025: 4 | [7 empty] | 25 | #NAME? |  | 25 | #NAME? |  | 25 | 2441.9461 | #NAME?
1 | 25 | 42.7471 | 1473.9264 |  | FY 2024: 42.6572; FY 2025: 5 | [7 empty] | 26 | #NAME? |  | 26 | #NAME? |  | 26 | 2441.2776 | #NAME?
2 | 26 | 42.7091 | 1415.4461 |  | FY 2024: 42.7183; FY 2025: 6 | [7 empty] | 27 | #NAME? |  | 27 | #NAME? |  | 27 | 2438.6079 | #NAME?
3 | 27 | 42.6715 | 1387.4906 |  | FY 2024: 42.8286; FY 2025: 7 | [7 empty] | 28 | #NAME? |  | 28 | #NAME? |  | 28 | 2436.5359 | #NAME?
4 | 28 | 42.6476 | 1395.458 |  | FY 2024: 42.9588; FY 2025: 8 | [7 empty] | 29 | #NAME? |  | 29 | #NAME? |  | 29 | 2435.9515 | #NAME?
5 | 29 | 42.6572 | 1434.7036 |  | FY 2024: 43.0741; FY 2025: 9 | [7 empty] | 30 | #NAME? |  | 30 | #NAME? |  | 30 | 2435.3999 | #NAME?
6 | 30 | 42.7183 | 1431.883 |  | FY 2024: 43.1684; FY 2025: 10 | [7 empty] | 31 | #NAME? |  | 31 | #NAME? |  | 31 | 2434.463 | #NAME?
7 | 31 | 42.8286 | 567.7348 |  | FY 2024: 43.2733; FY 2025: 11 | [7 empty] | 32 | #NAME? |  | 32 | #NAME? |  | 32 | 2433.0721 | #NAME?
8 | 32 | 42.9588 | 0 |  | FY 2024: 43.3908; FY 2025: 12 | [7 empty] | 33 | #NAME? |  | 33 | #NAME? |  | 33 | 2431.699 | #NAME?
9 | 33 | 43.0741 | 0 |  | FY 2024: 43.5078; FY 2025: 13 | [7 empty] | 34 | #NAME? |  | 34 | #NAME? |  | 34 | 2430.4442 | #NAME?
10 | 34 | 43.1684 | 0 |  | FY 2024: 43.607; FY 2025: 14 | [7 empty] | 35 | #NAME? |  | 35 | #NAME? |  | 35 | 2429.8357 | #NAME?
11 | 35 | 43.2733 | 0 |  | FY 2024: 43.6827; FY 2025: 15 | [7 empty] | 36 | #NAME? |  | 36 | #NAME? |  | 36 | 2429.2731 | #NAME?
12 | 36 | 43.3908 | 0 |  | FY 2024: 43.7167; FY 2025: 16 | [7 empty] | 37 | #NAME? |  | 37 | #NAME? |  | 37 | 2428.2689 | #NAME?
13 | 37 | 43.5078 | 0 |  | FY 2024: 43.692; FY 2025: 17 | [7 empty] | 38 | #NAME? |  | 38 | #NAME? |  | 38 | 2428.0901 | #NAME?
14 | 38 | 43.607 | 0 |  | FY 2024: 43.582; FY 2025: 18 | [7 empty] | 39 | #NAME? |  | 39 | #NAME? |  | 39 | 2427.2261 | #NAME?
15 | 39 | 43.6827 | 0 |  | FY 2024: 43.4138; FY 2025: 19 | [7 empty] | 40 | #NAME? |  | 40 | #NAME? |  | 40 | 2427.0362 | #NAME?
16 | 40 | 43.7167 | 0 |  | FY 2024: 43.2338; FY 2025: 20 | [7 empty] | 41 | #NAME? |  | 41 | #NAME? |  | 41 | 2425.9414 | #NAME?
17 | 41 | 43.692 | 1066.5356 |  | FY 2024: 43.0769; FY 2025: 21 | [7 empty] | 42 | #NAME? |  | 42 | #NAME? |  | 42 | 2425.2271 | #NAME?
18 | 42 | 43.582 | 2018.8193 |  | FY 2024: 42.9611; FY 2025: 22 | [7 empty] | 43 | #NAME? |  | 43 | #NAME? |  | 43 | 2422.7289 | #NAME?
19 | 43 | 43.4138 | 2015.5508 |  | FY 2024: 42.8863; FY 2025: 23 | [7 empty] | 44 | #NAME? |  | 44 | #NAME? |  | 44 | 2421.8668 | #NAME?
20 | 44 | 43.2338 | 1960.2743 | [26 empty] | 45 | #NAME? |  | 45 | #NAME? |  | 45 | 2421.535 | #NAME?
21 | 45 | 43.0769 | 1952.1312 | [26 empty] | 46 | #NAME? |  | 46 | #NAME? |  | 46 | 2420.6263 | #NAME?
22 | 46 | 42.9611 | 1885.5384 | [26 empty] | 47 | #NAME? |  | 47 | #NAME? |  | 47 | 2418.7418 | #NAME?
23 | 47 | 42.8863 | 1770.0877 | [26 empty] | 48 | #NAME? |  | 48 | #NAME? |  | 48 | 2413.7656 | #NAME?
0 | 48 | 42.7471 | 1677.1762 | [26 empty] | 49 | #NAME? |  | 49 | #NAME? |  | 49 | 2411.8202 | #NAME?
1 | 49 | 42.7471 | 1599.151 | [26 empty] | 50 | #NAME? |  | 50 | #NAME? |  | 50 | 2409.2848 | #NAME?
2 | 50 | 42.7091 | 1536.9429 | [26 empty] | 51 | #NAME? |  | 51 | #NAME? |  | 51 | 2408.4488 | #NAME?
3 | 51 | 42.6715 | 1523.6473 | [26 empty] | 52 | #NAME? |  | 52 | #NAME? |  | 52 | 2408.0381 | #NAME?
4 | 52 | 42.6476 | 1531.9519 | [26 empty] | 53 | #NAME? |  | 53 | #NAME? |  | 53 | 2407.7618 | #NAME?
5 | 53 | 42.6572 | 1659.7681 | [26 empty] | 54 | #NAME? |  | 54 | #NAME? |  | 54 | 2407.3165 | #NAME?
6 | 54 | 42.7183 | 1674.1006 | [26 empty] | 55 | #NAME? |  | 55 | #NAME? |  | 55 | 2407.0453 | #NAME?
7 | 55 | 42.8286 | 1722.153 | [26 empty] | 56 | #NAME? |  | 56 | #NAME? |  | 56 | 2406.4707 | #NAME?
8 | 56 | 42.9588 | 1724.6602 | [26 empty] | 57 | #NAME? |  | 57 | #NAME? |  | 57 | 2405.4204 | #NAME?
9 | 57 | 43.0741 | 1810.8994 | [26 empty] | 58 | #NAME? |  | 58 | #NAME? |  | 58 | 2405.2907 | #NAME?
10 | 58 | 43.1684 | 1438.5877 | [26 empty] | 59 | #NAME? |  | 59 | #NAME? |  | 59 | 2404.5641 | #NAME?
11 | 59 | 43.2733 | 1160.1128 | [26 empty] | 60 | #NAME? |  | 60 | #NAME? |  | 60 | 2403.3086 | #NAME?
12 | 60 | 43.3908 | 1507.7279 | [26 empty] | 61 | #NAME? |  | 61 | #NAME? |  | 61 | 2401.0007 | #NAME?
13 | 61 | 43.5078 | 189.6084 | [26 empty] | 62 | #NAME? |  | 62 | #NAME? |  | 62 | 2400.3668 | #NAME?
14 | 62 | 43.607 | 1276.5709 | [26 empty] | 63 | #NAME? |  | 63 | #NAME? |  | 63 | 2398.1915 | #NAME?
15 | 63 | 43.6827 | 0 | [26 empty] | 64 | #NAME? |  | 64 | #NAME? |  | 64 | 2395.1931 | #NAME?
16 | 64 | 43.7167 | 0 | [26 empty] | 65 | #NAME? |  | 65 | #NAME? |  | 65 | 2393.7287 | #NAME?
17 | 65 | 43.692 | 1144.4321 | [26 empty] | 66 | #NAME? |  | 66 | #NAME? |  | 66 | 2393.6227 | #NAME?
18 | 66 | 43.582 | 2062.292 | [26 empty] | 67 | #NAME? |  | 67 | #NAME? |  | 67 | 2393.1082 | #NAME?
19 | 67 | 43.4138 | 2086.7835 | [26 empty] | 68 | #NAME? |  | 68 | #NAME? |  | 68 | 2392.2498 | #NAME?
20 | 68 | 43.2338 | 2020.0692 | [26 empty] | 69 | #NAME? |  | 69 | #NAME? |  | 69 | 2389.7117 | #NAME?
21 | 69 | 43.0769 | 1983.1496 | [26 empty] | 70 | #NAME? |  | 70 | #NAME? |  | 70 | 2389.6721 | #NAME?
22 | 70 | 42.9611 | 1930.9031 | [26 empty] | 71 | #NAME? |  | 71 | #NAME? |  | 71 | 2389.0405 | #NAME?
23 | 71 | 42.8863 | 1864.5618 | [26 empty] | 72 | #NAME? |  | 72 | #NAME? |  | 72 | 2388.7411 | #NAME?
0 | 72 | 42.7471 | 1770.9587 | [26 empty] | 73 | #NAME? |  | 73 | #NAME? |  | 73 | 2388.7081 | #NAME?
1 | 73 | 42.7471 | 1700.9164 | [26 empty] | 74 | #NAME? |  | 74 | #NAME? |  | 74 | 2387.8299 | #NAME?
2 | 74 | 42.7091 | 1607.1371 | [26 empty] | 75 | #NAME? |  | 75 | #NAME? |  | 75 | 2387.5553 | #NAME?
3 | 75 | 42.6715 | 1574.056 | [26 empty] | 76 | #NAME? |  | 76 | #NAME? |  | 76 | 2386.9192 | #NAME?
4 | 76 | 42.6476 | 1555.0707 | [26 empty] | 77 | #NAME? |  | 77 | #NAME? |  | 77 | 2386.5786 | #NAME?
5 | 77 | 42.6572 | 1572.4311 | [26 empty] | 78 | #NAME? |  | 78 | #NAME? |  | 78 | 2386.4125 | #NAME?
6 | 78 | 42.7183 | 1506.4301 | [26 empty] | 79 | #NAME? |  | 79 | #NAME? |  | 79 | 2384.9159 | #NAME?
7 | 79 | 42.8286 | 517.1725 | [26 empty] | 80 | #NAME? |  | 80 | #NAME? |  | 80 | 2384.8551 | #NAME?
8 | 80 | 42.9588 | 0 | [26 empty] | 81 | #NAME? |  | 81 | #NAME? |  | 81 | 2384.282 | #NAME?
9 | 81 | 43.0741 | 0 | [26 empty] | 82 | #NAME? |  | 82 | #NAME? |  | 82 | 2383.4287 | #NAME?
10 | 82 | 43.1684 | 0 | [26 empty] | 83 | #NAME? |  | 83 | #NAME? |  | 83 | 2383.1705 | #NAME?
11 | 83 | 43.2733 | 0 | [26 empty] | 84 | #NAME? |  | 84 | #NAME? |  | 84 | 2382.9437 | #NAME?
12 | 84 | 43.3908 | 0 | [26 empty] | 85 | #NAME? |  | 85 | #NAME? |  | 85 | 2382.5863 | #NAME?
13 | 85 | 43.5078 | 0 | [26 empty] | 86 | #NAME? |  | 86 | #NAME? |  | 86 | 2382.266 | #NAME?
14 | 86 | 43.607 | 0 | [26 empty] | 87 | #NAME? |  | 87 | #NAME? |  | 87 | 2381.1842 | #NAME?
15 | 87 | 43.6827 | 0 | [26 empty] | 88 | #NAME? |  | 88 | #NAME? |  | 88 | 2380.8526 | #NAME?
16 | 88 | 43.7167 | 0 | [26 empty] | 89 | #NAME? |  | 89 | #NAME? |  | 89 | 2380.7975 | #NAME?
17 | 89 | 43.692 | 937.3692 | [26 empty] | 90 | #NAME? |  | 90 | #NAME? |  | 90 | 2380.6098 | #NAME?
18 | 90 | 43.582 | 1906.5493 | [26 empty] | 91 | #NAME? |  | 91 | #NAME? |  | 91 | 2380.0293 | #NAME?
19 | 91 | 43.4138 | 1916.6602 | [26 empty] | 92 | #NAME? |  | 92 | #NAME? |  | 92 | 2379.4544 | #NAME?
20 | 92 | 43.2338 | 1917.6943 | [26 empty] | 93 | #NAME? |  | 93 | #NAME? |  | 93 | 2379.375 | #NAME?
21 | 93 | 43.0769 | 1940.5126 | [26 empty] | 94 | #NAME? |  | 94 | #NAME? |  | 94 | 2378.8029 | #NAME?
22 | 94 | 42.9611 | 1908.51 | [26 empty] | 95 | #NAME? |  | 95 | #NAME? |  | 95 | 2378.654 | #NAME?
23 | 95 | 42.8863 | 1873.63 | [26 empty] | 96 | #NAME? |  | 96 | #NAME? |  | 96 | 2378.4473 | #NAME?
0 | 96 | 42.7471 | 1739.5074 | [26 empty] | 97 | #NAME? |  | 97 | #NAME? |  | 97 | 2378.3456 | #NAME?
1 | 97 | 42.7471 | 1662.7169 | [26 empty] | 98 | #NAME? |  | 98 | #NAME? |  | 98 | 2377.1481 | #NAME?
2 | 98 | 42.7091 | 1605.6274 | [26 empty] | 99 | #NAME? |  | 99 | #NAME? |  | 99 | 2377.0397 | #NAME?
3 | 99 | 42.6715 | 1558.1472 | [26 empty] | 100 | #NAME? |  | 100 | #NAME? |  | 100 | 2376.0075 | #NAME?
4 | 100 | 42.6476 | 1527.6796 | [26 empty] | 101 | #NAME? |  | 101 | #NAME? |  | 101 | 2375.4418 | #NAME?
5 | 101 | 42.6572 | 1541.1941 | [26 empty] | 102 | #NAME? |  | 102 | #NAME? |  | 102 | 2375.2838 | #NAME?
6 | 102 | 42.7183 | 1532.5498 | [26 empty] | 103 | #NAME? |  | 103 | #NAME? |  | 103 | 2375.0979 | #NAME?
7 | 103 | 42.8286 | 720.9869 | [26 empty] | 104 | #NAME? |  | 104 | #NAME? |  | 104 | 2374.4034 | #NAME?
8 | 104 | 42.9588 | 0 | [26 empty] | 105 | #NAME? |  | 105 | #NAME? |  | 105 | 2373.7945 | #NAME?
9 | 105 | 43.0741 | 0 | [26 empty] | 106 | #NAME? |  | 106 | #NAME? |  | 106 | 2373.206 | #NAME?
10 | 106 | 43.1684 | 0 | [26 empty] | 107 | #NAME? |  | 107 | #NAME? |  | 107 | 2373.0455 | #NAME?
11 | 107 | 43.2733 | 0 | [26 empty] | 108 | #NAME? |  | 108 | #NAME? |  | 108 | 2372.6665 | #NAME?
12 | 108 | 43.3908 | 0 | [26 empty] | 109 | #NAME? |  | 109 | #NAME? |  | 109 | 2372.3673 | #NAME?
13 | 109 | 43.5078 | 0 | [26 empty] | 110 | #NAME? |  | 110 | #NAME? |  | 110 | 2372.326 | #NAME?
14 | 110 | 43.607 | 0 | [26 empty] | 111 | #NAME? |  | 111 | #NAME? |  | 111 | 2369.5908 | #NAME?
15 | 111 | 43.6827 | 0 | [26 empty] | 112 | #NAME? |  | 112 | #NAME? |  | 112 | 2369.5578 | #NAME?
16 | 112 | 43.7167 | 1741.7802 | [26 empty] | 113 | #NAME? |  | 113 | #NAME? |  | 113 | 2369.3851 | #NAME?
17 | 113 | 43.692 | 1059.9524 | [26 empty] | 114 | #NAME? |  | 114 | #NAME? |  | 114 | 2368.8769 | #NAME?
18 | 114 | 43.582 | 1925.0935 | [26 empty] | 115 | #NAME? |  | 115 | #NAME? |  | 115 | 2368.228 | #NAME?
19 | 115 | 43.4138 | 1900.4465 | [26 empty] | 116 | #NAME? |  | 116 | #NAME? |  | 116 | 2367.9366 | #NAME?
20 | 116 | 43.2338 | 1840.7503 | [26 empty] | 117 | #NAME? |  | 117 | #NAME? |  | 117 | 2367.5715 | #NAME?
21 | 117 | 43.0769 | 1795.6751 | [26 empty] | 118 | #NAME? |  | 118 | #NAME? |  | 118 | 2365.8155 | #NAME?
22 | 118 | 42.9611 | 1728.2308 | [26 empty] | 119 | #NAME? |  | 119 | #NAME? |  | 119 | 2364.8931 | #NAME?
23 | 119 | 42.8863 | 1636.7755 | [26 empty] | 120 | #NAME? |  | 120 | #NAME? |  | 120 | 2362.3829 | #NAME?
0 | 120 | 42.7471 | 1553.325 | [26 empty] | 121 | #NAME? |  | 121 | #NAME? |  | 121 | 2361.8804 | #NAME?
1 | 121 | 42.7471 | 1491.4671 | [26 empty] | 122 | #NAME? |  | 122 | #NAME? |  | 122 | 2361.0343 | #NAME?
2 | 122 | 42.7091 | 1435.5168 | [26 empty] | 123 | #NAME? |  | 123 | #NAME? |  | 123 | 2360.915 | #NAME?
3 | 123 | 42.6715 | 1431.1167 | [26 empty] | 124 | #NAME? |  | 124 | #NAME? |  | 124 | 2360.4492 | #NAME?
4 | 124 | 42.6476 | 1427.6388 | [26 empty] | 125 | #NAME? |  | 125 | #NAME? |  | 125 | 2360.0321 | #NAME?
5 | 125 | 42.6572 | 1471.2581 | [26 empty] | 126 | #NAME? |  | 126 | #NAME? |  | 126 | 2359.0701 | #NAME?
6 | 126 | 42.7183 | 1489.0698 | [26 empty] | 127 | #NAME? |  | 127 | #NAME? |  | 127 | 2358.5102 | #NAME?
7 | 127 | 42.8286 | 1583.3147 | [26 empty] | 128 | #NAME? |  | 128 | #NAME? |  | 128 | 2358.3881 | #NAME?
8 | 128 | 42.9588 | 0 | [26 empty] | 129 | #NAME? |  | 129 | #NAME? |  | 129 | 2358.288 | #NAME?
9 | 129 | 43.0741 | 0 | [26 empty] | 130 | #NAME? |  | 130 | #NAME? |  | 130 | 2357.7198 | #NAME?
10 | 130 | 43.1684 | 0 | [26 empty] | 131 | #NAME? |  | 131 | #NAME? |  | 131 | 2357.395 | #NAME?
11 | 131 | 43.2733 | 0 | [26 empty] | 132 | #NAME? |  | 132 | #NAME? |  | 132 | 2356.8478 | #NAME?
12 | 132 | 43.3908 | 0 | [26 empty] | 133 | #NAME? |  | 133 | #NAME? |  | 133 | 2355.1206 | #NAME?
13 | 133 | 43.5078 | 295.8023 | [26 empty] | 134 | #NAME? |  | 134 | #NAME? |  | 134 | 2352.9805 | #NAME?
14 | 134 | 43.607 | 877.7774 | [26 empty] | 135 | #NAME? |  | 135 | #NAME? |  | 135 | 2352.7904 | #NAME?
15 | 135 | 43.6827 | 0 | [26 empty] | 136 | #NAME? |  | 136 | #NAME? |  | 136 | 2352.4949 | #NAME?
16 | 136 | 43.7167 | 0 | [26 empty] | 137 | #NAME? |  | 137 | #NAME? |  | 137 | 2352.4616 | #NAME?
17 | 137 | 43.692 | 1111.1944 | [26 empty] | 138 | #NAME? |  | 138 | #NAME? |  | 138 | 2350.5971 | #NAME?
18 | 138 | 43.582 | 1970.5285 | [26 empty] | 139 | #NAME? |  | 139 | #NAME? |  | 139 | 2350.4125 | #NAME?
19 | 139 | 43.4138 | 1964.483 | [26 empty] | 140 | #NAME? |  | 140 | #NAME? |  | 140 | 2349.8132 | #NAME?
20 | 140 | 43.2338 | 1922.3917 | [26 empty] | 141 | #NAME? |  | 141 | #NAME? |  | 141 | 2349.1561 | #NAME?
21 | 141 | 43.0769 | 1876.7865 | [26 empty] | 142 | #NAME? |  | 142 | #NAME? |  | 142 | 2349.0265 | #NAME?
22 | 142 | 42.9611 | 1834.5545 | [26 empty] | 143 | #NAME? |  | 143 | #NAME? |  | 143 | 2348.7941 | #NAME?
23 | 143 | 42.8863 | 1766.0773 | [26 empty] | 144 | #NAME? |  | 144 | #NAME? |  | 144 | 2348.649 | #NAME?
0 | 144 | 42.7471 | 1687.1226 | [26 empty] | 145 | #NAME? |  | 145 | #NAME? |  | 145 | 2347.6426 | #NAME?
1 | 145 | 42.7471 | 1600.5194 | [26 empty] | 146 | #NAME? |  | 146 | #NAME? |  | 146 | 2347.0662 | #NAME?
2 | 146 | 42.7091 | 1543.1841 | [26 empty] | 147 | #NAME? |  | 147 | #NAME? |  | 147 | 2346.8972 | #NAME?
3 | 147 | 42.6715 | 1509.5238 | [26 empty] | 148 | #NAME? |  | 148 | #NAME? |  | 148 | 2346.2813 | #NAME?
4 | 148 | 42.6476 | 1490.395 | [26 empty] | 149 | #NAME? |  | 149 | #NAME? |  | 149 | 2345.3055 | #NAME?
5 | 149 | 42.6572 | 1492.3273 | [26 empty] | 150 | #NAME? |  | 150 | #NAME? |  | 150 | 2345.0967 | #NAME?
6 | 150 | 42.7183 | 1445.3008 | [26 empty] | 151 | #NAME? |  | 151 | #NAME? |  | 151 | 2344.5424 | #NAME?
7 | 151 | 42.8286 | 646.0403 | [26 empty] | 152 | #NAME? |  | 152 | #NAME? |  | 152 | 2342.7839 | #NAME?
8 | 152 | 42.9588 | 0 | [26 empty] | 153 | #NAME? |  | 153 | #NAME? |  | 153 | 2341.982 | #NAME?
9 | 153 | 43.0741 | 0 | [26 empty] | 154 | #NAME? |  | 154 | #NAME? |  | 154 | 2341.9691 | #NAME?
10 | 154 | 43.1684 | 0 | [26 empty] | 155 | #NAME? |  | 155 | #NAME? |  | 155 | 2341.7624 | #NAME?
11 | 155 | 43.2733 | 0 | [26 empty] | 156 | #NAME? |  | 156 | #NAME? |  | 156 | 2341.1681 | #NAME?
12 | 156 | 43.3908 | 0 | [26 empty] | 157 | #NAME? |  | 157 | #NAME? |  | 157 | 2341.06 | #NAME?
13 | 157 | 43.5078 | 0 | [26 empty] | 158 | #NAME? |  | 158 | #NAME? |  | 158 | 2340.811 | #NAME?
14 | 158 | 43.607 | 0 | [26 empty] | 159 | #NAME? |  | 159 | #NAME? |  | 159 | 2340.4078 | #NAME?
15 | 159 | 43.6827 | 0 | [26 empty] | 160 | #NAME? |  | 160 | #NAME? |  | 160 | 2339.5698 | #NAME?
16 | 160 | 43.7167 | 0 | [26 empty] | 161 | #NAME? |  | 161 | #NAME? |  | 161 | 2339.3402 | #NAME?
17 | 161 | 43.692 | 909.3642 | [26 empty] | 162 | #NAME? |  | 162 | #NAME? |  | 162 | 2339.0576 | #NAME?
18 | 162 | 43.582 | 1887.2789 | [26 empty] | 163 | #NAME? |  | 163 | #NAME? |  | 163 | 2338.4529 | #NAME?
19 | 163 | 43.4138 | 1918.1081 | [26 empty] | 164 | #NAME? |  | 164 | #NAME? |  | 164 | 2338.0713 | #NAME?
20 | 164 | 43.2338 | 1880.5916 | [26 empty] | 165 | #NAME? |  | 165 | #NAME? |  | 165 | 2337.7834 | #NAME?
21 | 165 | 43.0769 | 1845.0136 | [26 empty] | 166 | #NAME? |  | 166 | #NAME? |  | 166 | 2337.5556 | #NAME?
22 | 166 | 42.9611 | 1804.4779 | [26 empty] | 167 | #NAME? |  | 167 | #NAME? |  | 167 | 2337.4001 | #NAME?
23 | 167 | 42.8863 | 1724.0956 | [26 empty] | 168 | #NAME? |  | 168 | #NAME? |  | 168 | 2337.0303 | #NAME?
0 | 168 | 42.7471 | 1646.352 | [26 empty] | 169 | #NAME? |  | 169 | #NAME? |  | 169 | 2336.8566 | #NAME?
1 | 169 | 42.7471 | 1583.6613 | [26 empty] | 170 | #NAME? |  | 170 | #NAME? |  | 170 | 2336.6461 | #NAME?
2 | 170 | 42.7091 | 1532.951 | [26 empty] | 171 | #NAME? |  | 171 | #NAME? |  | 171 | 2335.7496 | #NAME?
3 | 171 | 42.6715 | 1479.3754 | [26 empty] | 172 | #NAME? |  | 172 | #NAME? |  | 172 | 2335.5438 | #NAME?
4 | 172 | 42.6476 | 1441.2389 | [26 empty] | 173 | #NAME? |  | 173 | #NAME? |  | 173 | 2334.8104 | #NAME?
5 | 173 | 42.6572 | 1393.5231 | [26 empty] | 174 | #NAME? |  | 174 | #NAME? |  | 174 | 2334.0137 | #NAME?
6 | 174 | 42.7183 | 1300.8872 | [26 empty] | 175 | #NAME? |  | 175 | #NAME? |  | 175 | 2333.9629 | #NAME?
7 | 175 | 42.8286 | 735.6673 | [26 empty] | 176 | #NAME? |  | 176 | #NAME? |  | 176 | 2333.5249 | #NAME?
8 | 176 | 42.9588 | 0 | [26 empty] | 177 | #NAME? |  | 177 | #NAME? |  | 177 | 2333.0984 | #NAME?
9 | 177 | 43.0741 | 1329.9835 | [26 empty] | 178 | #NAME? |  | 178 | #NAME? |  | 178 | 2330.5487 | #NAME?
10 | 178 | 43.1684 | 0 | [26 empty] | 179 | #NAME? |  | 179 | #NAME? |  | 179 | 2330.1836 | #NAME?
11 | 179 | 43.2733 | 0 | [26 empty] | 180 | #NAME? |  | 180 | #NAME? |  | 180 | 2329.9182 | #NAME?
12 | 180 | 43.3908 | 0 | [26 empty] | 181 | #NAME? |  | 181 | #NAME? |  | 181 | 2329.4367 | #NAME?
13 | 181 | 43.5078 | 0 | [26 empty] | 182 | #NAME? |  | 182 | #NAME? |  | 182 | 2329.3766 | #NAME?
14 | 182 | 43.607 | 0 | [26 empty] | 183 | #NAME? |  | 183 | #NAME? |  | 183 | 2329.0324 | #NAME?
15 | 183 | 43.6827 | 0 | [26 empty] | 184 | #NAME? |  | 184 | #NAME? |  | 184 | 2328.8982 | #NAME?
16 | 184 | 43.7167 | 0 | [26 empty] | 185 | #NAME? |  | 185 | #NAME? |  | 185 | 2328.604 | #NAME?
17 | 185 | 43.692 | 915.9729 | [26 empty] | 186 | #NAME? |  | 186 | #NAME? |  | 186 | 2328.5006 | #NAME?
18 | 186 | 43.582 | 1754.2162 | [26 empty] | 187 | #NAME? |  | 187 | #NAME? |  | 187 | 2327.5322 | #NAME?
19 | 187 | 43.4138 | 1785.3101 | [26 empty] | 188 | #NAME? |  | 188 | #NAME? |  | 188 | 2327.0821 | #NAME?
20 | 188 | 43.2338 | 1774.0802 | [26 empty] | 189 | #NAME? |  | 189 | #NAME? |  | 189 | 2326.0803 | #NAME?
21 | 189 | 43.0769 | 1747.7772 | [26 empty] | 190 | #NAME? |  | 190 | #NAME? |  | 190 | 2325.278 | #NAME?
22 | 190 | 42.9611 | 1715.9415 | [26 empty] | 191 | #NAME? |  | 191 | #NAME? |  | 191 | 2325.2312 | #NAME?
23 | 191 | 42.8863 | 1665.5998 | [26 empty] | 192 | #NAME? |  | 192 | #NAME? |  | 192 | 2325.1886 | #NAME?
0 | 192 | 42.7471 | 1575.2575 | [26 empty] | 193 | #NAME? |  | 193 | #NAME? |  | 193 | 2324.6089 | #NAME?
1 | 193 | 42.7471 | 1495.5563 | [26 empty] | 194 | #NAME? |  | 194 | #NAME? |  | 194 | 2324.4775 | #NAME?
2 | 194 | 42.7091 | 1439.0014 | [26 empty] | 195 | #NAME? |  | 195 | #NAME? |  | 195 | 2324.3909 | #NAME?
3 | 195 | 42.6715 | 1415.522 | [26 empty] | 196 | #NAME? |  | 196 | #NAME? |  | 196 | 2323.9669 | #NAME?
4 | 196 | 42.6476 | 1405.1176 | [26 empty] | 197 | #NAME? |  | 197 | #NAME? |  | 197 | 2323.9045 | #NAME?
5 | 197 | 42.6572 | 1445.8921 | [26 empty] | 198 | #NAME? |  | 198 | #NAME? |  | 198 | 2323.4479 | #NAME?
6 | 198 | 42.7183 | 1443.1758 | [26 empty] | 199 | #NAME? |  | 199 | #NAME? |  | 199 | 2323.0726 | #NAME?
7 | 199 | 42.8286 | 1008.4489 | [26 empty] | 200 | #NAME? |  | 200 | #NAME? |  | 200 | 2322.7487 | #NAME?
8 | 200 | 42.9588 | 1326.0411 | [26 empty] | 201 | #NAME? |  | 201 | #NAME? |  | 201 | 2322.5594 | #NAME?
9 | 201 | 43.0741 | 196.3691 | [26 empty] | 202 | #NAME? |  | 202 | #NAME? |  | 202 | 2322.5271 | #NAME?
10 | 202 | 43.1684 | 0 | [26 empty] | 203 | #NAME? |  | 203 | #NAME? |  | 203 | 2322.3855 | #NAME?
11 | 203 | 43.2733 | 0 | [26 empty] | 204 | #NAME? |  | 204 | #NAME? |  | 204 | 2322.1628 | #NAME?
12 | 204 | 43.3908 | 0 | [26 empty] | 205 | #NAME? |  | 205 | #NAME? |  | 205 | 2321.8897 | #NAME?
13 | 205 | 43.5078 | 0 | [26 empty] | 206 | #NAME? |  | 206 | #NAME? |  | 206 | 2321.6293 | #NAME?
14 | 206 | 43.607 | 0 | [26 empty] | 207 | #NAME? |  | 207 | #NAME? |  | 207 | 2320.8262 | #NAME?
15 | 207 | 43.6827 | 0 | [26 empty] | 208 | #NAME? |  | 208 | #NAME? |  | 208 | 2320.578 | #NAME?
16 | 208 | 43.7167 | 0 | [26 empty] | 209 | #NAME? |  | 209 | #NAME? |  | 209 | 2320.3373 | #NAME?
17 | 209 | 43.692 | 1091.8166 | [26 empty] | 210 | #NAME? |  | 210 | #NAME? |  | 210 | 2320.2369 | #NAME?
18 | 210 | 43.582 | 1985.4905 | [26 empty] | 211 | #NAME? |  | 211 | #NAME? |  | 211 | 2318.96 | #NAME?
19 | 211 | 43.4138 | 2003.9111 | [26 empty] | 212 | #NAME? |  | 212 | #NAME? |  | 212 | 2318.1094 | #NAME?
20 | 212 | 43.2338 | 1970.2663 | [26 empty] | 213 | #NAME? |  | 213 | #NAME? |  | 213 | 2317.6909 | #NAME?
21 | 213 | 43.0769 | 1936.576 | [26 empty] | 214 | #NAME? |  | 214 | #NAME? |  | 214 | 2317.6156 | #NAME?
22 | 214 | 42.9611 | 1874.4362 | [26 empty] | 215 | #NAME? |  | 215 | #NAME? |  | 215 | 2316.892 | #NAME?
23 | 215 | 42.8863 | 1770.4101 | [26 empty] | 216 | #NAME? |  | 216 | #NAME? |  | 216 | 2316.8517 | #NAME?
0 | 216 | 42.7471 | 1694.5964 | [26 empty] | 217 | #NAME? |  | 217 | #NAME? |  | 217 | 2316.6648 | #NAME?
1 | 217 | 42.7471 | 1604.4469 | [26 empty] | 218 | #NAME? |  | 218 | #NAME? |  | 218 | 2316.0333 | #NAME?
2 | 218 | 42.7091 | 1544.2594 | [26 empty] | 219 | #NAME? |  | 219 | #NAME? |  | 219 | 2315.9872 | #NAME?
3 | 219 | 42.6715 | 1524.2506 | [26 empty] | 220 | #NAME? |  | 220 | #NAME? |  | 220 | 2315.8792 | #NAME?
4 | 220 | 42.6476 | 1531.8213 | [26 empty] | 221 | #NAME? |  | 221 | #NAME? |  | 221 | 2315.6048 | #NAME?
5 | 221 | 42.6572 | 1653.8547 | [26 empty] | 222 | #NAME? |  | 222 | #NAME? |  | 222 | 2315.5908 | #NAME?
6 | 222 | 42.7183 | 1672.2038 | [26 empty] | 223 | #NAME? |  | 223 | #NAME? |  | 223 | 2314.3542 | #NAME?
7 | 223 | 42.8286 | 1742.7915 | [26 empty] | 224 | #NAME? |  | 224 | #NAME? |  | 224 | 2314.1009 | #NAME?
8 | 224 | 42.9588 | 1705.9949 | [26 empty] | 225 | #NAME? |  | 225 | #NAME? |  | 225 | 2313.5799 | #NAME?
9 | 225 | 43.0741 | 0 | [26 empty] | 226 | #NAME? |  | 226 | #NAME? |  | 226 | 2313.3373 | #NAME?
10 | 226 | 43.1684 | 0 | [26 empty] | 227 | #NAME? |  | 227 | #NAME? |  | 227 | 2313.196 | #NAME?
11 | 227 | 43.2733 | 337.1044 | [26 empty] | 228 | #NAME? |  | 228 | #NAME? |  | 228 | 2312.5876 | #NAME?
12 | 228 | 43.3908 | 279.4282 | [26 empty] | 229 | #NAME? |  | 229 | #NAME? |  | 229 | 2312.2519 | #NAME?
13 | 229 | 43.5078 | 359.8614 | [26 empty] | 230 | #NAME? |  | 230 | #NAME? |  | 230 | 2311.5756 | #NAME?
14 | 230 | 43.607 | 1621.3991 | [26 empty] | 231 | #NAME? |  | 231 | #NAME? |  | 231 | 2311.5685 | #NAME?
15 | 231 | 43.6827 | 1561.5974 | [26 empty] | 232 | #NAME? |  | 232 | #NAME? |  | 232 | 2310.5874 | #NAME?
16 | 232 | 43.7167 | 0 | [26 empty] | 233 | #NAME? |  | 233 | #NAME? |  | 233 | 2310.3025 | #NAME?
17 | 233 | 43.692 | 1246.9597 | [26 empty] | 234 | #NAME? |  | 234 | #NAME? |  | 234 | 2309.9371 | #NAME?
18 | 234 | 43.582 | 2111.8778 | [26 empty] | 235 | #NAME? |  | 235 | #NAME? |  | 235 | 2309.2293 | #NAME?
19 | 235 | 43.4138 | 2125.1372 | [26 empty] | 236 | #NAME? |  | 236 | #NAME? |  | 236 | 2308.9231 | #NAME?
20 | 236 | 43.2338 | 2073.4099 | [26 empty] | 237 | #NAME? |  | 237 | #NAME? |  | 237 | 2308.2794 | #NAME?
21 | 237 | 43.0769 | 2053.4755 | [26 empty] | 238 | #NAME? |  | 238 | #NAME? |  | 238 | 2308.0788 | #NAME?
22 | 238 | 42.9611 | 1986.0809 | [26 empty] | 239 | #NAME? |  | 239 | #NAME? |  | 239 | 2307.8928 | #NAME?
23 | 239 | 42.8863 | 1888.1788 | [26 empty] | 240 | #NAME? |  | 240 | #NAME? |  | 240 | 2307.5484 | #NAME?
0 | 240 | 42.7471 | 1773.9309 | [26 empty] | 241 | #NAME? |  | 241 | #NAME? |  | 241 | 2306.7886 | #NAME?
1 | 241 | 42.7471 | 1695.6106 | [26 empty] | 242 | #NAME? |  | 242 | #NAME? |  | 242 | 2306.3461 | #NAME?
2 | 242 | 42.7091 | 1631.0392 | [26 empty] | 243 | #NAME? |  | 243 | #NAME? |  | 243 | 2306.3441 | #NAME?
3 | 243 | 42.6715 | 1591.8045 | [26 empty] | 244 | #NAME? |  | 244 | #NAME? |  | 244 | 2306.1549 | #NAME?
4 | 244 | 42.6476 | 1591.4042 | [26 empty] | 245 | #NAME? |  | 245 | #NAME? |  | 245 | 2306.0203 | #NAME?
5 | 245 | 42.6572 | 1668.6334 | [26 empty] | 246 | #NAME? |  | 246 | #NAME? |  | 246 | 2305.8967 | #NAME?
6 | 246 | 42.7183 | 1702.7273 | [26 empty] | 247 | #NAME? |  | 247 | #NAME? |  | 247 | 2305.6459 | #NAME?
7 | 247 | 42.8286 | 913.9102 | [26 empty] | 248 | #NAME? |  | 248 | #NAME? |  | 248 | 2305.2031 | #NAME?
8 | 248 | 42.9588 | 1638.5295 | [26 empty] | 249 | #NAME? |  | 249 | #NAME? |  | 249 | 2305.1464 | #NAME?
9 | 249 | 43.0741 | 1386.1667 | [26 empty] | 250 | #NAME? |  | 250 | #NAME? |  | 250 | 2304.5242 | #NAME?
10 | 250 | 43.1684 | 829.0281 | [26 empty] | 251 | #NAME? |  | 251 | #NAME? |  | 251 | 2304.0599 | #NAME?
11 | 251 | 43.2733 | 0 | [26 empty] | 252 | #NAME? |  | 252 | #NAME? |  | 252 | 2303.9941 | #NAME?
12 | 252 | 43.3908 | 0 | [26 empty] | 253 | #NAME? |  | 253 | #NAME? |  | 253 | 2303.1397 | #NAME?
13 | 253 | 43.5078 | 0 | [26 empty] | 254 | #NAME? |  | 254 | #NAME? |  | 254 | 2303.0981 | #NAME?
14 | 254 | 43.607 | 0 | [26 empty] | 255 | #NAME? |  | 255 | #NAME? |  | 255 | 2302.9134 | #NAME?
15 | 255 | 43.6827 | 646.5578 | [26 empty] | 256 | #NAME? |  | 256 | #NAME? |  | 256 | 2302.6999 | #NAME?
16 | 256 | 43.7167 | 0 | [26 empty] | 257 | #NAME? |  | 257 | #NAME? |  | 257 | 2301.791 | #NAME?
17 | 257 | 43.692 | 963.1777 | [26 empty] | 258 | #NAME? |  | 258 | #NAME? |  | 258 | 2301.4339 | #NAME?
18 | 258 | 43.582 | 2001.8597 | [26 empty] | 259 | #NAME? |  | 259 | #NAME? |  | 259 | 2300.7195 | #NAME?
19 | 259 | 43.4138 | 1895.8479 | [26 empty] | 260 | #NAME? |  | 260 | #NAME? |  | 260 | 2300.6907 | #NAME?
20 | 260 | 43.2338 | 1868.8602 | [26 empty] | 261 | #NAME? |  | 261 | #NAME? |  | 261 | 2299.6383 | #NAME?
21 | 261 | 43.0769 | 1839.1325 | [26 empty] | 262 | #NAME? |  | 262 | #NAME? |  | 262 | 2299.4181 | #NAME?
22 | 262 | 42.9611 | 1782.0287 | [26 empty] | 263 | #NAME? |  | 263 | #NAME? |  | 263 | 2299.2881 | #NAME?
23 | 263 | 42.8863 | 1676.2419 | [26 empty] | 264 | #NAME? |  | 264 | #NAME? |  | 264 | 2299.2134 | #NAME?
0 | 264 | 42.7471 | 1585.8358 | [26 empty] | 265 | #NAME? |  | 265 | #NAME? |  | 265 | 2296.5774 | #NAME?
1 | 265 | 42.7471 | 1530.2027 | [26 empty] | 266 | #NAME? |  | 266 | #NAME? |  | 266 | 2295.7324 | #NAME?
2 | 266 | 42.7091 | 1161.81 | [26 empty] | 267 | #NAME? |  | 267 | #NAME? |  | 267 | 2295.4269 | #NAME?
3 | 267 | 42.6715 | 1589.1057 | [26 empty] | 268 | #NAME? |  | 268 | #NAME? |  | 268 | 2294.9522 | #NAME?
4 | 268 | 42.6476 | 1585.9831 | [26 empty] | 269 | #NAME? |  | 269 | #NAME? |  | 269 | 2294.8081 | #NAME?
5 | 269 | 42.6572 | 1643.4698 | [26 empty] | 270 | #NAME? |  | 270 | #NAME? |  | 270 | 2294.6201 | #NAME?
6 | 270 | 42.7183 | 1655.7474 | [26 empty] | 271 | #NAME? |  | 271 | #NAME? |  | 271 | 2294.2345 | #NAME?
7 | 271 | 42.8286 | 1664.9527 | [26 empty] | 272 | #NAME? |  | 272 | #NAME? |  | 272 | 2293.1859 | #NAME?
8 | 272 | 42.9588 | 0 | [26 empty] | 273 | #NAME? |  | 273 | #NAME? |  | 273 | 2293.0702 | #NAME?
9 | 273 | 43.0741 | 0 | [26 empty] | 274 | #NAME? |  | 274 | #NAME? |  | 274 | 2292.9851 | #NAME?
10 | 274 | 43.1684 | 0 | [26 empty] | 275 | #NAME? |  | 275 | #NAME? |  | 275 | 2291.8655 | #NAME?
11 | 275 | 43.2733 | 0 | [26 empty] | 276 | #NAME? |  | 276 | #NAME? |  | 276 | 2291.2515 | #NAME?
12 | 276 | 43.3908 | 0 | [26 empty] | 277 | #NAME? |  | 277 | #NAME? |  | 277 | 2291.2249 | #NAME?
13 | 277 | 43.5078 | 0 | [26 empty] | 278 | #NAME? |  | 278 | #NAME? |  | 278 | 2290.507 | #NAME?
14 | 278 | 43.607 | 0 | [26 empty] | 279 | #NAME? |  | 279 | #NAME? |  | 279 | 2290.4794 | #NAME?
15 | 279 | 43.6827 | 0 | [26 empty] | 280 | #NAME? |  | 280 | #NAME? |  | 280 | 2290.3945 | #NAME?
16 | 280 | 43.7167 | 0 | [26 empty] | 281 | #NAME? |  | 281 | #NAME? |  | 281 | 2289.9048 | #NAME?
17 | 281 | 43.692 | 1112.5478 | [26 empty] | 282 | #NAME? |  | 282 | #NAME? |  | 282 | 2289.7725 | #NAME?
18 | 282 | 43.582 | 1991.558 | [26 empty] | 283 | #NAME? |  | 283 | #NAME? |  | 283 | 2289.5936 | #NAME?
19 | 283 | 43.4138 | 2029.4496 | [26 empty] | 284 | #NAME? |  | 284 | #NAME? |  | 284 | 2289.3041 | #NAME?
20 | 284 | 43.2338 | 1993.8868 | [26 empty] | 285 | #NAME? |  | 285 | #NAME? |  | 285 | 2289.0974 | #NAME?
21 | 285 | 43.0769 | 1968.4427 | [26 empty] | 286 | #NAME? |  | 286 | #NAME? |  | 286 | 2288.7835 | #NAME?
22 | 286 | 42.9611 | 1902.8465 | [26 empty] | 287 | #NAME? |  | 287 | #NAME? |  | 287 | 2288.6619 | #NAME?
23 | 287 | 42.8863 | 1785.9044 | [26 empty] | 288 | #NAME? |  | 288 | #NAME? |  | 288 | 2288.361 | #NAME?
0 | 288 | 42.7471 | 1681.8883 | [26 empty] | 289 | #NAME? |  | 289 | #NAME? |  | 289 | 2287.8916 | #NAME?
1 | 289 | 42.7471 | 1603.5316 | [26 empty] | 290 | #NAME? |  | 290 | #NAME? |  | 290 | 2287.8325 | #NAME?
2 | 290 | 42.7091 | 1197.7224 | [26 empty] | 291 | #NAME? |  | 291 | #NAME? |  | 291 | 2287.773 | #NAME?
3 | 291 | 42.6715 | 1398.9133 | [26 empty] | 292 | #NAME? |  | 292 | #NAME? |  | 292 | 2287.433 | #NAME?
4 | 292 | 42.6476 | 1404.2398 | [26 empty] | 293 | #NAME? |  | 293 | #NAME? |  | 293 | 2287.0473 | #NAME?
5 | 293 | 42.6572 | 1481.6159 | [26 empty] | 294 | #NAME? |  | 294 | #NAME? |  | 294 | 2286.7606 | #NAME?
6 | 294 | 42.7183 | 1540.2428 | [26 empty] | 295 | #NAME? |  | 295 | #NAME? |  | 295 | 2286.6196 | #NAME?
7 | 295 | 42.8286 | 810.9177 | [26 empty] | 296 | #NAME? |  | 296 | #NAME? |  | 296 | 2286.1358 | #NAME?
8 | 296 | 42.9588 | 0 | [26 empty] | 297 | #NAME? |  | 297 | #NAME? |  | 297 | 2284.8642 | #NAME?
9 | 297 | 43.0741 | 0 | [26 empty] | 298 | #NAME? |  | 298 | #NAME? |  | 298 | 2284.511 | #NAME?
10 | 298 | 43.1684 | 0 | [26 empty] | 299 | #NAME? |  | 299 | #NAME? |  | 299 | 2284.2752 | #NAME?
11 | 299 | 43.2733 | 0 | [26 empty] | 300 | #NAME? |  | 300 | #NAME? |  | 300 | 2283.9141 | #NAME?
12 | 300 | 43.3908 | 0 | [26 empty] | 301 | #NAME? |  | 301 | #NAME? |  | 301 | 2283.7239 | #NAME?
13 | 301 | 43.5078 | 0 | [26 empty] | 302 | #NAME? |  | 302 | #NAME? |  | 302 | 2283.6989 | #NAME?
14 | 302 | 43.607 | 0 | [26 empty] | 303 | #NAME? |  | 303 | #NAME? |  | 303 | 2282.685 | #NAME?
15 | 303 | 43.6827 | 0 | [26 empty] | 304 | #NAME? |  | 304 | #NAME? |  | 304 | 2282.011 | #NAME?
16 | 304 | 43.7167 | 0 | [26 empty] | 305 | #NAME? |  | 305 | #NAME? |  | 305 | 2281.8281 | #NAME?
17 | 305 | 43.692 | 837.7913 | [26 empty] | 306 | #NAME? |  | 306 | #NAME? |  | 306 | 2281.7831 | #NAME?
18 | 306 | 43.582 | 1913.097 | [26 empty] | 307 | #NAME? |  | 307 | #NAME? |  | 307 | 2280.8818 | #NAME?
19 | 307 | 43.4138 | 1893.1491 | [26 empty] | 308 | #NAME? |  | 308 | #NAME? |  | 308 | 2280.7959 | #NAME?
20 | 308 | 43.2338 | 1818.1507 | [26 empty] | 309 | #NAME? |  | 309 | #NAME? |  | 309 | 2280.6498 | #NAME?
21 | 309 | 43.0769 | 1776.4551 | [26 empty] | 310 | #NAME? |  | 310 | #NAME? |  | 310 | 2280.5943 | #NAME?
22 | 310 | 42.9611 | 1721.7621 | [26 empty] | 311 | #NAME? |  | 311 | #NAME? |  | 311 | 2280.2721 | #NAME?
23 | 311 | 42.8863 | 1638.5573 | [26 empty] | 312 | #NAME? |  | 312 | #NAME? |  | 312 | 2280.1276 | #NAME?
0 | 312 | 42.7471 | 1552.7055 | [26 empty] | 313 | #NAME? |  | 313 | #NAME? |  | 313 | 2279.8219 | #NAME?
1 | 313 | 42.7471 | 1482.9651 | [26 empty] | 314 | #NAME? |  | 314 | #NAME? |  | 314 | 2279.7431 | #NAME?
2 | 314 | 42.7091 | 1463.2527 | [26 empty] | 315 | #NAME? |  | 315 | #NAME? |  | 315 | 2279.7312 | #NAME?
3 | 315 | 42.6715 | 1458.1529 | [26 empty] | 316 | #NAME? |  | 316 | #NAME? |  | 316 | 2279.356 | #NAME?
4 | 316 | 42.6476 | 1442.6001 | [26 empty] | 317 | #NAME? |  | 317 | #NAME? |  | 317 | 2278.804 | #NAME?
5 | 317 | 42.6572 | 1444.2322 | [26 empty] | 318 | #NAME? |  | 318 | #NAME? |  | 318 | 2278.7311 | #NAME?
6 | 318 | 42.7183 | 1403.3721 | [26 empty] | 319 | #NAME? |  | 319 | #NAME? |  | 319 | 2278.5542 | #NAME?
7 | 319 | 42.8286 | 536.3597 | [26 empty] | 320 | #NAME? |  | 320 | #NAME? |  | 320 | 2278.2016 | #NAME?
8 | 320 | 42.9588 | 0 | [26 empty] | 321 | #NAME? |  | 321 | #NAME? |  | 321 | 2277.1037 | #NAME?
9 | 321 | 43.0741 | 0 | [26 empty] | 322 | #NAME? |  | 322 | #NAME? |  | 322 | 2277.0612 | #NAME?
10 | 322 | 43.1684 | 204.5957 | [26 empty] | 323 | #NAME? |  | 323 | #NAME? |  | 323 | 2276.7491 | #NAME?
11 | 323 | 43.2733 | 0 | [26 empty] | 324 | #NAME? |  | 324 | #NAME? |  | 324 | 2276.5785 | #NAME?
12 | 324 | 43.3908 | 0 | [26 empty] | 325 | #NAME? |  | 325 | #NAME? |  | 325 | 2276.4881 | #NAME?
13 | 325 | 43.5078 | 0 | [26 empty] | 326 | #NAME? |  | 326 | #NAME? |  | 326 | 2276.1953 | #NAME?
14 | 326 | 43.607 | 0 | [26 empty] | 327 | #NAME? |  | 327 | #NAME? |  | 327 | 2275.0254 | #NAME?
15 | 327 | 43.6827 | 0 | [26 empty] | 328 | #NAME? |  | 328 | #NAME? |  | 328 | 2274.2376 | #NAME?
16 | 328 | 43.7167 | 0 | [26 empty] | 329 | #NAME? |  | 329 | #NAME? |  | 329 | 2274.0447 | #NAME?
17 | 329 | 43.692 | 674.5007 | [26 empty] | 330 | #NAME? |  | 330 | #NAME? |  | 330 | 2272.7571 | #NAME?
18 | 330 | 43.582 | 1893.773 | [26 empty] | 331 | #NAME? |  | 331 | #NAME? |  | 331 | 2271.947 | #NAME?
19 | 331 | 43.4138 | 1907.8105 | [26 empty] | 332 | #NAME? |  | 332 | #NAME? |  | 332 | 2271.8837 | #NAME?
20 | 332 | 43.2338 | 1826.369 | [26 empty] | 333 | #NAME? |  | 333 | #NAME? |  | 333 | 2271.4202 | #NAME?
21 | 333 | 43.0769 | 1825.2566 | [26 empty] | 334 | #NAME? |  | 334 | #NAME? |  | 334 | 2271.0065 | #NAME?
22 | 334 | 42.9611 | 1781.7666 | [26 empty] | 335 | #NAME? |  | 335 | #NAME? |  | 335 | 2270.9016 | #NAME?
23 | 335 | 42.8863 | 1724.9322 | [26 empty] | 336 | #NAME? |  | 336 | #NAME? |  | 336 | 2270.0814 | #NAME?
0 | 336 | 42.7471 | 1644.9248 | [26 empty] | 337 | #NAME? |  | 337 | #NAME? |  | 337 | 2270.0759 | #NAME?
1 | 337 | 42.7471 | 1571.6771 | [26 empty] | 338 | #NAME? |  | 338 | #NAME? |  | 338 | 2269.9895 | #NAME?
2 | 338 | 42.7091 | 1513.9883 | [26 empty] | 339 | #NAME? |  | 339 | #NAME? |  | 339 | 2269.1111 | #NAME?
3 | 339 | 42.6715 | 1506.2992 | [26 empty] | 340 | #NAME? |  | 340 | #NAME? |  | 340 | 2268.9951 | #NAME?
4 | 340 | 42.6476 | 1482.9106 | [26 empty] | 341 | #NAME? |  | 341 | #NAME? |  | 341 | 2268.6924 | #NAME?
5 | 341 | 42.6572 | 1473.2226 | [26 empty] | 342 | #NAME? |  | 342 | #NAME? |  | 342 | 2267.8942 | #NAME?
6 | 342 | 42.7183 | 1402.3733 | [26 empty] | 343 | #NAME? |  | 343 | #NAME? |  | 343 | 2267.5272 | #NAME?
7 | 343 | 42.8286 | 487.2687 | [26 empty] | 344 | #NAME? |  | 344 | #NAME? |  | 344 | 2266.4225 | #NAME?
8 | 344 | 42.9588 | 0 | [26 empty] | 345 | #NAME? |  | 345 | #NAME? |  | 345 | 2266.1153 | #NAME?
9 | 345 | 43.0741 | 0 | [26 empty] | 346 | #NAME? |  | 346 | #NAME? |  | 346 | 2266.094 | #NAME?
10 | 346 | 43.1684 | 0 | [26 empty] | 347 | #NAME? |  | 347 | #NAME? |  | 347 | 2265.5313 | #NAME?
11 | 347 | 43.2733 | 0 | [26 empty] | 348 | #NAME? |  | 348 | #NAME? |  | 348 | 2264.7212 | #NAME?
12 | 348 | 43.3908 | 0 | [26 empty] | 349 | #NAME? |  | 349 | #NAME? |  | 349 | 2264.6244 | #NAME?
13 | 349 | 43.5078 | 0 | [26 empty] | 350 | #NAME? |  | 350 | #NAME? |  | 350 | 2264.5835 | #NAME?
14 | 350 | 43.607 | 0 | [26 empty] | 351 | #NAME? |  | 351 | #NAME? |  | 351 | 2263.88 | #NAME?
15 | 351 | 43.6827 | 0 | [26 empty] | 352 | #NAME? |  | 352 | #NAME? |  | 352 | 2263.817 | #NAME?
16 | 352 | 43.7167 | 0 | [26 empty] | 353 | #NAME? |  | 353 | #NAME? |  | 353 | 2262.851 | #NAME?
17 | 353 | 43.692 | 663.6679 | [26 empty] | 354 | #NAME? |  | 354 | #NAME? |  | 354 | 2262.3843 | #NAME?
18 | 354 | 43.582 | 1841.017 | [26 empty] | 355 | #NAME? |  | 355 | #NAME? |  | 355 | 2262.3728 | #NAME?
19 | 355 | 43.4138 | 1875.1362 | [26 empty] | 356 | #NAME? |  | 356 | #NAME? |  | 356 | 2262.1179 | #NAME?
20 | 356 | 43.2338 | 1866.9988 | [26 empty] | 357 | #NAME? |  | 357 | #NAME? |  | 357 | 2261.3828 | #NAME?
21 | 357 | 43.0769 | 1844.4459 | [26 empty] | 358 | #NAME? |  | 358 | #NAME? |  | 358 | 2260.9305 | #NAME?
22 | 358 | 42.9611 | 1787.1743 | [26 empty] | 359 | #NAME? |  | 359 | #NAME? |  | 359 | 2260.5466 | #NAME?
23 | 359 | 42.8863 | 1667.6559 | [26 empty] | 360 | #NAME? |  | 360 | #NAME? |  | 360 | 2260.5272 | #NAME?
0 | 360 | 42.7471 | 1634.8641 | [26 empty] | 361 | #NAME? |  | 361 | #NAME? |  | 361 | 2260.4125 | #NAME?
1 | 361 | 42.7471 | 1590.1463 | [26 empty] | 362 | #NAME? |  | 362 | #NAME? |  | 362 | 2260.1349 | #NAME?
2 | 362 | 42.7091 | 1538.818 | [26 empty] | 363 | #NAME? |  | 363 | #NAME? |  | 363 | 2259.9856 | #NAME?
3 | 363 | 42.6715 | 1444.0894 | [26 empty] | 364 | #NAME? |  | 364 | #NAME? |  | 364 | 2259.963 | #NAME?
4 | 364 | 42.6476 | 1442.7052 | [26 empty] | 365 | #NAME? |  | 365 | #NAME? |  | 365 | 2259.6907 | #NAME?
5 | 365 | 42.6572 | 1476.1055 | [26 empty] | 366 | #NAME? |  | 366 | #NAME? |  | 366 | 2259.3941 | #NAME?
6 | 366 | 42.7183 | 1469.3881 | [26 empty] | 367 | #NAME? |  | 367 | #NAME? |  | 367 | 2259.2583 | #NAME?
7 | 367 | 42.8286 | 660.8323 | [26 empty] | 368 | #NAME? |  | 368 | #NAME? |  | 368 | 2259.1402 | #NAME?
8 | 368 | 42.9588 | 0 | [26 empty] | 369 | #NAME? |  | 369 | #NAME? |  | 369 | 2259.0729 | #NAME?
9 | 369 | 43.0741 | 1495.262 | [26 empty] | 370 | #NAME? |  | 370 | #NAME? |  | 370 | 2258.9683 | #NAME?
10 | 370 | 43.1684 | 1168.4798 | [26 empty] | 371 | #NAME? |  | 371 | #NAME? |  | 371 | 2258.8392 | #NAME?
11 | 371 | 43.2733 | 0 | [26 empty] | 372 | #NAME? |  | 372 | #NAME? |  | 372 | 2258.7811 | #NAME?
12 | 372 | 43.3908 | 0 | [26 empty] | 373 | #NAME? |  | 373 | #NAME? |  | 373 | 2258.763 | #NAME?
13 | 373 | 43.5078 | 595.7742 | [26 empty] | 374 | #NAME? |  | 374 | #NAME? |  | 374 | 2258.6135 | #NAME?
14 | 374 | 43.607 | 641.1108 | [26 empty] | 375 | #NAME? |  | 375 | #NAME? |  | 375 | 2258.4079 | #NAME?
15 | 375 | 43.6827 | 866.0598 | [26 empty] | 376 | #NAME? |  | 376 | #NAME? |  | 376 | 2258.3589 | #NAME?
16 | 376 | 43.7167 | 0 | [26 empty] | 377 | #NAME? |  | 377 | #NAME? |  | 377 | 2257.4504 | #NAME?
17 | 377 | 43.692 | 816.6046 | [26 empty] | 378 | #NAME? |  | 378 | #NAME? |  | 378 | 2257.2387 | #NAME?
18 | 378 | 43.582 | 1948.1072 | [26 empty] | 379 | #NAME? |  | 379 | #NAME? |  | 379 | 2257.0328 | #NAME?
19 | 379 | 43.4138 | 2094.6852 | [26 empty] | 380 | #NAME? |  | 380 | #NAME? |  | 380 | 2256.8056 | #NAME?
20 | 380 | 43.2338 | 1995.7043 | [26 empty] | 381 | #NAME? |  | 381 | #NAME? |  | 381 | 2256.727 | #NAME?
21 | 381 | 43.0769 | 1973.9679 | [26 empty] | 382 | #NAME? |  | 382 | #NAME? |  | 382 | 2256.0275 | #NAME?
22 | 382 | 42.9611 | 1938.4894 | [26 empty] | 383 | #NAME? |  | 383 | #NAME? |  | 383 | 2255.9858 | #NAME?
23 | 383 | 42.8863 | 1858.6267 | [26 empty] | 384 | #NAME? |  | 384 | #NAME? |  | 384 | 2255.3619 | #NAME?
0 | 384 | 42.7471 | 1777.4994 | [26 empty] | 385 | #NAME? |  | 385 | #NAME? |  | 385 | 2255.1607 | #NAME?
1 | 385 | 42.7471 | 1687.7061 | [26 empty] | 386 | #NAME? |  | 386 | #NAME? |  | 386 | 2255.0297 | #NAME?
2 | 386 | 42.7091 | 1624.2038 | [26 empty] | 387 | #NAME? |  | 387 | #NAME? |  | 387 | 2254.9899 | #NAME?
3 | 387 | 42.6715 | 1606.9829 | [26 empty] | 388 | #NAME? |  | 388 | #NAME? |  | 388 | 2254.9665 | #NAME?
4 | 388 | 42.6476 | 1605.7794 | [26 empty] | 389 | #NAME? |  | 389 | #NAME? |  | 389 | 2254.7144 | #NAME?
5 | 389 | 42.6572 | 1693.4342 | [26 empty] | 390 | #NAME? |  | 390 | #NAME? |  | 390 | 2254.285 | #NAME?
6 | 390 | 42.7183 | 1758.146 | [26 empty] | 391 | #NAME? |  | 391 | #NAME? |  | 391 | 2254.2121 | #NAME?
7 | 391 | 42.8286 | 971.1579 | [26 empty] | 392 | #NAME? |  | 392 | #NAME? |  | 392 | 2253.8779 | #NAME?
8 | 392 | 42.9588 | 0 | [26 empty] | 393 | #NAME? |  | 393 | #NAME? |  | 393 | 2253.6345 | #NAME?
9 | 393 | 43.0741 | 0 | [26 empty] | 394 | #NAME? |  | 394 | #NAME? |  | 394 | 2253.5298 | #NAME?
10 | 394 | 43.1684 | 0 | [26 empty] | 395 | #NAME? |  | 395 | #NAME? |  | 395 | 2253.1368 | #NAME?
11 | 395 | 43.2733 | 0 | [26 empty] | 396 | #NAME? |  | 396 | #NAME? |  | 396 | 2252.8278 | #NAME?
12 | 396 | 43.3908 | 0 | [26 empty] | 397 | #NAME? |  | 397 | #NAME? |  | 397 | 2252.6721 | #NAME?
13 | 397 | 43.5078 | 0 | [26 empty] | 398 | #NAME? |  | 398 | #NAME? |  | 398 | 2252.5551 | #NAME?
14 | 398 | 43.607 | 0 | [26 empty] | 399 | #NAME? |  | 399 | #NAME? |  | 399 | 2252.3388 | #NAME?
15 | 399 | 43.6827 | 0 | [26 empty] | 400 | #NAME? |  | 400 | #NAME? |  | 400 | 2252.0763 | #NAME?
16 | 400 | 43.7167 | 0 | [26 empty] | 401 | #NAME? |  | 401 | #NAME? |  | 401 | 2251.9871 | #NAME?
17 | 401 | 43.692 | 995.6212 | [26 empty] | 402 | #NAME? |  | 402 | #NAME? |  | 402 | 2250.6754 | #NAME?
18 | 402 | 43.582 | 2080.3973 | [26 empty] | 403 | #NAME? |  | 403 | #NAME? |  | 403 | 2249.7634 | #NAME?
19 | 403 | 43.4138 | 2152.5095 | [26 empty] | 404 | #NAME? |  | 404 | #NAME? |  | 404 | 2249.416 | #NAME?
20 | 404 | 43.2338 | 2123.305 | [26 empty] | 405 | #NAME? |  | 405 | #NAME? |  | 405 | 2248.7488 | #NAME?
21 | 405 | 43.0769 | 2085.9892 | [26 empty] | 406 | #NAME? |  | 406 | #NAME? |  | 406 | 2248.5643 | #NAME?
22 | 406 | 42.9611 | 2020.8185 | [26 empty] | 407 | #NAME? |  | 407 | #NAME? |  | 407 | 2247.9561 | #NAME?
23 | 407 | 42.8863 | 1910.7395 | [26 empty] | 408 | #NAME? |  | 408 | #NAME? |  | 408 | 2247.7299 | #NAME?
0 | 408 | 42.7471 | 1776.5484 | [26 empty] | 409 | #NAME? |  | 409 | #NAME? |  | 409 | 2247.5495 | #NAME?
1 | 409 | 42.7471 | 1696.2532 | [26 empty] | 410 | #NAME? |  | 410 | #NAME? |  | 410 | 2246.221 | #NAME?
2 | 410 | 42.7091 | 1622.608 | [26 empty] | 411 | #NAME? |  | 411 | #NAME? |  | 411 | 2246.0397 | #NAME?
3 | 411 | 42.6715 | 1301.434 | [26 empty] | 412 | #NAME? |  | 412 | #NAME? |  | 412 | 2245.8993 | #NAME?
4 | 412 | 42.6476 | 1307.9747 | [26 empty] | 413 | #NAME? |  | 413 | #NAME? |  | 413 | 2245.8883 | #NAME?
5 | 413 | 42.6572 | 1376.2297 | [26 empty] | 414 | #NAME? |  | 414 | #NAME? |  | 414 | 2245.5532 | #NAME?
6 | 414 | 42.7183 | 1402.5407 | [26 empty] | 415 | #NAME? |  | 415 | #NAME? |  | 415 | 2244.7572 | #NAME?
7 | 415 | 42.8286 | 636.3428 | [26 empty] | 416 | #NAME? |  | 416 | #NAME? |  | 416 | 2244.671 | #NAME?
8 | 416 | 42.9588 | 1390.8789 | [26 empty] | 417 | #NAME? |  | 417 | #NAME? |  | 417 | 2244.452 | #NAME?
9 | 417 | 43.0741 | 1049.029 | [26 empty] | 418 | #NAME? |  | 418 | #NAME? |  | 418 | 2243.6715 | #NAME?
10 | 418 | 43.1684 | 254.7568 | [26 empty] | 419 | #NAME? |  | 419 | #NAME? |  | 419 | 2243.5621 | #NAME?
11 | 419 | 43.2733 | 782.6316 | [26 empty] | 420 | #NAME? |  | 420 | #NAME? |  | 420 | 2243.5426 | #NAME?
12 | 420 | 43.3908 | 1086.8365 | [26 empty] | 421 | #NAME? |  | 421 | #NAME? |  | 421 | 2243.4663 | #NAME?
13 | 421 | 43.5078 | 288.4682 | [26 empty] | 422 | #NAME? |  | 422 | #NAME? |  | 422 | 2242.6665 | #NAME?
14 | 422 | 43.607 | 112.1988 | [26 empty] | 423 | #NAME? |  | 423 | #NAME? |  | 423 | 2242.5936 | #NAME?
15 | 423 | 43.6827 | 0 | [26 empty] | 424 | #NAME? |  | 424 | #NAME? |  | 424 | 2242.0866 | #NAME?
16 | 424 | 43.7167 | 0 | [26 empty] | 425 | #NAME? |  | 425 | #NAME? |  | 425 | 2241.522 | #NAME?
17 | 425 | 43.692 | 932.4901 | [26 empty] | 426 | #NAME? |  | 426 | #NAME? |  | 426 | 2241.1893 | #NAME?
18 | 426 | 43.582 | 1890.9301 | [26 empty] | 427 | #NAME? |  | 427 | #NAME? |  | 427 | 2240.2026 | #NAME?
19 | 427 | 43.4138 | 1950.726 | [26 empty] | 428 | #NAME? |  | 428 | #NAME? |  | 428 | 2240.1981 | #NAME?
20 | 428 | 43.2338 | 1924.657 | [26 empty] | 429 | #NAME? |  | 429 | #NAME? |  | 429 | 2239.3855 | #NAME?
21 | 429 | 43.0769 | 1868.1292 | [26 empty] | 430 | #NAME? |  | 430 | #NAME? |  | 430 | 2239.3468 | #NAME?
22 | 430 | 42.9611 | 1802.3192 | [26 empty] | 431 | #NAME? |  | 431 | #NAME? |  | 431 | 2238.8272 | #NAME?
23 | 431 | 42.8863 | 1697.9455 | [26 empty] | 432 | #NAME? |  | 432 | #NAME? |  | 432 | 2238.6929 | #NAME?
0 | 432 | 42.7471 | 1538.234 | [26 empty] | 433 | #NAME? |  | 433 | #NAME? |  | 433 | 2238.521 | #NAME?
1 | 433 | 42.7471 | 1466.1217 | [26 empty] | 434 | #NAME? |  | 434 | #NAME? |  | 434 | 2238.4895 | #NAME?
2 | 434 | 42.7091 | 1424.445 | [26 empty] | 435 | #NAME? |  | 435 | #NAME? |  | 435 | 2238.4472 | #NAME?
3 | 435 | 42.6715 | 1468.3138 | [26 empty] | 436 | #NAME? |  | 436 | #NAME? |  | 436 | 2238.3842 | #NAME?
4 | 436 | 42.6476 | 1455.1888 | [26 empty] | 437 | #NAME? |  | 437 | #NAME? |  | 437 | 2238.3719 | #NAME?
5 | 437 | 42.6572 | 1528.3375 | [26 empty] | 438 | #NAME? |  | 438 | #NAME? |  | 438 | 2237.9362 | #NAME?
6 | 438 | 42.7183 | 1586.2458 | [26 empty] | 439 | #NAME? |  | 439 | #NAME? |  | 439 | 2237.6227 | #NAME?
7 | 439 | 42.8286 | 643.5557 | [26 empty] | 440 | #NAME? |  | 440 | #NAME? |  | 440 | 2237.6101 | #NAME?
8 | 440 | 42.9588 | 1346.0775 | [26 empty] | 441 | #NAME? |  | 441 | #NAME? |  | 441 | 2237.3292 | #NAME?
9 | 441 | 43.0741 | 573.448 | [26 empty] | 442 | #NAME? |  | 442 | #NAME? |  | 442 | 2236.9407 | #NAME?
10 | 442 | 43.1684 | 0 | [26 empty] | 443 | #NAME? |  | 443 | #NAME? |  | 443 | 2236.8996 | #NAME?
11 | 443 | 43.2733 | 0 | [26 empty] | 444 | #NAME? |  | 444 | #NAME? |  | 444 | 2236.6385 | #NAME?
12 | 444 | 43.3908 | 0 | [26 empty] | 445 | #NAME? |  | 445 | #NAME? |  | 445 | 2235.9449 | #NAME?
13 | 445 | 43.5078 | 0 | [26 empty] | 446 | #NAME? |  | 446 | #NAME? |  | 446 | 2235.8354 | #NAME?
14 | 446 | 43.607 | 0 | [26 empty] | 447 | #NAME? |  | 447 | #NAME? |  | 447 | 2235.2374 | #NAME?
15 | 447 | 43.6827 | 745.595 | [26 empty] | 448 | #NAME? |  | 448 | #NAME? |  | 448 | 2235.1081 | #NAME?
16 | 448 | 43.7167 | 0 | [26 empty] | 449 | #NAME? |  | 449 | #NAME? |  | 449 | 2234.983 | #NAME?
17 | 449 | 43.692 | 859.0294 | [26 empty] | 450 | #NAME? |  | 450 | #NAME? |  | 450 | 2234.6611 | #NAME?
18 | 450 | 43.582 | 2005.4941 | [26 empty] | 451 | #NAME? |  | 451 | #NAME? |  | 451 | 2234.4334 | #NAME?
19 | 451 | 43.4138 | 2044.0057 | [26 empty] | 452 | #NAME? |  | 452 | #NAME? |  | 452 | 2233.9833 | #NAME?
20 | 452 | 43.2338 | 2005.8322 | [26 empty] | 453 | #NAME? |  | 453 | #NAME? |  | 453 | 2233.9087 | #NAME?
21 | 453 | 43.0769 | 1979.6884 | [26 empty] | 454 | #NAME? |  | 454 | #NAME? |  | 454 | 2233.8007 | #NAME?
22 | 454 | 42.9611 | 1912.2585 | [26 empty] | 455 | #NAME? |  | 455 | #NAME? |  | 455 | 2233.1544 | #NAME?
23 | 455 | 42.8863 | 1794.6769 | [26 empty] | 456 | #NAME? |  | 456 | #NAME? |  | 456 | 2232.9612 | #NAME?
0 | 456 | 42.7471 | 1686.9945 | [26 empty] | 457 | #NAME? |  | 457 | #NAME? |  | 457 | 2232.5825 | #NAME?
1 | 457 | 42.7471 | 1608.2361 | [26 empty] | 458 | #NAME? |  | 458 | #NAME? |  | 458 | 2232.5112 | #NAME?
2 | 458 | 42.7091 | 1549.3159 | [26 empty] | 459 | #NAME? |  | 459 | #NAME? |  | 459 | 2232.4054 | #NAME?
3 | 459 | 42.6715 | 1507.9902 | [26 empty] | 460 | #NAME? |  | 460 | #NAME? |  | 460 | 2230.8605 | #NAME?
4 | 460 | 42.6476 | 1503.0113 | [26 empty] | 461 | #NAME? |  | 461 | #NAME? |  | 461 | 2230.855 | #NAME?
5 | 461 | 42.6572 | 1576.2502 | [26 empty] | 462 | #NAME? |  | 462 | #NAME? |  | 462 | 2230.6795 | #NAME?
6 | 462 | 42.7183 | 1621.2249 | [26 empty] | 463 | #NAME? |  | 463 | #NAME? |  | 463 | 2230.4794 | #NAME?
7 | 463 | 42.8286 | 648.2774 | [26 empty] | 464 | #NAME? |  | 464 | #NAME? |  | 464 | 2230.2144 | #NAME?
8 | 464 | 42.9588 | 1650.1791 | [26 empty] | 465 | #NAME? |  | 465 | #NAME? |  | 465 | 2229.6713 | #NAME?
9 | 465 | 43.0741 | 1327.4075 | [26 empty] | 466 | #NAME? |  | 466 | #NAME? |  | 466 | 2229.59 | #NAME?
10 | 466 | 43.1684 | 0 | [26 empty] | 467 | #NAME? |  | 467 | #NAME? |  | 467 | 2229.3664 | #NAME?
11 | 467 | 43.2733 | 0 | [26 empty] | 468 | #NAME? |  | 468 | #NAME? |  | 468 | 2229.2674 | #NAME?
12 | 468 | 43.3908 | 0 | [26 empty] | 469 | #NAME? |  | 469 | #NAME? |  | 469 | 2229.1731 | #NAME?
13 | 469 | 43.5078 | 0 | [26 empty] | 470 | #NAME? |  | 470 | #NAME? |  | 470 | 2229.0521 | #NAME?
14 | 470 | 43.607 | 0 | [26 empty] | 471 | #NAME? |  | 471 | #NAME? |  | 471 | 2228.9957 | #NAME?
15 | 471 | 43.6827 | 0 | [26 empty] | 472 | #NAME? |  | 472 | #NAME? |  | 472 | 2228.9223 | #NAME?
16 | 472 | 43.7167 | 0 | [26 empty] | 473 | #NAME? |  | 473 | #NAME? |  | 473 | 2228.7962 | #NAME?
17 | 473 | 43.692 | 838.4656 | [26 empty] | 474 | #NAME? |  | 474 | #NAME? |  | 474 | 2228.6555 | #NAME?
18 | 474 | 43.582 | 1923.1609 | [26 empty] | 475 | #NAME? |  | 475 | #NAME? |  | 475 | 2228.6226 | #NAME?
19 | 475 | 43.4138 | 1905.8738 | [26 empty] | 476 | #NAME? |  | 476 | #NAME? |  | 476 | 2228.5253 | #NAME?
20 | 476 | 43.2338 | 1855.78 | [26 empty] | 477 | #NAME? |  | 477 | #NAME? |  | 477 | 2228.5137 | #NAME?
21 | 477 | 43.0769 | 1832.1028 | [26 empty] | 478 | #NAME? |  | 478 | #NAME? |  | 478 | 2227.9634 | #NAME?
22 | 478 | 42.9611 | 1789.1475 | [26 empty] | 479 | #NAME? |  | 479 | #NAME? |  | 479 | 2227.8675 | #NAME?
23 | 479 | 42.8863 | 1730.3803 | [26 empty] | 480 | #NAME? |  | 480 | #NAME? |  | 480 | 2227.8404 | #NAME?
0 | 480 | 42.7471 | 1643.9641 | [26 empty] | 481 | #NAME? |  | 481 | #NAME? |  | 481 | 2227.5002 | #NAME?
1 | 481 | 42.7471 | 1567.8869 | [26 empty] | 482 | #NAME? |  | 482 | #NAME? |  | 482 | 2227.4406 | #NAME?
2 | 482 | 42.7091 | 1511.4846 | [26 empty] | 483 | #NAME? |  | 483 | #NAME? |  | 483 | 2227.3026 | #NAME?
3 | 483 | 42.6715 | 1428.424 | [26 empty] | 484 | #NAME? |  | 484 | #NAME? |  | 484 | 2227.1614 | #NAME?
4 | 484 | 42.6476 | 1428.3627 | [26 empty] | 485 | #NAME? |  | 485 | #NAME? |  | 485 | 2226.9486 | #NAME?
5 | 485 | 42.6572 | 1422.9175 | [26 empty] | 486 | #NAME? |  | 486 | #NAME? |  | 486 | 2226.7843 | #NAME?
6 | 486 | 42.7183 | 1371.1031 | [26 empty] | 487 | #NAME? |  | 487 | #NAME? |  | 487 | 2226.6924 | #NAME?
7 | 487 | 42.8286 | 396.3324 | [26 empty] | 488 | #NAME? |  | 488 | #NAME? |  | 488 | 2226.6325 | #NAME?
8 | 488 | 42.9588 | 0 | [26 empty] | 489 | #NAME? |  | 489 | #NAME? |  | 489 | 2226.266 | #NAME?
9 | 489 | 43.0741 | 0 | [26 empty] | 490 | #NAME? |  | 490 | #NAME? |  | 490 | 2226.1984 | #NAME?
10 | 490 | 43.1684 | 0 | [26 empty] | 491 | #NAME? |  | 491 | #NAME? |  | 491 | 2226.0544 | #NAME?
11 | 491 | 43.2733 | 1321.0761 | [26 empty] | 492 | #NAME? |  | 492 | #NAME? |  | 492 | 2226.018 | #NAME?
12 | 492 | 43.3908 | 653.0589 | [26 empty] | 493 | #NAME? |  | 493 | #NAME? |  | 493 | 2225.9922 | #NAME?
13 | 493 | 43.5078 | 0 | [26 empty] | 494 | #NAME? |  | 494 | #NAME? |  | 494 | 2225.9266 | #NAME?
14 | 494 | 43.607 | 0 | [26 empty] | 495 | #NAME? |  | 495 | #NAME? |  | 495 | 2225.5362 | #NAME?
15 | 495 | 43.6827 | 0 | [26 empty] | 496 | #NAME? |  | 496 | #NAME? |  | 496 | 2225.2954 | #NAME?
16 | 496 | 43.7167 | 0 | [26 empty] | 497 | #NAME? |  | 497 | #NAME? |  | 497 | 2225.0619 | #NAME?
17 | 497 | 43.692 | 717.0438 | [26 empty] | 498 | #NAME? |  | 498 | #NAME? |  | 498 | 2224.1635 | #NAME?
18 | 498 | 43.582 | 1917.619 | [26 empty] | 499 | #NAME? |  | 499 | #NAME? |  | 499 | 2224.1016 | #NAME?
19 | 499 | 43.4138 | 1920.3789 | [26 empty] | 500 | #NAME? |  | 500 | #NAME? |  | 500 | 2223.7613 | #NAME?
20 | 500 | 43.2338 | 1833.988 | [26 empty] | 501 | #NAME? |  | 501 | #NAME? |  | 501 | 2223.4646 | #NAME?
21 | 501 | 43.0769 | 1823.7452 | [26 empty] | 502 | #NAME? |  | 502 | #NAME? |  | 502 | 2223.3865 | #NAME?
22 | 502 | 42.9611 | 1794.7975 | [26 empty] | 503 | #NAME? |  | 503 | #NAME? |  | 503 | 2222.928 | #NAME?
23 | 503 | 42.8863 | 1716.9887 | [26 empty] | 504 | #NAME? |  | 504 | #NAME? |  | 504 | 2222.8005 | #NAME?
0 | 504 | 42.7471 | 1640.9234 | [26 empty] | 505 | #NAME? |  | 505 | #NAME? |  | 505 | 2222.6893 | #NAME?
1 | 505 | 42.7471 | 1572.9338 | [26 empty] | 506 | #NAME? |  | 506 | #NAME? |  | 506 | 2222.2079 | #NAME?
2 | 506 | 42.7091 | 1509.6367 | [26 empty] | 507 | #NAME? |  | 507 | #NAME? |  | 507 | 2222.1864 | #NAME?
3 | 507 | 42.6715 | 1455.2325 | [26 empty] | 508 | #NAME? |  | 508 | #NAME? |  | 508 | 2221.1002 | #NAME?
4 | 508 | 42.6476 | 1413.8966 | [26 empty] | 509 | #NAME? |  | 509 | #NAME? |  | 509 | 2220.9833 | #NAME?
5 | 509 | 42.6572 | 1396.9926 | [26 empty] | 510 | #NAME? |  | 510 | #NAME? |  | 510 | 2220.6539 | #NAME?
6 | 510 | 42.7183 | 1326.2994 | [26 empty] | 511 | #NAME? |  | 511 | #NAME? |  | 511 | 2220.6537 | #NAME?
7 | 511 | 42.8286 | 411.1037 | [26 empty] | 512 | #NAME? |  | 512 | #NAME? |  | 512 | 2220.6362 | #NAME?
8 | 512 | 42.9588 | 0 | [26 empty] | 513 | #NAME? |  | 513 | #NAME? |  | 513 | 2220.5163 | #NAME?
9 | 513 | 43.0741 | 0 | [26 empty] | 514 | #NAME? |  | 514 | #NAME? |  | 514 | 2220.4113 | #NAME?
10 | 514 | 43.1684 | 0 | [26 empty] | 515 | #NAME? |  | 515 | #NAME? |  | 515 | 2220.3971 | #NAME?
11 | 515 | 43.2733 | 0 | [26 empty] | 516 | #NAME? |  | 516 | #NAME? |  | 516 | 2219.62 | #NAME?
12 | 516 | 43.3908 | 0 | [26 empty] | 517 | #NAME? |  | 517 | #NAME? |  | 517 | 2219.3233 | #NAME?
13 | 517 | 43.5078 | 0 | [26 empty] | 518 | #NAME? |  | 518 | #NAME? |  | 518 | 2218.9713 | #NAME?
14 | 518 | 43.607 | 0 | [26 empty] | 519 | #NAME? |  | 519 | #NAME? |  | 519 | 2218.8092 | #NAME?
15 | 519 | 43.6827 | 1109.6251 | [26 empty] | 520 | #NAME? |  | 520 | #NAME? |  | 520 | 2218.0014 | #NAME?
16 | 520 | 43.7167 | 0 | [26 empty] | 521 | #NAME? |  | 521 | #NAME? |  | 521 | 2217.7814 | #NAME?
17 | 521 | 43.692 | 747.3753 | [26 empty] | 522 | #NAME? |  | 522 | #NAME? |  | 522 | 2217.7547 | #NAME?
18 | 522 | 43.582 | 1769.3757 | [26 empty] | 523 | #NAME? |  | 523 | #NAME? |  | 523 | 2217.1427 | #NAME?
19 | 523 | 43.4138 | 1796.9142 | [26 empty] | 524 | #NAME? |  | 524 | #NAME? |  | 524 | 2216.7131 | #NAME?
20 | 524 | 43.2338 | 1776.2195 | [26 empty] | 525 | #NAME? |  | 525 | #NAME? |  | 525 | 2216.3936 | #NAME?
21 | 525 | 43.0769 | 1751.7784 | [26 empty] | 526 | #NAME? |  | 526 | #NAME? |  | 526 | 2216.349 | #NAME?
22 | 526 | 42.9611 | 1722.4243 | [26 empty] | 527 | #NAME? |  | 527 | #NAME? |  | 527 | 2215.9501 | #NAME?
23 | 527 | 42.8863 | 1664.6965 | [26 empty] | 528 | #NAME? |  | 528 | #NAME? |  | 528 | 2215.5566 | #NAME?
0 | 528 | 42.7471 | 1582.441 | [26 empty] | 529 | #NAME? |  | 529 | #NAME? |  | 529 | 2215.4125 | #NAME?
1 | 529 | 42.7471 | 1513.0419 | [26 empty] | 530 | #NAME? |  | 530 | #NAME? |  | 530 | 2215.3129 | #NAME?
2 | 530 | 42.7091 | 1456.9463 | [26 empty] | 531 | #NAME? |  | 531 | #NAME? |  | 531 | 2215.1299 | #NAME?
3 | 531 | 42.6715 | 1423.2998 | [26 empty] | 532 | #NAME? |  | 532 | #NAME? |  | 532 | 2214.3112 | #NAME?
4 | 532 | 42.6476 | 1404.3698 | [26 empty] | 533 | #NAME? |  | 533 | #NAME? |  | 533 | 2214.0938 | #NAME?
5 | 533 | 42.6572 | 1449.7195 | [26 empty] | 534 | #NAME? |  | 534 | #NAME? |  | 534 | 2214.0885 | #NAME?
6 | 534 | 42.7183 | 1454.0686 | [26 empty] | 535 | #NAME? |  | 535 | #NAME? |  | 535 | 2213.9973 | #NAME?
7 | 535 | 42.8286 | 1516.3138 | [26 empty] | 536 | #NAME? |  | 536 | #NAME? |  | 536 | 2213.9669 | #NAME?
8 | 536 | 42.9588 | 1114.6292 | [26 empty] | 537 | #NAME? |  | 537 | #NAME? |  | 537 | 2213.7194 | #NAME?
9 | 537 | 43.0741 | 0 | [26 empty] | 538 | #NAME? |  | 538 | #NAME? |  | 538 | 2213.4332 | #NAME?
10 | 538 | 43.1684 | 0 | [26 empty] | 539 | #NAME? |  | 539 | #NAME? |  | 539 | 2213.0342 | #NAME?
11 | 539 | 43.2733 | 0 | [26 empty] | 540 | #NAME? |  | 540 | #NAME? |  | 540 | 2211.6385 | #NAME?
12 | 540 | 43.3908 | 0 | [26 empty] | 541 | #NAME? |  | 541 | #NAME? |  | 541 | 2211.3096 | #NAME?
13 | 541 | 43.5078 | 0 | [26 empty] | 542 | #NAME? |  | 542 | #NAME? |  | 542 | 2211.0764 | #NAME?
14 | 542 | 43.607 | 0 | [26 empty] | 543 | #NAME? |  | 543 | #NAME? |  | 543 | 2211.0507 | #NAME?
15 | 543 | 43.6827 | 0 | [26 empty] | 544 | #NAME? |  | 544 | #NAME? |  | 544 | 2211.0158 | #NAME?
16 | 544 | 43.7167 | 0 | [26 empty] | 545 | #NAME? |  | 545 | #NAME? |  | 545 | 2210.72 | #NAME?
17 | 545 | 43.692 | 873.8649 | [26 empty] | 546 | #NAME? |  | 546 | #NAME? |  | 546 | 2210.5913 | #NAME?
18 | 546 | 43.582 | 2012.0549 | [26 empty] | 547 | #NAME? |  | 547 | #NAME? |  | 547 | 2210.5132 | #NAME?
19 | 547 | 43.4138 | 2030.9119 | [26 empty] | 548 | #NAME? |  | 548 | #NAME? |  | 548 | 2210.2985 | #NAME?
20 | 548 | 43.2338 | 1998.7824 | [26 empty] | 549 | #NAME? |  | 549 | #NAME? |  | 549 | 2210.1067 | #NAME?
21 | 549 | 43.0769 | 1977.2683 | [26 empty] | 550 | #NAME? |  | 550 | #NAME? |  | 550 | 2210.061 | #NAME?
22 | 550 | 42.9611 | 1934.3867 | [26 empty] | 551 | #NAME? |  | 551 | #NAME? |  | 551 | 2209.6317 | #NAME?
23 | 551 | 42.8863 | 1837.2032 | [26 empty] | 552 | #NAME? |  | 552 | #NAME? |  | 552 | 2208.9958 | #NAME?
0 | 552 | 42.7471 | 1749.8884 | [26 empty] | 553 | #NAME? |  | 553 | #NAME? |  | 553 | 2208.497 | #NAME?
1 | 553 | 42.7471 | 1691.5935 | [26 empty] | 554 | #NAME? |  | 554 | #NAME? |  | 554 | 2208.4107 | #NAME?
2 | 554 | 42.7091 | 1637.1714 | [26 empty] | 555 | #NAME? |  | 555 | #NAME? |  | 555 | 2208.2125 | #NAME?
3 | 555 | 42.6715 | 1562.7711 | [26 empty] | 556 | #NAME? |  | 556 | #NAME? |  | 556 | 2208.1448 | #NAME?
4 | 556 | 42.6476 | 1576.3669 | [26 empty] | 557 | #NAME? |  | 557 | #NAME? |  | 557 | 2207.8306 | #NAME?
5 | 557 | 42.6572 | 1673.8855 | [26 empty] | 558 | #NAME? |  | 558 | #NAME? |  | 558 | 2207.6511 | #NAME?
6 | 558 | 42.7183 | 1729.4064 | [26 empty] | 559 | #NAME? |  | 559 | #NAME? |  | 559 | 2206.9156 | #NAME?
7 | 559 | 42.8286 | 1359.5416 | [26 empty] | 560 | #NAME? |  | 560 | #NAME? |  | 560 | 2206.5059 | #NAME?
8 | 560 | 42.9588 | 694.4273 | [26 empty] | 561 | #NAME? |  | 561 | #NAME? |  | 561 | 2206.1268 | #NAME?
9 | 561 | 43.0741 | 0 | [26 empty] | 562 | #NAME? |  | 562 | #NAME? |  | 562 | 2206.0254 | #NAME?
10 | 562 | 43.1684 | 0 | [26 empty] | 563 | #NAME? |  | 563 | #NAME? |  | 563 | 2205.9857 | #NAME?
11 | 563 | 43.2733 | 0 | [26 empty] | 564 | #NAME? |  | 564 | #NAME? |  | 564 | 2205.5264 | #NAME?
12 | 564 | 43.3908 | 0 | [26 empty] | 565 | #NAME? |  | 565 | #NAME? |  | 565 | 2205.3997 | #NAME?
13 | 565 | 43.5078 | 0 | [26 empty] | 566 | #NAME? |  | 566 | #NAME? |  | 566 | 2205.2107 | #NAME?
14 | 566 | 43.607 | 0 | [26 empty] | 567 | #NAME? |  | 567 | #NAME? |  | 567 | 2205.1573 | #NAME?
15 | 567 | 43.6827 | 0 | [26 empty] | 568 | #NAME? |  | 568 | #NAME? |  | 568 | 2205.0706 | #NAME?
16 | 568 | 43.7167 | 0 | [26 empty] | 569 | #NAME? |  | 569 | #NAME? |  | 569 | 2205.0263 | #NAME?
17 | 569 | 43.692 | 738.0178 | [26 empty] | 570 | #NAME? |  | 570 | #NAME? |  | 570 | 2204.8259 | #NAME?
18 | 570 | 43.582 | 2071.3605 | [26 empty] | 571 | #NAME? |  | 571 | #NAME? |  | 571 | 2204.793 | #NAME?
19 | 571 | 43.4138 | 2091.536 | [26 empty] | 572 | #NAME? |  | 572 | #NAME? |  | 572 | 2204.673 | #NAME?
20 | 572 | 43.2338 | 2055.9748 | [26 empty] | 573 | #NAME? |  | 573 | #NAME? |  | 573 | 2204.5996 | #NAME?
21 | 573 | 43.0769 | 2010.9037 | [26 empty] | 574 | #NAME? |  | 574 | #NAME? |  | 574 | 2204.5796 | #NAME?
22 | 574 | 42.9611 | 1940.1836 | [26 empty] | 575 | #NAME? |  | 575 | #NAME? |  | 575 | 2204.5507 | #NAME?
23 | 575 | 42.8863 | 1819.4761 | [26 empty] | 576 | #NAME? |  | 576 | #NAME? |  | 576 | 2204.535 | #NAME?
0 | 576 | 42.7471 | 1704.2629 | [26 empty] | 577 | #NAME? |  | 577 | #NAME? |  | 577 | 2204.1239 | #NAME?
1 | 577 | 42.7471 | 1616.0512 | [26 empty] | 578 | #NAME? |  | 578 | #NAME? |  | 578 | 2204.0499 | #NAME?
2 | 578 | 42.7091 | 1546.3793 | [26 empty] | 579 | #NAME? |  | 579 | #NAME? |  | 579 | 2203.7559 | #NAME?
3 | 579 | 42.6715 | 1484.9923 | [26 empty] | 580 | #NAME? |  | 580 | #NAME? |  | 580 | 2203.5472 | #NAME?
4 | 580 | 42.6476 | 1490.8659 | [26 empty] | 581 | #NAME? |  | 581 | #NAME? |  | 581 | 2203.2897 | #NAME?
5 | 581 | 42.6572 | 1572.1496 | [26 empty] | 582 | #NAME? |  | 582 | #NAME? |  | 582 | 2202.687 | #NAME?
6 | 582 | 42.7183 | 1611.5508 | [26 empty] | 583 | #NAME? |  | 583 | #NAME? |  | 583 | 2202.2876 | #NAME?
7 | 583 | 42.8286 | 659.0865 | [26 empty] | 584 | #NAME? |  | 584 | #NAME? |  | 584 | 2201.7988 | #NAME?
8 | 584 | 42.9588 | 0 | [26 empty] | 585 | #NAME? |  | 585 | #NAME? |  | 585 | 2201.5372 | #NAME?
9 | 585 | 43.0741 | 0 | [26 empty] | 586 | #NAME? |  | 586 | #NAME? |  | 586 | 2200.8899 | #NAME?
10 | 586 | 43.1684 | 1215.6105 | [26 empty] | 587 | #NAME? |  | 587 | #NAME? |  | 587 | 2200.7683 | #NAME?
11 | 587 | 43.2733 | 0 | [26 empty] | 588 | #NAME? |  | 588 | #NAME? |  | 588 | 2200.1903 | #NAME?
12 | 588 | 43.3908 | 0 | [26 empty] | 589 | #NAME? |  | 589 | #NAME? |  | 589 | 2199.9712 | #NAME?
13 | 589 | 43.5078 | 0 | [26 empty] | 590 | #NAME? |  | 590 | #NAME? |  | 590 | 2199.7583 | #NAME?
14 | 590 | 43.607 | 0 | [26 empty] | 591 | #NAME? |  | 591 | #NAME? |  | 591 | 2199.3992 | #NAME?
15 | 591 | 43.6827 | 1036.4816 | [26 empty] | 592 | #NAME? |  | 592 | #NAME? |  | 592 | 2199.2345 | #NAME?
16 | 592 | 43.7167 | 0 | [26 empty] | 593 | #NAME? |  | 593 | #NAME? |  | 593 | 2199.1873 | #NAME?
17 | 593 | 43.692 | 645.3178 | [26 empty] | 594 | #NAME? |  | 594 | #NAME? |  | 594 | 2198.9946 | #NAME?
18 | 594 | 43.582 | 1989.53 | [26 empty] | 595 | #NAME? |  | 595 | #NAME? |  | 595 | 2198.9071 | #NAME?
19 | 595 | 43.4138 | 1937.7433 | [26 empty] | 596 | #NAME? |  | 596 | #NAME? |  | 596 | 2198.9007 | #NAME?
20 | 596 | 43.2338 | 1908.0119 | [26 empty] | 597 | #NAME? |  | 597 | #NAME? |  | 597 | 2198.364 | #NAME?
21 | 597 | 43.0769 | 1859.5965 | [26 empty] | 598 | #NAME? |  | 598 | #NAME? |  | 598 | 2197.9472 | #NAME?
22 | 598 | 42.9611 | 1781.4616 | [26 empty] | 599 | #NAME? |  | 599 | #NAME? |  | 599 | 2197.8422 | #NAME?
23 | 599 | 42.8863 | 1679.4573 | [26 empty] | 600 | #NAME? |  | 600 | #NAME? |  | 600 | 2197.6532 | #NAME?
0 | 600 | 42.7471 | 1517.5879 | [26 empty] | 601 | #NAME? |  | 601 | #NAME? |  | 601 | 2197.6124 | #NAME?
1 | 601 | 42.7471 | 1444.6972 | [26 empty] | 602 | #NAME? |  | 602 | #NAME? |  | 602 | 2197.5064 | #NAME?
2 | 602 | 42.7091 | 1408.5213 | [26 empty] | 603 | #NAME? |  | 603 | #NAME? |  | 603 | 2197.4534 | #NAME?
3 | 603 | 42.6715 | 1498.3246 | [26 empty] | 604 | #NAME? |  | 604 | #NAME? |  | 604 | 2197.2907 | #NAME?
4 | 604 | 42.6476 | 1499.8418 | [26 empty] | 605 | #NAME? |  | 605 | #NAME? |  | 605 | 2196.9405 | #NAME?
5 | 605 | 42.6572 | 1594.6149 | [26 empty] | 606 | #NAME? |  | 606 | #NAME? |  | 606 | 2196.3123 | #NAME?
6 | 606 | 42.7183 | 1646.1717 | [26 empty] | 607 | #NAME? |  | 607 | #NAME? |  | 607 | 2196.2155 | #NAME?
7 | 607 | 42.8286 | 886.2494 | [26 empty] | 608 | #NAME? |  | 608 | #NAME? |  | 608 | 2196.1586 | #NAME?
8 | 608 | 42.9588 | 0 | [26 empty] | 609 | #NAME? |  | 609 | #NAME? |  | 609 | 2196.0731 | #NAME?
9 | 609 | 43.0741 | 0 | [26 empty] | 610 | #NAME? |  | 610 | #NAME? |  | 610 | 2195.9234 | #NAME?
10 | 610 | 43.1684 | 0 | [26 empty] | 611 | #NAME? |  | 611 | #NAME? |  | 611 | 2195.7826 | #NAME?
11 | 611 | 43.2733 | 0 | [26 empty] | 612 | #NAME? |  | 612 | #NAME? |  | 612 | 2195.7462 | #NAME?
12 | 612 | 43.3908 | 0 | [26 empty] | 613 | #NAME? |  | 613 | #NAME? |  | 613 | 2195.697 | #NAME?
13 | 613 | 43.5078 | 628.1644 | [26 empty] | 614 | #NAME? |  | 614 | #NAME? |  | 614 | 2195.421 | #NAME?
14 | 614 | 43.607 | 704.6743 | [26 empty] | 615 | #NAME? |  | 615 | #NAME? |  | 615 | 2195.3678 | #NAME?
15 | 615 | 43.6827 | 1124.8357 | [26 empty] | 616 | #NAME? |  | 616 | #NAME? |  | 616 | 2195.3559 | #NAME?
16 | 616 | 43.7167 | 0 | [26 empty] | 617 | #NAME? |  | 617 | #NAME? |  | 617 | 2195.1471 | #NAME?
17 | 617 | 43.692 | 741.7765 | [26 empty] | 618 | #NAME? |  | 618 | #NAME? |  | 618 | 2195.0902 | #NAME?
18 | 618 | 43.582 | 1956.7287 | [26 empty] | 619 | #NAME? |  | 619 | #NAME? |  | 619 | 2194.8961 | #NAME?
19 | 619 | 43.4138 | 2116.619 | [26 empty] | 620 | #NAME? |  | 620 | #NAME? |  | 620 | 2194.074 | #NAME?
20 | 620 | 43.2338 | 2080.5226 | [26 empty] | 621 | #NAME? |  | 621 | #NAME? |  | 621 | 2192.8312 | #NAME?
21 | 621 | 43.0769 | 2067.1249 | [26 empty] | 622 | #NAME? |  | 622 | #NAME? |  | 622 | 2192.4989 | #NAME?
22 | 622 | 42.9611 | 1974.2796 | [26 empty] | 623 | #NAME? |  | 623 | #NAME? |  | 623 | 2192.342 | #NAME?
23 | 623 | 42.8863 | 1865.1212 | [26 empty] | 624 | #NAME? |  | 624 | #NAME? |  | 624 | 2191.8186 | #NAME?
0 | 624 | 42.7471 | 1747.3082 | [26 empty] | 625 | #NAME? |  | 625 | #NAME? |  | 625 | 2191.8043 | #NAME?
1 | 625 | 42.7471 | 1656.0055 | [26 empty] | 626 | #NAME? |  | 626 | #NAME? |  | 626 | 2191.7069 | #NAME?
2 | 626 | 42.7091 | 1584.2703 | [26 empty] | 627 | #NAME? |  | 627 | #NAME? |  | 627 | 2191.6016 | #NAME?
3 | 627 | 42.6715 | 1445.2584 | [26 empty] | 628 | #NAME? |  | 628 | #NAME? |  | 628 | 2191.4347 | #NAME?
4 | 628 | 42.6476 | 1444.1651 | [26 empty] | 629 | #NAME? |  | 629 | #NAME? |  | 629 | 2191.1217 | #NAME?
5 | 629 | 42.6572 | 1523.2511 | [26 empty] | 630 | #NAME? |  | 630 | #NAME? |  | 630 | 2190.7771 | #NAME?
6 | 630 | 42.7183 | 1587.8821 | [26 empty] | 631 | #NAME? |  | 631 | #NAME? |  | 631 | 2190.7424 | #NAME?
7 | 631 | 42.8286 | 915.0867 | [26 empty] | 632 | #NAME? |  | 632 | #NAME? |  | 632 | 2190.6518 | #NAME?
8 | 632 | 42.9588 | 0 | [26 empty] | 633 | #NAME? |  | 633 | #NAME? |  | 633 | 2190.548 | #NAME?
9 | 633 | 43.0741 | 0 | [26 empty] | 634 | #NAME? |  | 634 | #NAME? |  | 634 | 2190.532 | #NAME?
10 | 634 | 43.1684 | 0 | [26 empty] | 635 | #NAME? |  | 635 | #NAME? |  | 635 | 2190.2874 | #NAME?
11 | 635 | 43.2733 | 0 | [26 empty] | 636 | #NAME? |  | 636 | #NAME? |  | 636 | 2190.2009 | #NAME?
12 | 636 | 43.3908 | 0 | [26 empty] | 637 | #NAME? |  | 637 | #NAME? |  | 637 | 2188.9087 | #NAME?
13 | 637 | 43.5078 | 0 | [26 empty] | 638 | #NAME? |  | 638 | #NAME? |  | 638 | 2188.7581 | #NAME?
14 | 638 | 43.607 | 0 | [26 empty] | 639 | #NAME? |  | 639 | #NAME? |  | 639 | 2188.5143 | #NAME?
15 | 639 | 43.6827 | 0 | [26 empty] | 640 | #NAME? |  | 640 | #NAME? |  | 640 | 2188.5099 | #NAME?
16 | 640 | 43.7167 | 0 | [26 empty] | 641 | #NAME? |  | 641 | #NAME? |  | 641 | 2187.7592 | #NAME?
17 | 641 | 43.692 | 688.7005 | [26 empty] | 642 | #NAME? |  | 642 | #NAME? |  | 642 | 2187.303 | #NAME?
18 | 642 | 43.582 | 1949.0591 | [26 empty] | 643 | #NAME? |  | 643 | #NAME? |  | 643 | 2187.0345 | #NAME?
19 | 643 | 43.4138 | 1972.6741 | [26 empty] | 644 | #NAME? |  | 644 | #NAME? |  | 644 | 2186.9459 | #NAME?
20 | 644 | 43.2338 | 1915.8216 | [26 empty] | 645 | #NAME? |  | 645 | #NAME? |  | 645 | 2186.6784 | #NAME?
21 | 645 | 43.0769 | 1870.6767 | [26 empty] | 646 | #NAME? |  | 646 | #NAME? |  | 646 | 2186.3769 | #NAME?
22 | 646 | 42.9611 | 1798.3808 | [26 empty] | 647 | #NAME? |  | 647 | #NAME? |  | 647 | 2186.1726 | #NAME?
23 | 647 | 42.8863 | 1727.4912 | [26 empty] | 648 | #NAME? |  | 648 | #NAME? |  | 648 | 2185.9166 | #NAME?
0 | 648 | 42.7471 | 1651.6342 | [26 empty] | 649 | #NAME? |  | 649 | #NAME? |  | 649 | 2185.9009 | #NAME?
1 | 649 | 42.7471 | 1589.3211 | [26 empty] | 650 | #NAME? |  | 650 | #NAME? |  | 650 | 2185.8787 | #NAME?
2 | 650 | 42.7091 | 1527.1897 | [26 empty] | 651 | #NAME? |  | 651 | #NAME? |  | 651 | 2185.8549 | #NAME?
3 | 651 | 42.6715 | 1467.5483 | [26 empty] | 652 | #NAME? |  | 652 | #NAME? |  | 652 | 2185.5162 | #NAME?
4 | 652 | 42.6476 | 1455.6379 | [26 empty] | 653 | #NAME? |  | 653 | #NAME? |  | 653 | 2185.369 | #NAME?
5 | 653 | 42.6572 | 1481.2479 | [26 empty] | 654 | #NAME? |  | 654 | #NAME? |  | 654 | 2184.7424 | #NAME?
6 | 654 | 42.7183 | 1449.4833 | [26 empty] | 655 | #NAME? |  | 655 | #NAME? |  | 655 | 2183.6777 | #NAME?
7 | 655 | 42.8286 | 659.9763 | [26 empty] | 656 | #NAME? |  | 656 | #NAME? |  | 656 | 2183.6067 | #NAME?
8 | 656 | 42.9588 | 0 | [26 empty] | 657 | #NAME? |  | 657 | #NAME? |  | 657 | 2183.2314 | #NAME?
9 | 657 | 43.0741 | 1608.1188 | [26 empty] | 658 | #NAME? |  | 658 | #NAME? |  | 658 | 2182.7747 | #NAME?
10 | 658 | 43.1684 | 0 | [26 empty] | 659 | #NAME? |  | 659 | #NAME? |  | 659 | 2182.5799 | #NAME?
11 | 659 | 43.2733 | 0 | [26 empty] | 660 | #NAME? |  | 660 | #NAME? |  | 660 | 2182.4677 | #NAME?
12 | 660 | 43.3908 | 0 | [26 empty] | 661 | #NAME? |  | 661 | #NAME? |  | 661 | 2182.1079 | #NAME?
13 | 661 | 43.5078 | 0 | [26 empty] | 662 | #NAME? |  | 662 | #NAME? |  | 662 | 2182.0995 | #NAME?
14 | 662 | 43.607 | 0 | [26 empty] | 663 | #NAME? |  | 663 | #NAME? |  | 663 | 2181.9522 | #NAME?
15 | 663 | 43.6827 | 0 | [26 empty] | 664 | #NAME? |  | 664 | #NAME? |  | 664 | 2181.9228 | #NAME?
16 | 664 | 43.7167 | 0 | [26 empty] | 665 | #NAME? |  | 665 | #NAME? |  | 665 | 2181.6939 | #NAME?
17 | 665 | 43.692 | 459.4643 | [26 empty] | 666 | #NAME? |  | 666 | #NAME? |  | 666 | 2181.6381 | #NAME?
18 | 666 | 43.582 | 1824.1626 | [26 empty] | 667 | #NAME? |  | 667 | #NAME? |  | 667 | 2181.5172 | #NAME?
19 | 667 | 43.4138 | 1769.0286 | [26 empty] | 668 | #NAME? |  | 668 | #NAME? |  | 668 | 2181.4941 | #NAME?
20 | 668 | 43.2338 | 1737.1216 | [26 empty] | 669 | #NAME? |  | 669 | #NAME? |  | 669 | 2181.3157 | #NAME?
21 | 669 | 43.0769 | 1712.2603 | [26 empty] | 670 | #NAME? |  | 670 | #NAME? |  | 670 | 2181.3015 | #NAME?
22 | 670 | 42.9611 | 1676.951 | [26 empty] | 671 | #NAME? |  | 671 | #NAME? |  | 671 | 2181.0464 | #NAME?
23 | 671 | 42.8863 | 1633.9919 | [26 empty] | 672 | #NAME? |  | 672 | #NAME? |  | 672 | 2180.8866 | #NAME?
0 | 672 | 42.7471 | 1570.7672 | [26 empty] | 673 | #NAME? |  | 673 | #NAME? |  | 673 | 2180.6336 | #NAME?
1 | 673 | 42.7471 | 1494.5773 | [26 empty] | 674 | #NAME? |  | 674 | #NAME? |  | 674 | 2180.6135 | #NAME?
2 | 674 | 42.7091 | 1440.5807 | [26 empty] | 675 | #NAME? |  | 675 | #NAME? |  | 675 | 2180.2638 | #NAME?
3 | 675 | 42.6715 | 1430.9236 | [26 empty] | 676 | #NAME? |  | 676 | #NAME? |  | 676 | 2180.1908 | #NAME?
4 | 676 | 42.6476 | 1412.6199 | [26 empty] | 677 | #NAME? |  | 677 | #NAME? |  | 677 | 2180.096 | #NAME?
5 | 677 | 42.6572 | 1412.2601 | [26 empty] | 678 | #NAME? |  | 678 | #NAME? |  | 678 | 2180.0247 | #NAME?
6 | 678 | 42.7183 | 1352.1159 | [26 empty] | 679 | #NAME? |  | 679 | #NAME? |  | 679 | 2179.6233 | #NAME?
7 | 679 | 42.8286 | 495.6107 | [26 empty] | 680 | #NAME? |  | 680 | #NAME? |  | 680 | 2179.376 | #NAME?
8 | 680 | 42.9588 | 0 | [26 empty] | 681 | #NAME? |  | 681 | #NAME? |  | 681 | 2178.9542 | #NAME?
9 | 681 | 43.0741 | 905.3725 | [26 empty] | 682 | #NAME? |  | 682 | #NAME? |  | 682 | 2178.6715 | #NAME?
10 | 682 | 43.1684 | 0 | [26 empty] | 683 | #NAME? |  | 683 | #NAME? |  | 683 | 2178.5393 | #NAME?
11 | 683 | 43.2733 | 150.5909 | [26 empty] | 684 | #NAME? |  | 684 | #NAME? |  | 684 | 2178.268 | #NAME?
12 | 684 | 43.3908 | 123.3814 | [26 empty] | 685 | #NAME? |  | 685 | #NAME? |  | 685 | 2178.0135 | #NAME?
13 | 685 | 43.5078 | 0 | [26 empty] | 686 | #NAME? |  | 686 | #NAME? |  | 686 | 2178.003 | #NAME?
14 | 686 | 43.607 | 0 | [26 empty] | 687 | #NAME? |  | 687 | #NAME? |  | 687 | 2177.5358 | #NAME?
15 | 687 | 43.6827 | 0 | [26 empty] | 688 | #NAME? |  | 688 | #NAME? |  | 688 | 2177.1698 | #NAME?
16 | 688 | 43.7167 | 0 | [26 empty] | 689 | #NAME? |  | 689 | #NAME? |  | 689 | 2176.9616 | #NAME?
17 | 689 | 43.692 | 416.0214 | [26 empty] | 690 | #NAME? |  | 690 | #NAME? |  | 690 | 2176.4743 | #NAME?
18 | 690 | 43.582 | 1741.2673 | [26 empty] | 691 | #NAME? |  | 691 | #NAME? |  | 691 | 2176.3166 | #NAME?
19 | 691 | 43.4138 | 1776.9565 | [26 empty] | 692 | #NAME? |  | 692 | #NAME? |  | 692 | 2176.3072 | #NAME?
20 | 692 | 43.2338 | 1768.8106 | [26 empty] | 693 | #NAME? |  | 693 | #NAME? |  | 693 | 2175.9335 | #NAME?
21 | 693 | 43.0769 | 1746.8184 | [26 empty] | 694 | #NAME? |  | 694 | #NAME? |  | 694 | 2175.9314 | #NAME?
22 | 694 | 42.9611 | 1718.463 | [26 empty] | 695 | #NAME? |  | 695 | #NAME? |  | 695 | 2175.9092 | #NAME?
23 | 695 | 42.8863 | 1659.2139 | [26 empty] | 696 | #NAME? |  | 696 | #NAME? |  | 696 | 2175.627 | #NAME?
0 | 696 | 42.7471 | 1578.7951 | [26 empty] | 697 | #NAME? |  | 697 | #NAME? |  | 697 | 2175.5934 | #NAME?
1 | 697 | 42.7471 | 1497.8072 | [26 empty] | 698 | #NAME? |  | 698 | #NAME? |  | 698 | 2175.5827 | #NAME?
2 | 698 | 42.7091 | 1441.7439 | [26 empty] | 699 | #NAME? |  | 699 | #NAME? |  | 699 | 2175.3421 | #NAME?
3 | 699 | 42.6715 | 1384.4055 | [26 empty] | 700 | #NAME? |  | 700 | #NAME? |  | 700 | 2175.2339 | #NAME?
4 | 700 | 42.6476 | 1395.5333 | [26 empty] | 701 | #NAME? |  | 701 | #NAME? |  | 701 | 2174.7418 | #NAME?
5 | 701 | 42.6572 | 1493.8565 | [26 empty] | 702 | #NAME? |  | 702 | #NAME? |  | 702 | 2174.4862 | #NAME?
6 | 702 | 42.7183 | 1566.2969 | [26 empty] | 703 | #NAME? |  | 703 | #NAME? |  | 703 | 2174.2379 | #NAME?
7 | 703 | 42.8286 | 673.0195 | [26 empty] | 704 | #NAME? |  | 704 | #NAME? |  | 704 | 2173.8834 | #NAME?
8 | 704 | 42.9588 | 0 | [26 empty] | 705 | #NAME? |  | 705 | #NAME? |  | 705 | 2173.8793 | #NAME?
9 | 705 | 43.0741 | 0 | [26 empty] | 706 | #NAME? |  | 706 | #NAME? |  | 706 | 2173.7843 | #NAME?
10 | 706 | 43.1684 | 0 | [26 empty] | 707 | #NAME? |  | 707 | #NAME? |  | 707 | 2173.6944 | #NAME?
11 | 707 | 43.2733 | 0 | [26 empty] | 708 | #NAME? |  | 708 | #NAME? |  | 708 | 2173.6153 | #NAME?
12 | 708 | 43.3908 | 0 | [26 empty] | 709 | #NAME? |  | 709 | #NAME? |  | 709 | 2172.8823 | #NAME?
13 | 709 | 43.5078 | 631.1385 | [26 empty] | 710 | #NAME? |  | 710 | #NAME? |  | 710 | 2172.3084 | #NAME?
14 | 710 | 43.607 | 0 | [26 empty] | 711 | #NAME? |  | 711 | #NAME? |  | 711 | 2172.1659 | #NAME?
15 | 711 | 43.6827 | 0 | [26 empty] | 712 | #NAME? |  | 712 | #NAME? |  | 712 | 2171.9077 | #NAME?
16 | 712 | 43.7167 | 0 | [26 empty] | 713 | #NAME? |  | 713 | #NAME? |  | 713 | 2171.8086 | #NAME?
17 | 713 | 43.692 | 847.766 | [26 empty] | 714 | #NAME? |  | 714 | #NAME? |  | 714 | 2171.4246 | #NAME?
18 | 714 | 43.582 | 2035.126 | [26 empty] | 715 | #NAME? |  | 715 | #NAME? |  | 715 | 2171.4167 | #NAME?
19 | 715 | 43.4138 | 2105.9864 | [26 empty] | 716 | #NAME? |  | 716 | #NAME? |  | 716 | 2171.2122 | #NAME?
20 | 716 | 43.2338 | 2078.7467 | [26 empty] | 717 | #NAME? |  | 717 | #NAME? |  | 717 | 2171.1111 | #NAME?
21 | 717 | 43.0769 | 2010.3353 | [26 empty] | 718 | #NAME? |  | 718 | #NAME? |  | 718 | 2171.0736 | #NAME?
22 | 718 | 42.9611 | 1891.3638 | [26 empty] | 719 | #NAME? |  | 719 | #NAME? |  | 719 | 2170.9269 | #NAME?
23 | 719 | 42.8863 | 1735.7634 | [26 empty] | 720 | #NAME? |  | 720 | #NAME? |  | 720 | 2170.9094 | #NAME?
0 | 720 | 42.7471 | 1630.1678 | [26 empty] | 721 | #NAME? |  | 721 | #NAME? |  | 721 | 2170.7114 | #NAME?
1 | 721 | 42.7471 | 1549.0612 | [26 empty] | 722 | #NAME? |  | 722 | #NAME? |  | 722 | 2170.4613 | #NAME?
2 | 722 | 42.7091 | 1496.002 | [26 empty] | 723 | #NAME? |  | 723 | #NAME? |  | 723 | 2170.257 | #NAME?
3 | 723 | 42.6715 | 1450.0987 | [26 empty] | 724 | #NAME? |  | 724 | #NAME? |  | 724 | 2170.1605 | #NAME?
4 | 724 | 42.6476 | 1455.8016 | [26 empty] | 725 | #NAME? |  | 725 | #NAME? |  | 725 | 2169.9212 | #NAME?
5 | 725 | 42.6572 | 1551.2545 | [26 empty] | 726 | #NAME? |  | 726 | #NAME? |  | 726 | 2169.8229 | #NAME?
6 | 726 | 42.7183 | 1615.8151 | [26 empty] | 727 | #NAME? |  | 727 | #NAME? |  | 727 | 2169.6652 | #NAME?
7 | 727 | 42.8286 | 837.4565 | [26 empty] | 728 | #NAME? |  | 728 | #NAME? |  | 728 | 2169.2303 | #NAME?
8 | 728 | 42.9588 | 0 | [26 empty] | 729 | #NAME? |  | 729 | #NAME? |  | 729 | 2168.6686 | #NAME?
9 | 729 | 43.0741 | 0 | [26 empty] | 730 | #NAME? |  | 730 | #NAME? |  | 730 | 2168.6349 | #NAME?
10 | 730 | 43.1684 | 0 | [26 empty] | 731 | #NAME? |  | 731 | #NAME? |  | 731 | 2168.569 | #NAME?
11 | 731 | 43.2733 | 0 | [26 empty] | 732 | #NAME? |  | 732 | #NAME? |  | 732 | 2168.5511 | #NAME?
12 | 732 | 43.3908 | 0 | [26 empty] | 733 | #NAME? |  | 733 | #NAME? |  | 733 | 2168.1843 | #NAME?
13 | 733 | 43.5078 | 0 | [26 empty] | 734 | #NAME? |  | 734 | #NAME? |  | 734 | 2168.174 | #NAME?
14 | 734 | 43.607 | 0 | [26 empty] | 735 | #NAME? |  | 735 | #NAME? |  | 735 | 2168.1396 | #NAME?
15 | 735 | 43.6827 | 0 | [26 empty] | 736 | #NAME? |  | 736 | #NAME? |  | 736 | 2168.1141 | #NAME?
16 | 736 | 43.7167 | 0 | [26 empty] | 737 | #NAME? |  | 737 | #NAME? |  | 737 | 2168.018 | #NAME?
17 | 737 | 43.692 | 725.3249 | [26 empty] | 738 | #NAME? |  | 738 | #NAME? |  | 738 | 2167.828 | #NAME?
18 | 738 | 43.582 | 2047.4968 | [26 empty] | 739 | #NAME? |  | 739 | #NAME? |  | 739 | 2167.7589 | #NAME?
19 | 739 | 43.4138 | 2032.4504 | [26 empty] | 740 | #NAME? |  | 740 | #NAME? |  | 740 | 2167.7389 | #NAME?
20 | 740 | 43.2338 | 1997.2642 | [26 empty] | 741 | #NAME? |  | 741 | #NAME? |  | 741 | 2167.733 | #NAME?
21 | 741 | 43.0769 | 1959.0881 | [26 empty] | 742 | #NAME? |  | 742 | #NAME? |  | 742 | 2167.3768 | #NAME?
22 | 742 | 42.9611 | 1891.2414 | [26 empty] | 743 | #NAME? |  | 743 | #NAME? |  | 743 | 2167.2649 | #NAME?
23 | 743 | 42.8863 | 1785.8084 | [26 empty] | 744 | #NAME? |  | 744 | #NAME? |  | 744 | 2167.1822 | #NAME?
0 | 744 | 42.7471 | 1544.0932 | [26 empty] | 745 | #NAME? |  | 745 | #NAME? |  | 745 | 2167.0914 | #NAME?
1 | 745 | 42.7471 | 1469.4642 | [26 empty] | 746 | #NAME? |  | 746 | #NAME? |  | 746 | 2166.7238 | #NAME?
2 | 746 | 42.7091 | 1410.3907 | [26 empty] | 747 | #NAME? |  | 747 | #NAME? |  | 747 | 2166.5388 | #NAME?
3 | 747 | 42.6715 | 1415.6569 | [26 empty] | 748 | #NAME? |  | 748 | #NAME? |  | 748 | 2166.4951 | #NAME?
4 | 748 | 42.6476 | 1410.8594 | [26 empty] | 749 | #NAME? |  | 749 | #NAME? |  | 749 | 2166.0821 | #NAME?
5 | 749 | 42.6572 | 1425.5191 | [26 empty] | 750 | #NAME? |  | 750 | #NAME? |  | 750 | 2166.0797 | #NAME?
6 | 750 | 42.7183 | 1473.9511 | [26 empty] | 751 | #NAME? |  | 751 | #NAME? |  | 751 | 2165.9352 | #NAME?
7 | 751 | 42.8286 | 826.3484 | [26 empty] | 752 | #NAME? |  | 752 | #NAME? |  | 752 | 2165.7946 | #NAME?
8 | 752 | 42.9588 | 0 | [26 empty] | 753 | #NAME? |  | 753 | #NAME? |  | 753 | 2165.4845 | #NAME?
9 | 753 | 43.0741 | 0 | [26 empty] | 754 | #NAME? |  | 754 | #NAME? |  | 754 | 2164.5545 | #NAME?
10 | 754 | 43.1684 | 0 | [26 empty] | 755 | #NAME? |  | 755 | #NAME? |  | 755 | 2164.041 | #NAME?
11 | 755 | 43.2733 | 0 | [26 empty] | 756 | #NAME? |  | 756 | #NAME? |  | 756 | 2163.1386 | #NAME?
12 | 756 | 43.3908 | 234.4903 | [26 empty] | 757 | #NAME? |  | 757 | #NAME? |  | 757 | 2163.0931 | #NAME?
13 | 757 | 43.5078 | 473.2852 | [26 empty] | 758 | #NAME? |  | 758 | #NAME? |  | 758 | 2162.9992 | #NAME?
14 | 758 | 43.607 | 0 | [26 empty] | 759 | #NAME? |  | 759 | #NAME? |  | 759 | 2162.8297 | #NAME?
15 | 759 | 43.6827 | 0 | [26 empty] | 760 | #NAME? |  | 760 | #NAME? |  | 760 | 2162.7259 | #NAME?
16 | 760 | 43.7167 | 1324.2723 | [26 empty] | 761 | #NAME? |  | 761 | #NAME? |  | 761 | 2162.5666 | #NAME?
17 | 761 | 43.692 | 668.4763 | [26 empty] | 762 | #NAME? |  | 762 | #NAME? |  | 762 | 2162.4255 | #NAME?
18 | 762 | 43.582 | 1645.7541 | [26 empty] | 763 | #NAME? |  | 763 | #NAME? |  | 763 | 2162.394 | #NAME?
19 | 763 | 43.4138 | 1905.633 | [26 empty] | 764 | #NAME? |  | 764 | #NAME? |  | 764 | 2162.2625 | #NAME?
20 | 764 | 43.2338 | 1901.7179 | [26 empty] | 765 | #NAME? |  | 765 | #NAME? |  | 765 | 2162.1413 | #NAME?
21 | 765 | 43.0769 | 1855.5957 | [26 empty] | 766 | #NAME? |  | 766 | #NAME? |  | 766 | 2162.058 | #NAME?
22 | 766 | 42.9611 | 1798.6074 | [26 empty] | 767 | #NAME? |  | 767 | #NAME? |  | 767 | 2162.0096 | #NAME?
23 | 767 | 42.8863 | 1708.7124 | [26 empty] | 768 | #NAME? |  | 768 | #NAME? |  | 768 | 2161.819 | #NAME?
0 | 768 | 42.7471 | 1564.9594 | [26 empty] | 769 | #NAME? |  | 769 | #NAME? |  | 769 | 2161.432 | #NAME?
1 | 769 | 42.7471 | 1504.6683 | [26 empty] | 770 | #NAME? |  | 770 | #NAME? |  | 770 | 2161.266 | #NAME?
2 | 770 | 42.7091 | 1454.6091 | [26 empty] | 771 | #NAME? |  | 771 | #NAME? |  | 771 | 2161.2168 | #NAME?
3 | 771 | 42.6715 | 1343.8244 | [26 empty] | 772 | #NAME? |  | 772 | #NAME? |  | 772 | 2161.1415 | #NAME?
4 | 772 | 42.6476 | 1335.5827 | [26 empty] | 773 | #NAME? |  | 773 | #NAME? |  | 773 | 2160.9275 | #NAME?
5 | 773 | 42.6572 | 1396.2557 | [26 empty] | 774 | #NAME? |  | 774 | #NAME? |  | 774 | 2160.7135 | #NAME?
6 | 774 | 42.7183 | 1420.6084 | [26 empty] | 775 | #NAME? |  | 775 | #NAME? |  | 775 | 2160.5155 | #NAME?
7 | 775 | 42.8286 | 657.7281 | [26 empty] | 776 | #NAME? |  | 776 | #NAME? |  | 776 | 2160.3907 | #NAME?
8 | 776 | 42.9588 | 0 | [26 empty] | 777 | #NAME? |  | 777 | #NAME? |  | 777 | 2160.2036 | #NAME?
9 | 777 | 43.0741 | 0 | [26 empty] | 778 | #NAME? |  | 778 | #NAME? |  | 778 | 2160.0328 | #NAME?
10 | 778 | 43.1684 | 0 | [26 empty] | 779 | #NAME? |  | 779 | #NAME? |  | 779 | 2160.0065 | #NAME?
11 | 779 | 43.2733 | 0 | [26 empty] | 780 | #NAME? |  | 780 | #NAME? |  | 780 | 2159.8381 | #NAME?
12 | 780 | 43.3908 | 0 | [26 empty] | 781 | #NAME? |  | 781 | #NAME? |  | 781 | 2159.8131 | #NAME?
13 | 781 | 43.5078 | 0 | [26 empty] | 782 | #NAME? |  | 782 | #NAME? |  | 782 | 2159.2633 | #NAME?
14 | 782 | 43.607 | 0 | [26 empty] | 783 | #NAME? |  | 783 | #NAME? |  | 783 | 2159.027 | #NAME?
15 | 783 | 43.6827 | 0 | [26 empty] | 784 | #NAME? |  | 784 | #NAME? |  | 784 | 2158.8361 | #NAME?
16 | 784 | 43.7167 | 0 | [26 empty] | 785 | #NAME? |  | 785 | #NAME? |  | 785 | 2158.5011 | #NAME?
17 | 785 | 43.692 | 888.4079 | [26 empty] | 786 | #NAME? |  | 786 | #NAME? |  | 786 | 2158.4727 | #NAME?
18 | 786 | 43.582 | 1768.7158 | [26 empty] | 787 | #NAME? |  | 787 | #NAME? |  | 787 | 2158.0733 | #NAME?
19 | 787 | 43.4138 | 1808.1483 | [26 empty] | 788 | #NAME? |  | 788 | #NAME? |  | 788 | 2157.9202 | #NAME?
20 | 788 | 43.2338 | 1782.2208 | [26 empty] | 789 | #NAME? |  | 789 | #NAME? |  | 789 | 2157.7402 | #NAME?
21 | 789 | 43.0769 | 1768.2914 | [26 empty] | 790 | #NAME? |  | 790 | #NAME? |  | 790 | 2157.624 | #NAME?
22 | 790 | 42.9611 | 1728.7526 | [26 empty] | 791 | #NAME? |  | 791 | #NAME? |  | 791 | 2157.5583 | #NAME?
23 | 791 | 42.8863 | 1625.5891 | [26 empty] | 792 | #NAME? |  | 792 | #NAME? |  | 792 | 2156.9845 | #NAME?
0 | 792 | 42.7471 | 1547.652 | [26 empty] | 793 | #NAME? |  | 793 | #NAME? |  | 793 | 2156.9163 | #NAME?
1 | 793 | 42.7471 | 1485.9763 | [26 empty] | 794 | #NAME? |  | 794 | #NAME? |  | 794 | 2156.5421 | #NAME?
2 | 794 | 42.7091 | 1443.0179 | [26 empty] | 795 | #NAME? |  | 795 | #NAME? |  | 795 | 2156.2018 | #NAME?
3 | 795 | 42.6715 | 1413.0074 | [26 empty] | 796 | #NAME? |  | 796 | #NAME? |  | 796 | 2155.9869 | #NAME?
4 | 796 | 42.6476 | 1423.7944 | [26 empty] | 797 | #NAME? |  | 797 | #NAME? |  | 797 | 2155.7822 | #NAME?
5 | 797 | 42.6572 | 1466.0589 | [26 empty] | 798 | #NAME? |  | 798 | #NAME? |  | 798 | 2155.6738 | #NAME?
6 | 798 | 42.7183 | 1462.2319 | [26 empty] | 799 | #NAME? |  | 799 | #NAME? |  | 799 | 2155.6323 | #NAME?
7 | 799 | 42.8286 | 807.5672 | [26 empty] | 800 | #NAME? |  | 800 | #NAME? |  | 800 | 2155.4598 | #NAME?
8 | 800 | 42.9588 | 1085.5832 | [26 empty] | 801 | #NAME? |  | 801 | #NAME? |  | 801 | 2155.3723 | #NAME?
9 | 801 | 43.0741 | 0 | [26 empty] | 802 | #NAME? |  | 802 | #NAME? |  | 802 | 2155.3531 | #NAME?
10 | 802 | 43.1684 | 60.0293 | [26 empty] | 803 | #NAME? |  | 803 | #NAME? |  | 803 | 2154.9298 | #NAME?
11 | 803 | 43.2733 | 0 | [26 empty] | 804 | #NAME? |  | 804 | #NAME? |  | 804 | 2154.844 | #NAME?
12 | 804 | 43.3908 | 607.4127 | [26 empty] | 805 | #NAME? |  | 805 | #NAME? |  | 805 | 2154.5307 | #NAME?
13 | 805 | 43.5078 | 0 | [26 empty] | 806 | #NAME? |  | 806 | #NAME? |  | 806 | 2153.8745 | #NAME?
14 | 806 | 43.607 | 226.8298 | [26 empty] | 807 | #NAME? |  | 807 | #NAME? |  | 807 | 2153.8554 | #NAME?
15 | 807 | 43.6827 | 147.1399 | [26 empty] | 808 | #NAME? |  | 808 | #NAME? |  | 808 | 2153.6412 | #NAME?
16 | 808 | 43.7167 | 503.5526 | [26 empty] | 809 | #NAME? |  | 809 | #NAME? |  | 809 | 2153.3406 | #NAME?
17 | 809 | 43.692 | 690.6951 | [26 empty] | 810 | #NAME? |  | 810 | #NAME? |  | 810 | 2152.8879 | #NAME?
18 | 810 | 43.582 | 1770.3973 | [26 empty] | 811 | #NAME? |  | 811 | #NAME? |  | 811 | 2152.7929 | #NAME?
19 | 811 | 43.4138 | 1848.2391 | [26 empty] | 812 | #NAME? |  | 812 | #NAME? |  | 812 | 2152.3746 | #NAME?
20 | 812 | 43.2338 | 1829.1251 | [26 empty] | 813 | #NAME? |  | 813 | #NAME? |  | 813 | 2152.3674 | #NAME?
21 | 813 | 43.0769 | 1816.3055 | [26 empty] | 814 | #NAME? |  | 814 | #NAME? |  | 814 | 2152.3214 | #NAME?
22 | 814 | 42.9611 | 1784.9804 | [26 empty] | 815 | #NAME? |  | 815 | #NAME? |  | 815 | 2152.31 | #NAME?
23 | 815 | 42.8863 | 1719.0543 | [26 empty] | 816 | #NAME? |  | 816 | #NAME? |  | 816 | 2151.7734 | #NAME?
0 | 816 | 42.7471 | 1628.264 | [26 empty] | 817 | #NAME? |  | 817 | #NAME? |  | 817 | 2151.5691 | #NAME?
1 | 817 | 42.7471 | 1546.2164 | [26 empty] | 818 | #NAME? |  | 818 | #NAME? |  | 818 | 2151.2351 | #NAME?
2 | 818 | 42.7091 | 1475.4515 | [26 empty] | 819 | #NAME? |  | 819 | #NAME? |  | 819 | 2151.0954 | #NAME?
3 | 819 | 42.6715 | 1388.8623 | [26 empty] | 820 | #NAME? |  | 820 | #NAME? |  | 820 | 2151.0632 | #NAME?
4 | 820 | 42.6476 | 1366.4942 | [26 empty] | 821 | #NAME? |  | 821 | #NAME? |  | 821 | 2150.9962 | #NAME?
5 | 821 | 42.6572 | 1368.3249 | [26 empty] | 822 | #NAME? |  | 822 | #NAME? |  | 822 | 2150.9457 | #NAME?
6 | 822 | 42.7183 | 1325.5072 | [26 empty] | 823 | #NAME? |  | 823 | #NAME? |  | 823 | 2150.943 | #NAME?
7 | 823 | 42.8286 | 625.7347 | [26 empty] | 824 | #NAME? |  | 824 | #NAME? |  | 824 | 2150.8579 | #NAME?
8 | 824 | 42.9588 | 1080.4402 | [26 empty] | 825 | #NAME? |  | 825 | #NAME? |  | 825 | 2150.8135 | #NAME?
9 | 825 | 43.0741 | 341.7261 | [26 empty] | 826 | #NAME? |  | 826 | #NAME? |  | 826 | 2150.5903 | #NAME?
10 | 826 | 43.1684 | 604.0151 | [26 empty] | 827 | #NAME? |  | 827 | #NAME? |  | 827 | 2150.3496 | #NAME?
11 | 827 | 43.2733 | 1124.5425 | [26 empty] | 828 | #NAME? |  | 828 | #NAME? |  | 828 | 2150.2375 | #NAME?
12 | 828 | 43.3908 | 0 | [26 empty] | 829 | #NAME? |  | 829 | #NAME? |  | 829 | 2150.1766 | #NAME?
13 | 829 | 43.5078 | 0 | [26 empty] | 830 | #NAME? |  | 830 | #NAME? |  | 830 | 2150.1086 | #NAME?
14 | 830 | 43.607 | 0 | [26 empty] | 831 | #NAME? |  | 831 | #NAME? |  | 831 | 2150.048 | #NAME?
15 | 831 | 43.6827 | 0 | [26 empty] | 832 | #NAME? |  | 832 | #NAME? |  | 832 | 2149.7061 | #NAME?
16 | 832 | 43.7167 | 1065.5733 | [26 empty] | 833 | #NAME? |  | 833 | #NAME? |  | 833 | 2149.6888 | #NAME?
17 | 833 | 43.692 | 1420.7195 | [26 empty] | 834 | #NAME? |  | 834 | #NAME? |  | 834 | 2149.6569 | #NAME?
18 | 834 | 43.582 | 1652.9794 | [26 empty] | 835 | #NAME? |  | 835 | #NAME? |  | 835 | 2149.5594 | #NAME?
19 | 835 | 43.4138 | 1641.9678 | [26 empty] | 836 | #NAME? |  | 836 | #NAME? |  | 836 | 2149.5009 | #NAME?
20 | 836 | 43.2338 | 1611.8409 | [26 empty] | 837 | #NAME? |  | 837 | #NAME? |  | 837 | 2149.4148 | #NAME?
21 | 837 | 43.0769 | 1585.4299 | [26 empty] | 838 | #NAME? |  | 838 | #NAME? |  | 838 | 2149.4002 | #NAME?
22 | 838 | 42.9611 | 1561.964 | [26 empty] | 839 | #NAME? |  | 839 | #NAME? |  | 839 | 2149.3536 | #NAME?
23 | 839 | 42.8863 | 1525.6705 | [26 empty] | 840 | #NAME? |  | 840 | #NAME? |  | 840 | 2148.9366 | #NAME?
0 | 840 | 42.7471 | 1461.1477 | [26 empty] | 841 | #NAME? |  | 841 | #NAME? |  | 841 | 2148.8793 | #NAME?
1 | 841 | 42.7471 | 1382.9236 | [26 empty] | 842 | #NAME? |  | 842 | #NAME? |  | 842 | 2148.8124 | #NAME?
2 | 842 | 42.7091 | 1317.6243 | [26 empty] | 843 | #NAME? |  | 843 | #NAME? |  | 843 | 2148.7924 | #NAME?
3 | 843 | 42.6715 | 1284.4868 | [26 empty] | 844 | #NAME? |  | 844 | #NAME? |  | 844 | 2148.5769 | #NAME?
4 | 844 | 42.6476 | 1260.9492 | [26 empty] | 845 | #NAME? |  | 845 | #NAME? |  | 845 | 2148.5298 | #NAME?
5 | 845 | 42.6572 | 1256.7236 | [26 empty] | 846 | #NAME? |  | 846 | #NAME? |  | 846 | 2148.4832 | #NAME?
6 | 846 | 42.7183 | 1186.6266 | [26 empty] | 847 | #NAME? |  | 847 | #NAME? |  | 847 | 2148.463 | #NAME?
7 | 847 | 42.8286 | 355.944 | [26 empty] | 848 | #NAME? |  | 848 | #NAME? |  | 848 | 2148.3223 | #NAME?
8 | 848 | 42.9588 | 0 | [26 empty] | 849 | #NAME? |  | 849 | #NAME? |  | 849 | 2148.3052 | #NAME?
9 | 849 | 43.0741 | 0 | [26 empty] | 850 | #NAME? |  | 850 | #NAME? |  | 850 | 2147.9053 | #NAME?
10 | 850 | 43.1684 | 0 | [26 empty] | 851 | #NAME? |  | 851 | #NAME? |  | 851 | 2147.469 | #NAME?
11 | 851 | 43.2733 | 0 | [26 empty] | 852 | #NAME? |  | 852 | #NAME? |  | 852 | 2147.4588 | #NAME?
12 | 852 | 43.3908 | 0 | [26 empty] | 853 | #NAME? |  | 853 | #NAME? |  | 853 | 2147.4041 | #NAME?
13 | 853 | 43.5078 | 0 | [26 empty] | 854 | #NAME? |  | 854 | #NAME? |  | 854 | 2147.3409 | #NAME?
14 | 854 | 43.607 | 0 | [26 empty] | 855 | #NAME? |  | 855 | #NAME? |  | 855 | 2147.0138 | #NAME?
15 | 855 | 43.6827 | 753.1766 | [26 empty] | 856 | #NAME? |  | 856 | #NAME? |  | 856 | 2146.9278 | #NAME?
16 | 856 | 43.7167 | 59.3902 | [26 empty] | 857 | #NAME? |  | 857 | #NAME? |  | 857 | 2146.7582 | #NAME?
17 | 857 | 43.692 | 191.3774 | [26 empty] | 858 | #NAME? |  | 858 | #NAME? |  | 858 | 2146.1709 | #NAME?
18 | 858 | 43.582 | 1576.6631 | [26 empty] | 859 | #NAME? |  | 859 | #NAME? |  | 859 | 2146.1601 | #NAME?
19 | 859 | 43.4138 | 1782.3589 | [26 empty] | 860 | #NAME? |  | 860 | #NAME? |  | 860 | 2146.0106 | #NAME?
20 | 860 | 43.2338 | 1794.5799 | [26 empty] | 861 | #NAME? |  | 861 | #NAME? |  | 861 | 2145.4015 | #NAME?
21 | 861 | 43.0769 | 1786.8292 | [26 empty] | 862 | #NAME? |  | 862 | #NAME? |  | 862 | 2145.3142 | #NAME?
22 | 862 | 42.9611 | 1757.02 | [26 empty] | 863 | #NAME? |  | 863 | #NAME? |  | 863 | 2145.0179 | #NAME?
23 | 863 | 42.8863 | 1675.68 | [26 empty] | 864 | #NAME? |  | 864 | #NAME? |  | 864 | 2144.8553 | #NAME?
0 | 864 | 42.7471 | 1597.814 | [26 empty] | 865 | #NAME? |  | 865 | #NAME? |  | 865 | 2144.7933 | #NAME?
1 | 865 | 42.7471 | 1549.2301 | [26 empty] | 866 | #NAME? |  | 866 | #NAME? |  | 866 | 2144.6308 | #NAME?
2 | 866 | 42.7091 | 1496.2839 | [26 empty] | 867 | #NAME? |  | 867 | #NAME? |  | 867 | 2144.6293 | #NAME?
3 | 867 | 42.6715 | 1395.3139 | [26 empty] | 868 | #NAME? |  | 868 | #NAME? |  | 868 | 2144.1037 | #NAME?
4 | 868 | 42.6476 | 1377.2467 | [26 empty] | 869 | #NAME? |  | 869 | #NAME? |  | 869 | 2144.059 | #NAME?
5 | 869 | 42.6572 | 1451.6242 | [26 empty] | 870 | #NAME? |  | 870 | #NAME? |  | 870 | 2144.0335 | #NAME?
6 | 870 | 42.7183 | 1482.7795 | [26 empty] | 871 | #NAME? |  | 871 | #NAME? |  | 871 | 2143.9249 | #NAME?
7 | 871 | 42.8286 | 617.6223 | [26 empty] | 872 | #NAME? |  | 872 | #NAME? |  | 872 | 2143.3711 | #NAME?
8 | 872 | 42.9588 | 0 | [26 empty] | 873 | #NAME? |  | 873 | #NAME? |  | 873 | 2143.2402 | #NAME?
9 | 873 | 43.0741 | 0 | [26 empty] | 874 | #NAME? |  | 874 | #NAME? |  | 874 | 2142.9835 | #NAME?
10 | 874 | 43.1684 | 0 | [26 empty] | 875 | #NAME? |  | 875 | #NAME? |  | 875 | 2142.7833 | #NAME?
11 | 875 | 43.2733 | 0 | [26 empty] | 876 | #NAME? |  | 876 | #NAME? |  | 876 | 2142.7018 | #NAME?
12 | 876 | 43.3908 | 0 | [26 empty] | 877 | #NAME? |  | 877 | #NAME? |  | 877 | 2142.5699 | #NAME?
13 | 877 | 43.5078 | 0 | [26 empty] | 878 | #NAME? |  | 878 | #NAME? |  | 878 | 2142.4657 | #NAME?
14 | 878 | 43.607 | 0 | [26 empty] | 879 | #NAME? |  | 879 | #NAME? |  | 879 | 2142.3819 | #NAME?
15 | 879 | 43.6827 | 0 | [26 empty] | 880 | #NAME? |  | 880 | #NAME? |  | 880 | 2142.3555 | #NAME?
16 | 880 | 43.7167 | 0 | [26 empty] | 881 | #NAME? |  | 881 | #NAME? |  | 881 | 2142.3212 | #NAME?
17 | 881 | 43.692 | 680.795 | [26 empty] | 882 | #NAME? |  | 882 | #NAME? |  | 882 | 2141.9363 | #NAME?
18 | 882 | 43.582 | 1888.7007 | [26 empty] | 883 | #NAME? |  | 883 | #NAME? |  | 883 | 2141.9137 | #NAME?
19 | 883 | 43.4138 | 1962.9608 | [26 empty] | 884 | #NAME? |  | 884 | #NAME? |  | 884 | 2141.7958 | #NAME?
20 | 884 | 43.2338 | 1965.7329 | [26 empty] | 885 | #NAME? |  | 885 | #NAME? |  | 885 | 2141.3631 | #NAME?
21 | 885 | 43.0769 | 1938.7707 | [26 empty] | 886 | #NAME? |  | 886 | #NAME? |  | 886 | 2141.0916 | #NAME?
22 | 886 | 42.9611 | 1861.5596 | [26 empty] | 887 | #NAME? |  | 887 | #NAME? |  | 887 | 2140.7714 | #NAME?
23 | 887 | 42.8863 | 1747.9979 | [26 empty] | 888 | #NAME? |  | 888 | #NAME? |  | 888 | 2140.7064 | #NAME?
0 | 888 | 42.7471 | 1646.6661 | [26 empty] | 889 | #NAME? |  | 889 | #NAME? |  | 889 | 2140.0432 | #NAME?
1 | 889 | 42.7471 | 1533.465 | [26 empty] | 890 | #NAME? |  | 890 | #NAME? |  | 890 | 2139.0515 | #NAME?
2 | 890 | 42.7091 | 1471.3044 | [26 empty] | 891 | #NAME? |  | 891 | #NAME? |  | 891 | 2138.9649 | #NAME?
3 | 891 | 42.6715 | 1433.0241 | [26 empty] | 892 | #NAME? |  | 892 | #NAME? |  | 892 | 2138.9399 | #NAME?
4 | 892 | 42.6476 | 1424.3951 | [26 empty] | 893 | #NAME? |  | 893 | #NAME? |  | 893 | 2138.5581 | #NAME?
5 | 893 | 42.6572 | 1489.3634 | [26 empty] | 894 | #NAME? |  | 894 | #NAME? |  | 894 | 2138.5422 | #NAME?
6 | 894 | 42.7183 | 1520.586 | [26 empty] | 895 | #NAME? |  | 895 | #NAME? |  | 895 | 2138.0991 | #NAME?
7 | 895 | 42.8286 | 757.6431 | [26 empty] | 896 | #NAME? |  | 896 | #NAME? |  | 896 | 2137.6858 | #NAME?
8 | 896 | 42.9588 | 0 | [26 empty] | 897 | #NAME? |  | 897 | #NAME? |  | 897 | 2137.423 | #NAME?
9 | 897 | 43.0741 | 0 | [26 empty] | 898 | #NAME? |  | 898 | #NAME? |  | 898 | 2137.2309 | #NAME?
10 | 898 | 43.1684 | 0 | [26 empty] | 899 | #NAME? |  | 899 | #NAME? |  | 899 | 2136.6361 | #NAME?
11 | 899 | 43.2733 | 0 | [26 empty] | 900 | #NAME? |  | 900 | #NAME? |  | 900 | 2136.3974 | #NAME?
12 | 900 | 43.3908 | 0 | [26 empty] | 901 | #NAME? |  | 901 | #NAME? |  | 901 | 2136.3426 | #NAME?
13 | 901 | 43.5078 | 0 | [26 empty] | 902 | #NAME? |  | 902 | #NAME? |  | 902 | 2136.0276 | #NAME?
14 | 902 | 43.607 | 0 | [26 empty] | 903 | #NAME? |  | 903 | #NAME? |  | 903 | 2135.8365 | #NAME?
15 | 903 | 43.6827 | 0 | [26 empty] | 904 | #NAME? |  | 904 | #NAME? |  | 904 | 2135.6648 | #NAME?
16 | 904 | 43.7167 | 0 | [26 empty] | 905 | #NAME? |  | 905 | #NAME? |  | 905 | 2135.5963 | #NAME?
17 | 905 | 43.692 | 562.8191 | [26 empty] | 906 | #NAME? |  | 906 | #NAME? |  | 906 | 2135.5822 | #NAME?
18 | 906 | 43.582 | 1931.6394 | [26 empty] | 907 | #NAME? |  | 907 | #NAME? |  | 907 | 2135.2825 | #NAME?
19 | 907 | 43.4138 | 1976.7745 | [26 empty] | 908 | #NAME? |  | 908 | #NAME? |  | 908 | 2135.0463 | #NAME?
20 | 908 | 43.2338 | 1943.8221 | [26 empty] | 909 | #NAME? |  | 909 | #NAME? |  | 909 | 2134.9498 | #NAME?
21 | 909 | 43.0769 | 1888.1123 | [26 empty] | 910 | #NAME? |  | 910 | #NAME? |  | 910 | 2134.7854 | #NAME?
22 | 910 | 42.9611 | 1820.6634 | [26 empty] | 911 | #NAME? |  | 911 | #NAME? |  | 911 | 2134.4002 | #NAME?
23 | 911 | 42.8863 | 1742.1275 | [26 empty] | 912 | #NAME? |  | 912 | #NAME? |  | 912 | 2134.2786 | #NAME?
0 | 912 | 42.7471 | 1633.7629 | [26 empty] | 913 | #NAME? |  | 913 | #NAME? |  | 913 | 2134.0957 | #NAME?
1 | 913 | 42.7471 | 1552.6067 | [26 empty] | 914 | #NAME? |  | 914 | #NAME? |  | 914 | 2133.7924 | #NAME?
2 | 914 | 42.7091 | 1503.3106 | [26 empty] | 915 | #NAME? |  | 915 | #NAME? |  | 915 | 2133.0152 | #NAME?
3 | 915 | 42.6715 | 1436.7326 | [26 empty] | 916 | #NAME? |  | 916 | #NAME? |  | 916 | 2132.9989 | #NAME?
4 | 916 | 42.6476 | 1445.5057 | [26 empty] | 917 | #NAME? |  | 917 | #NAME? |  | 917 | 2132.973 | #NAME?
5 | 917 | 42.6572 | 1517.6137 | [26 empty] | 918 | #NAME? |  | 918 | #NAME? |  | 918 | 2132.9371 | #NAME?
6 | 918 | 42.7183 | 1527.0207 | [26 empty] | 919 | #NAME? |  | 919 | #NAME? |  | 919 | 2132.8671 | #NAME?
7 | 919 | 42.8286 | 1548.4133 | [26 empty] | 920 | #NAME? |  | 920 | #NAME? |  | 920 | 2132.6174 | #NAME?
8 | 920 | 42.9588 | 0 | [26 empty] | 921 | #NAME? |  | 921 | #NAME? |  | 921 | 2132.3265 | #NAME?
9 | 921 | 43.0741 | 0 | [26 empty] | 922 | #NAME? |  | 922 | #NAME? |  | 922 | 2132.2669 | #NAME?
10 | 922 | 43.1684 | 0 | [26 empty] | 923 | #NAME? |  | 923 | #NAME? |  | 923 | 2132.0405 | #NAME?
11 | 923 | 43.2733 | 0 | [26 empty] | 924 | #NAME? |  | 924 | #NAME? |  | 924 | 2132.0387 | #NAME?
12 | 924 | 43.3908 | 0 | [26 empty] | 925 | #NAME? |  | 925 | #NAME? |  | 925 | 2132.0357 | #NAME?
13 | 925 | 43.5078 | 0 | [26 empty] | 926 | #NAME? |  | 926 | #NAME? |  | 926 | 2131.7231 | #NAME?
14 | 926 | 43.607 | 0 | [26 empty] | 927 | #NAME? |  | 927 | #NAME? |  | 927 | 2131.5621 | #NAME?
15 | 927 | 43.6827 | 0 | [26 empty] | 928 | #NAME? |  | 928 | #NAME? |  | 928 | 2131.5273 | #NAME?
16 | 928 | 43.7167 | 0 | [26 empty] | 929 | #NAME? |  | 929 | #NAME? |  | 929 | 2131.4535 | #NAME?
17 | 929 | 43.692 | 470.5224 | [26 empty] | 930 | #NAME? |  | 930 | #NAME? |  | 930 | 2131.4338 | #NAME?
18 | 930 | 43.582 | 1897.2963 | [26 empty] | 931 | #NAME? |  | 931 | #NAME? |  | 931 | 2131.4314 | #NAME?
19 | 931 | 43.4138 | 1940.1801 | [26 empty] | 932 | #NAME? |  | 932 | #NAME? |  | 932 | 2131.3825 | #NAME?
20 | 932 | 43.2338 | 1908.026 | [26 empty] | 933 | #NAME? |  | 933 | #NAME? |  | 933 | 2131.357 | #NAME?
21 | 933 | 43.0769 | 1932.6746 | [26 empty] | 934 | #NAME? |  | 934 | #NAME? |  | 934 | 2131.3419 | #NAME?
22 | 934 | 42.9611 | 1884.3933 | [26 empty] | 935 | #NAME? |  | 935 | #NAME? |  | 935 | 2131.3181 | #NAME?
23 | 935 | 42.8863 | 1800.9095 | [26 empty] | 936 | #NAME? |  | 936 | #NAME? |  | 936 | 2130.853 | #NAME?
0 | 936 | 42.7471 | 1653.4221 | [26 empty] | 937 | #NAME? |  | 937 | #NAME? |  | 937 | 2130.7874 | #NAME?
1 | 937 | 42.7471 | 1602.6587 | [26 empty] | 938 | #NAME? |  | 938 | #NAME? |  | 938 | 2130.6092 | #NAME?
2 | 938 | 42.7091 | 1556.0127 | [26 empty] | 939 | #NAME? |  | 939 | #NAME? |  | 939 | 2130.537 | #NAME?
3 | 939 | 42.6715 | 1509.4595 | [26 empty] | 940 | #NAME? |  | 940 | #NAME? |  | 940 | 2130.2218 | #NAME?
4 | 940 | 42.6476 | 1496.7188 | [26 empty] | 941 | #NAME? |  | 941 | #NAME? |  | 941 | 2130.1973 | #NAME?
5 | 941 | 42.6572 | 1553.1794 | [26 empty] | 942 | #NAME? |  | 942 | #NAME? |  | 942 | 2129.91 | #NAME?
6 | 942 | 42.7183 | 1561.5781 | [26 empty] | 943 | #NAME? |  | 943 | #NAME? |  | 943 | 2129.291 | #NAME?
7 | 943 | 42.8286 | 782.9341 | [26 empty] | 944 | #NAME? |  | 944 | #NAME? |  | 944 | 2129.2509 | #NAME?
8 | 944 | 42.9588 | 0 | [26 empty] | 945 | #NAME? |  | 945 | #NAME? |  | 945 | 2129.1015 | #NAME?
9 | 945 | 43.0741 | 0 | [26 empty] | 946 | #NAME? |  | 946 | #NAME? |  | 946 | 2129.0661 | #NAME?
10 | 946 | 43.1684 | 0 | [26 empty] | 947 | #NAME? |  | 947 | #NAME? |  | 947 | 2128.6983 | #NAME?
11 | 947 | 43.2733 | 0 | [26 empty] | 948 | #NAME? |  | 948 | #NAME? |  | 948 | 2128.3065 | #NAME?
12 | 948 | 43.3908 | 0 | [26 empty] | 949 | #NAME? |  | 949 | #NAME? |  | 949 | 2128.1847 | #NAME?
13 | 949 | 43.5078 | 0 | [26 empty] | 950 | #NAME? |  | 950 | #NAME? |  | 950 | 2128.1194 | #NAME?
14 | 950 | 43.607 | 0 | [26 empty] | 951 | #NAME? |  | 951 | #NAME? |  | 951 | 2128.0904 | #NAME?
15 | 951 | 43.6827 | 0 | [26 empty] | 952 | #NAME? |  | 952 | #NAME? |  | 952 | 2127.9802 | #NAME?
16 | 952 | 43.7167 | 0 | [26 empty] | 953 | #NAME? |  | 953 | #NAME? |  | 953 | 2127.928 | #NAME?
17 | 953 | 43.692 | 489.0875 | [26 empty] | 954 | #NAME? |  | 954 | #NAME? |  | 954 | 2127.8825 | #NAME?
18 | 954 | 43.582 | 1827.7287 | [26 empty] | 955 | #NAME? |  | 955 | #NAME? |  | 955 | 2127.7313 | #NAME?
19 | 955 | 43.4138 | 2012.8692 | [26 empty] | 956 | #NAME? |  | 956 | #NAME? |  | 956 | 2127.4071 | #NAME?
20 | 956 | 43.2338 | 1992.5841 | [26 empty] | 957 | #NAME? |  | 957 | #NAME? |  | 957 | 2127.2314 | #NAME?
21 | 957 | 43.0769 | 2021.8993 | [26 empty] | 958 | #NAME? |  | 958 | #NAME? |  | 958 | 2126.3655 | #NAME?
22 | 958 | 42.9611 | 1950.8141 | [26 empty] | 959 | #NAME? |  | 959 | #NAME? |  | 959 | 2126.2082 | #NAME?
23 | 959 | 42.8863 | 1863.0811 | [26 empty] | 960 | #NAME? |  | 960 | #NAME? |  | 960 | 2126.0715 | #NAME?
0 | 960 | 42.7471 | 1764.6731 | [26 empty] | 961 | #NAME? |  | 961 | #NAME? |  | 961 | 2125.8681 | #NAME?
1 | 961 | 42.7471 | 1699.8545 | [26 empty] | 962 | #NAME? |  | 962 | #NAME? |  | 962 | 2125.7664 | #NAME?
2 | 962 | 42.7091 | 1628.692 | [26 empty] | 963 | #NAME? |  | 963 | #NAME? |  | 963 | 2125.7081 | #NAME?
3 | 963 | 42.6715 | 1523.5515 | [26 empty] | 964 | #NAME? |  | 964 | #NAME? |  | 964 | 2125.6093 | #NAME?
4 | 964 | 42.6476 | 1486.6058 | [26 empty] | 965 | #NAME? |  | 965 | #NAME? |  | 965 | 2125.5117 | #NAME?
5 | 965 | 42.6572 | 1548.2384 | [26 empty] | 966 | #NAME? |  | 966 | #NAME? |  | 966 | 2125.2627 | #NAME?
6 | 966 | 42.7183 | 1551.8999 | [26 empty] | 967 | #NAME? |  | 967 | #NAME? |  | 967 | 2125.2561 | #NAME?
7 | 967 | 42.8286 | 790.4364 | [26 empty] | 968 | #NAME? |  | 968 | #NAME? |  | 968 | 2125.1692 | #NAME?
8 | 968 | 42.9588 | 0 | [26 empty] | 969 | #NAME? |  | 969 | #NAME? |  | 969 | 2124.8171 | #NAME?
9 | 969 | 43.0741 | 0 | [26 empty] | 970 | #NAME? |  | 970 | #NAME? |  | 970 | 2124.7754 | #NAME?
10 | 970 | 43.1684 | 0 | [26 empty] | 971 | #NAME? |  | 971 | #NAME? |  | 971 | 2124.5649 | #NAME?
11 | 971 | 43.2733 | 770.7093 | [26 empty] | 972 | #NAME? |  | 972 | #NAME? |  | 972 | 2124.4857 | #NAME?
12 | 972 | 43.3908 | 0 | [26 empty] | 973 | #NAME? |  | 973 | #NAME? |  | 973 | 2124.4782 | #NAME?
13 | 973 | 43.5078 | 0 | [26 empty] | 974 | #NAME? |  | 974 | #NAME? |  | 974 | 2124.2474 | #NAME?
14 | 974 | 43.607 | 529.6231 | [26 empty] | 975 | #NAME? |  | 975 | #NAME? |  | 975 | 2124.1692 | #NAME?
15 | 975 | 43.6827 | 904.7 | [26 empty] | 976 | #NAME? |  | 976 | #NAME? |  | 976 | 2124.008 | #NAME?
16 | 976 | 43.7167 | 0 | [26 empty] | 977 | #NAME? |  | 977 | #NAME? |  | 977 | 2123.9793 | #NAME?
17 | 977 | 43.692 | 550.2566 | [26 empty] | 978 | #NAME? |  | 978 | #NAME? |  | 978 | 2123.7564 | #NAME?
18 | 978 | 43.582 | 1850.0289 | [26 empty] | 979 | #NAME? |  | 979 | #NAME? |  | 979 | 2122.7756 | #NAME?
19 | 979 | 43.4138 | 1853.5992 | [26 empty] | 980 | #NAME? |  | 980 | #NAME? |  | 980 | 2122.7682 | #NAME?
20 | 980 | 43.2338 | 1802.0689 | [26 empty] | 981 | #NAME? |  | 981 | #NAME? |  | 981 | 2121.9805 | #NAME?
21 | 981 | 43.0769 | 1798.7721 | [26 empty] | 982 | #NAME? |  | 982 | #NAME? |  | 982 | 2121.9722 | #NAME?
22 | 982 | 42.9611 | 1766.2603 | [26 empty] | 983 | #NAME? |  | 983 | #NAME? |  | 983 | 2121.6882 | #NAME?
23 | 983 | 42.8863 | 1707.8858 | [26 empty] | 984 | #NAME? |  | 984 | #NAME? |  | 984 | 2121.6691 | #NAME?
0 | 984 | 42.7471 | 1621.3417 | [26 empty] | 985 | #NAME? |  | 985 | #NAME? |  | 985 | 2121.5588 | #NAME?
1 | 985 | 42.7471 | 1550.0139 | [26 empty] | 986 | #NAME? |  | 986 | #NAME? |  | 986 | 2121.2108 | #NAME?
2 | 986 | 42.7091 | 1499.2637 | [26 empty] | 987 | #NAME? |  | 987 | #NAME? |  | 987 | 2121.1588 | #NAME?
3 | 987 | 42.6715 | 1419.0629 | [26 empty] | 988 | #NAME? |  | 988 | #NAME? |  | 988 | 2121.0908 | #NAME?
4 | 988 | 42.6476 | 1410.843 | [26 empty] | 989 | #NAME? |  | 989 | #NAME? |  | 989 | 2120.2494 | #NAME?
5 | 989 | 42.6572 | 1414.87 | [26 empty] | 990 | #NAME? |  | 990 | #NAME? |  | 990 | 2120.1544 | #NAME?
6 | 990 | 42.7183 | 1356.77 | [26 empty] | 991 | #NAME? |  | 991 | #NAME? |  | 991 | 2119.9984 | #NAME?
7 | 991 | 42.8286 | 493.3449 | [26 empty] | 992 | #NAME? |  | 992 | #NAME? |  | 992 | 2119.9831 | #NAME?
8 | 992 | 42.9588 | 0 | [26 empty] | 993 | #NAME? |  | 993 | #NAME? |  | 993 | 2119.7585 | #NAME?
9 | 993 | 43.0741 | 0 | [26 empty] | 994 | #NAME? |  | 994 | #NAME? |  | 994 | 2119.4074 | #NAME?
10 | 994 | 43.1684 | 0 | [26 empty] | 995 | #NAME? |  | 995 | #NAME? |  | 995 | 2119.3829 | #NAME?
11 | 995 | 43.2733 | 0 | [26 empty] | 996 | #NAME? |  | 996 | #NAME? |  | 996 | 2119.273 | #NAME?
12 | 996 | 43.3908 | 0 | [26 empty] | 997 | #NAME? |  | 997 | #NAME? |  | 997 | 2118.8082 | #NAME?
13 | 997 | 43.5078 | 0 | [26 empty] | 998 | #NAME? |  | 998 | #NAME? |  | 998 | 2118.5747 | #NAME?
14 | 998 | 43.607 | 0 | [26 empty] | 999 | #NAME? |  | 999 | #NAME? |  | 999 | 2118.3459 | #NAME?
15 | 999 | 43.6827 | 0 | [26 empty] | 1000 | #NAME? |  | 1000 | #NAME? |  | 1000 | 2118.2579 | #NAME?
16 | 1000 | 43.7167 | 0 | [26 empty] | 1001 | #NAME? |  | 1001 | #NAME? |  | 1001 | 2117.9933 | #NAME?
17 | 1001 | 43.692 | 264.8748 | [26 empty] | 1002 | #NAME? |  | 1002 | #NAME? |  | 1002 | 2117.9571 | #NAME?
18 | 1002 | 43.582 | 1714.5634 | [26 empty] | 1003 | #NAME? |  | 1003 | #NAME? |  | 1003 | 2117.771 | #NAME?
19 | 1003 | 43.4138 | 1710.9098 | [26 empty] | 1004 | #NAME? |  | 1004 | #NAME? |  | 1004 | 2117.7381 | #NAME?
20 | 1004 | 43.2338 | 1685.3013 | [26 empty] | 1005 | #NAME? |  | 1005 | #NAME? |  | 1005 | 2117.567 | #NAME?
21 | 1005 | 43.0769 | 1666.4837 | [26 empty] | 1006 | #NAME? |  | 1006 | #NAME? |  | 1006 | 2117.2222 | #NAME?
22 | 1006 | 42.9611 | 1635.0298 | [26 empty] | 1007 | #NAME? |  | 1007 | #NAME? |  | 1007 | 2117.2012 | #NAME?
23 | 1007 | 42.8863 | 1593.5678 | [26 empty] | 1008 | #NAME? |  | 1008 | #NAME? |  | 1008 | 2117.1124 | #NAME?
0 | 1008 | 42.7471 | 1534.0549 | [26 empty] | 1009 | #NAME? |  | 1009 | #NAME? |  | 1009 | 2117.0641 | #NAME?
1 | 1009 | 42.7471 | 1473.6221 | [26 empty] | 1010 | #NAME? |  | 1010 | #NAME? |  | 1010 | 2116.9934 | #NAME?
2 | 1010 | 42.7091 | 1419.8535 | [26 empty] | 1011 | #NAME? |  | 1011 | #NAME? |  | 1011 | 2116.974 | #NAME?
3 | 1011 | 42.6715 | 1386.1996 | [26 empty] | 1012 | #NAME? |  | 1012 | #NAME? |  | 1012 | 2116.9192 | #NAME?
4 | 1012 | 42.6476 | 1357.3685 | [26 empty] | 1013 | #NAME? |  | 1013 | #NAME? |  | 1013 | 2116.873 | #NAME?
5 | 1013 | 42.6572 | 1327.3652 | [26 empty] | 1014 | #NAME? |  | 1014 | #NAME? |  | 1014 | 2116.7417 | #NAME?
6 | 1014 | 42.7183 | 1224.8102 | [26 empty] | 1015 | #NAME? |  | 1015 | #NAME? |  | 1015 | 2116.7034 | #NAME?
7 | 1015 | 42.8286 | 367.6166 | [26 empty] | 1016 | #NAME? |  | 1016 | #NAME? |  | 1016 | 2116.6437 | #NAME?
8 | 1016 | 42.9588 | 0 | [26 empty] | 1017 | #NAME? |  | 1017 | #NAME? |  | 1017 | 2116.2411 | #NAME?
9 | 1017 | 43.0741 | 0 | [26 empty] | 1018 | #NAME? |  | 1018 | #NAME? |  | 1018 | 2116.0851 | #NAME?
10 | 1018 | 43.1684 | 0 | [26 empty] | 1019 | #NAME? |  | 1019 | #NAME? |  | 1019 | 2115.9394 | #NAME?
11 | 1019 | 43.2733 | 0 | [26 empty] | 1020 | #NAME? |  | 1020 | #NAME? |  | 1020 | 2115.926 | #NAME?
12 | 1020 | 43.3908 | 0 | [26 empty] | 1021 | #NAME? |  | 1021 | #NAME? |  | 1021 | 2115.907 | #NAME?
13 | 1021 | 43.5078 | 0 | [26 empty] | 1022 | #NAME? |  | 1022 | #NAME? |  | 1022 | 2115.8484 | #NAME?
14 | 1022 | 43.607 | 0 | [26 empty] | 1023 | #NAME? |  | 1023 | #NAME? |  | 1023 | 2115.7335 | #NAME?
15 | 1023 | 43.6827 | 0 | [26 empty] | 1024 | #NAME? |  | 1024 | #NAME? |  | 1024 | 2115.5902 | #NAME?
16 | 1024 | 43.7167 | 0 | [26 empty] | 1025 | #NAME? |  | 1025 | #NAME? |  | 1025 | 2115.5796 | #NAME?
17 | 1025 | 43.692 | 134.9118 | [26 empty] | 1026 | #NAME? |  | 1026 | #NAME? |  | 1026 | 2115.578 | #NAME?
18 | 1026 | 43.582 | 1640.9827 | [26 empty] | 1027 | #NAME? |  | 1027 | #NAME? |  | 1027 | 2115.4071 | #NAME?
19 | 1027 | 43.4138 | 1828.7507 | [26 empty] | 1028 | #NAME? |  | 1028 | #NAME? |  | 1028 | 2115.2391 | #NAME?
20 | 1028 | 43.2338 | 1825.09 | [26 empty] | 1029 | #NAME? |  | 1029 | #NAME? |  | 1029 | 2114.9425 | #NAME?
21 | 1029 | 43.0769 | 1841.2287 | [26 empty] | 1030 | #NAME? |  | 1030 | #NAME? |  | 1030 | 2114.9301 | #NAME?
22 | 1030 | 42.9611 | 1812.4779 | [26 empty] | 1031 | #NAME? |  | 1031 | #NAME? |  | 1031 | 2114.8859 | #NAME?
23 | 1031 | 42.8863 | 1728.2998 | [26 empty] | 1032 | #NAME? |  | 1032 | #NAME? |  | 1032 | 2114.7417 | #NAME?
0 | 1032 | 42.7471 | 1631.7268 | [26 empty] | 1033 | #NAME? |  | 1033 | #NAME? |  | 1033 | 2114.4842 | #NAME?
1 | 1033 | 42.7471 | 1568.2707 | [26 empty] | 1034 | #NAME? |  | 1034 | #NAME? |  | 1034 | 2114.2321 | #NAME?
2 | 1034 | 42.7091 | 1519.2708 | [26 empty] | 1035 | #NAME? |  | 1035 | #NAME? |  | 1035 | 2113.8748 | #NAME?
3 | 1035 | 42.6715 | 1426.9848 | [26 empty] | 1036 | #NAME? |  | 1036 | #NAME? |  | 1036 | 2113.1656 | #NAME?
4 | 1036 | 42.6476 | 1416.4797 | [26 empty] | 1037 | #NAME? |  | 1037 | #NAME? |  | 1037 | 2112.7685 | #NAME?
5 | 1037 | 42.6572 | 1462.6237 | [26 empty] | 1038 | #NAME? |  | 1038 | #NAME? |  | 1038 | 2112.7448 | #NAME?
6 | 1038 | 42.7183 | 1478.9263 | [26 empty] | 1039 | #NAME? |  | 1039 | #NAME? |  | 1039 | 2112.7092 | #NAME?
7 | 1039 | 42.8286 | 567.6556 | [26 empty] | 1040 | #NAME? |  | 1040 | #NAME? |  | 1040 | 2112.6062 | #NAME?
8 | 1040 | 42.9588 | 0 | [26 empty] | 1041 | #NAME? |  | 1041 | #NAME? |  | 1041 | 2112.4512 | #NAME?
9 | 1041 | 43.0741 | 0 | [26 empty] | 1042 | #NAME? |  | 1042 | #NAME? |  | 1042 | 2112.3303 | #NAME?
10 | 1042 | 43.1684 | 0 | [26 empty] | 1043 | #NAME? |  | 1043 | #NAME? |  | 1043 | 2112.263 | #NAME?
11 | 1043 | 43.2733 | 0 | [26 empty] | 1044 | #NAME? |  | 1044 | #NAME? |  | 1044 | 2112.2045 | #NAME?
12 | 1044 | 43.3908 | 0 | [26 empty] | 1045 | #NAME? |  | 1045 | #NAME? |  | 1045 | 2112.1955 | #NAME?
13 | 1045 | 43.5078 | 0 | [26 empty] | 1046 | #NAME? |  | 1046 | #NAME? |  | 1046 | 2111.9929 | #NAME?
14 | 1046 | 43.607 | 0 | [26 empty] | 1047 | #NAME? |  | 1047 | #NAME? |  | 1047 | 2111.7945 | #NAME?
15 | 1047 | 43.6827 | 0 | [26 empty] | 1048 | #NAME? |  | 1048 | #NAME? |  | 1048 | 2111.6519 | #NAME?
16 | 1048 | 43.7167 | 0 | [26 empty] | 1049 | #NAME? |  | 1049 | #NAME? |  | 1049 | 2111.3867 | #NAME?
17 | 1049 | 43.692 | 515.987 | [26 empty] | 1050 | #NAME? |  | 1050 | #NAME? |  | 1050 | 2111.3077 | #NAME?
18 | 1050 | 43.582 | 1898.5109 | [26 empty] | 1051 | #NAME? |  | 1051 | #NAME? |  | 1051 | 2111.2688 | #NAME?
19 | 1051 | 43.4138 | 1959.3884 | [26 empty] | 1052 | #NAME? |  | 1052 | #NAME? |  | 1052 | 2111.1814 | #NAME?
20 | 1052 | 43.2338 | 1948.4338 | [26 empty] | 1053 | #NAME? |  | 1053 | #NAME? |  | 1053 | 2111.0386 | #NAME?
21 | 1053 | 43.0769 | 1932.2497 | [26 empty] | 1054 | #NAME? |  | 1054 | #NAME? |  | 1054 | 2110.9167 | #NAME?
22 | 1054 | 42.9611 | 1859.2186 | [26 empty] | 1055 | #NAME? |  | 1055 | #NAME? |  | 1055 | 2110.3946 | #NAME?
23 | 1055 | 42.8863 | 1762.2353 | [26 empty] | 1056 | #NAME? |  | 1056 | #NAME? |  | 1056 | 2110.3917 | #NAME?
0 | 1056 | 42.7471 | 1662.1034 | [26 empty] | 1057 | #NAME? |  | 1057 | #NAME? |  | 1057 | 2110.3179 | #NAME?
1 | 1057 | 42.7471 | 1515.3153 | [26 empty] | 1058 | #NAME? |  | 1058 | #NAME? |  | 1058 | 2110.2895 | #NAME?
2 | 1058 | 42.7091 | 1465.4537 | [26 empty] | 1059 | #NAME? |  | 1059 | #NAME? |  | 1059 | 2110.2018 | #NAME?
3 | 1059 | 42.6715 | 1454.3471 | [26 empty] | 1060 | #NAME? |  | 1060 | #NAME? |  | 1060 | 2110.0752 | #NAME?
4 | 1060 | 42.6476 | 1442.6659 | [26 empty] | 1061 | #NAME? |  | 1061 | #NAME? |  | 1061 | 2109.8558 | #NAME?
5 | 1061 | 42.6572 | 1503.7974 | [26 empty] | 1062 | #NAME? |  | 1062 | #NAME? |  | 1062 | 2109.8217 | #NAME?
6 | 1062 | 42.7183 | 1525.4288 | [26 empty] | 1063 | #NAME? |  | 1063 | #NAME? |  | 1063 | 2109.7605 | #NAME?
7 | 1063 | 42.8286 | 513.76 | [26 empty] | 1064 | #NAME? |  | 1064 | #NAME? |  | 1064 | 2109.7267 | #NAME?
8 | 1064 | 42.9588 | 0 | [26 empty] | 1065 | #NAME? |  | 1065 | #NAME? |  | 1065 | 2109.6286 | #NAME?
9 | 1065 | 43.0741 | 0 | [26 empty] | 1066 | #NAME? |  | 1066 | #NAME? |  | 1066 | 2109.6165 | #NAME?
10 | 1066 | 43.1684 | 0 | [26 empty] | 1067 | #NAME? |  | 1067 | #NAME? |  | 1067 | 2109.3216 | #NAME?
11 | 1067 | 43.2733 | 0 | [26 empty] | 1068 | #NAME? |  | 1068 | #NAME? |  | 1068 | 2109.1963 | #NAME?
12 | 1068 | 43.3908 | 0 | [26 empty] | 1069 | #NAME? |  | 1069 | #NAME? |  | 1069 | 2109.0126 | #NAME?
13 | 1069 | 43.5078 | 0 | [26 empty] | 1070 | #NAME? |  | 1070 | #NAME? |  | 1070 | 2108.884 | #NAME?
14 | 1070 | 43.607 | 0 | [26 empty] | 1071 | #NAME? |  | 1071 | #NAME? |  | 1071 | 2108.337 | #NAME?
15 | 1071 | 43.6827 | 235.6315 | [26 empty] | 1072 | #NAME? |  | 1072 | #NAME? |  | 1072 | 2108.3097 | #NAME?
16 | 1072 | 43.7167 | 0 | [26 empty] | 1073 | #NAME? |  | 1073 | #NAME? |  | 1073 | 2108.0236 | #NAME?
17 | 1073 | 43.692 | 1749.0603 | [26 empty] | 1074 | #NAME? |  | 1074 | #NAME? |  | 1074 | 2107.8712 | #NAME?
18 | 1074 | 43.582 | 1856.0599 | [26 empty] | 1075 | #NAME? |  | 1075 | #NAME? |  | 1075 | 2107.7937 | #NAME?
19 | 1075 | 43.4138 | 1925.598 | [26 empty] | 1076 | #NAME? |  | 1076 | #NAME? |  | 1076 | 2107.2996 | #NAME?
20 | 1076 | 43.2338 | 1918.4795 | [26 empty] | 1077 | #NAME? |  | 1077 | #NAME? |  | 1077 | 2106.8946 | #NAME?
21 | 1077 | 43.0769 | 1901.9274 | [26 empty] | 1078 | #NAME? |  | 1078 | #NAME? |  | 1078 | 2106.5393 | #NAME?
22 | 1078 | 42.9611 | 1850.3199 | [26 empty] | 1079 | #NAME? |  | 1079 | #NAME? |  | 1079 | 2106.2706 | #NAME?
23 | 1079 | 42.8863 | 1752.4954 | [26 empty] | 1080 | #NAME? |  | 1080 | #NAME? |  | 1080 | 2106.1725 | #NAME?
0 | 1080 | 42.7471 | 1661.3957 | [26 empty] | 1081 | #NAME? |  | 1081 | #NAME? |  | 1081 | 2106.0857 | #NAME?
1 | 1081 | 42.7471 | 1603.0131 | [26 empty] | 1082 | #NAME? |  | 1082 | #NAME? |  | 1082 | 2105.9077 | #NAME?
2 | 1082 | 42.7091 | 1535.8244 | [26 empty] | 1083 | #NAME? |  | 1083 | #NAME? |  | 1083 | 2105.874 | #NAME?
3 | 1083 | 42.6715 | 1499.9397 | [26 empty] | 1084 | #NAME? |  | 1084 | #NAME? |  | 1084 | 2105.7856 | #NAME?
4 | 1084 | 42.6476 | 1504.4439 | [26 empty] | 1085 | #NAME? |  | 1085 | #NAME? |  | 1085 | 2105.7667 | #NAME?
5 | 1085 | 42.6572 | 1559.2678 | [26 empty] | 1086 | #NAME? |  | 1086 | #NAME? |  | 1086 | 2105.7536 | #NAME?
6 | 1086 | 42.7183 | 1526.1545 | [26 empty] | 1087 | #NAME? |  | 1087 | #NAME? |  | 1087 | 2105.5971 | #NAME?
7 | 1087 | 42.8286 | 642.2143 | [26 empty] | 1088 | #NAME? |  | 1088 | #NAME? |  | 1088 | 2105.4083 | #NAME?
8 | 1088 | 42.9588 | 0 | [26 empty] | 1089 | #NAME? |  | 1089 | #NAME? |  | 1089 | 2105.3351 | #NAME?
9 | 1089 | 43.0741 | 0 | [26 empty] | 1090 | #NAME? |  | 1090 | #NAME? |  | 1090 | 2105.2221 | #NAME?
10 | 1090 | 43.1684 | 0 | [26 empty] | 1091 | #NAME? |  | 1091 | #NAME? |  | 1091 | 2105.1015 | #NAME?
11 | 1091 | 43.2733 | 0 | [26 empty] | 1092 | #NAME? |  | 1092 | #NAME? |  | 1092 | 2105.0308 | #NAME?
12 | 1092 | 43.3908 | 0 | [26 empty] | 1093 | #NAME? |  | 1093 | #NAME? |  | 1093 | 2104.946 | #NAME?
13 | 1093 | 43.5078 | 0 | [26 empty] | 1094 | #NAME? |  | 1094 | #NAME? |  | 1094 | 2104.8222 | #NAME?
14 | 1094 | 43.607 | 0 | [26 empty] | 1095 | #NAME? |  | 1095 | #NAME? |  | 1095 | 2104.8127 | #NAME?
15 | 1095 | 43.6827 | 0 | [26 empty] | 1096 | #NAME? |  | 1096 | #NAME? |  | 1096 | 2104.7825 | #NAME?
16 | 1096 | 43.7167 | 0 | [26 empty] | 1097 | #NAME? |  | 1097 | #NAME? |  | 1097 | 2104.7194 | #NAME?
17 | 1097 | 43.692 | 483.1186 | [26 empty] | 1098 | #NAME? |  | 1098 | #NAME? |  | 1098 | 2104.6019 | #NAME?
18 | 1098 | 43.582 | 1904.9502 | [26 empty] | 1099 | #NAME? |  | 1099 | #NAME? |  | 1099 | 2104.4737 | #NAME?
19 | 1099 | 43.4138 | 1951.3584 | [26 empty] | 1100 | #NAME? |  | 1100 | #NAME? |  | 1100 | 2104.181 | #NAME?
20 | 1100 | 43.2338 | 1913.2752 | [26 empty] | 1101 | #NAME? |  | 1101 | #NAME? |  | 1101 | 2104.1731 | #NAME?
21 | 1101 | 43.0769 | 1924.3779 | [26 empty] | 1102 | #NAME? |  | 1102 | #NAME? |  | 1102 | 2104.0305 | #NAME?
22 | 1102 | 42.9611 | 1900.1331 | [26 empty] | 1103 | #NAME? |  | 1103 | #NAME? |  | 1103 | 2104.022 | #NAME?
23 | 1103 | 42.8863 | 1814.3934 | [26 empty] | 1104 | #NAME? |  | 1104 | #NAME? |  | 1104 | 2103.8078 | #NAME?
0 | 1104 | 42.7471 | 1650.1556 | [26 empty] | 1105 | #NAME? |  | 1105 | #NAME? |  | 1105 | 2103.6103 | #NAME?
1 | 1105 | 42.7471 | 1547.5121 | [26 empty] | 1106 | #NAME? |  | 1106 | #NAME? |  | 1106 | 2103.5376 | #NAME?
2 | 1106 | 42.7091 | 1509.8777 | [26 empty] | 1107 | #NAME? |  | 1107 | #NAME? |  | 1107 | 2103.4874 | #NAME?
3 | 1107 | 42.6715 | 1473.7766 | [26 empty] | 1108 | #NAME? |  | 1108 | #NAME? |  | 1108 | 2103.4086 | #NAME?
4 | 1108 | 42.6476 | 1468.5876 | [26 empty] | 1109 | #NAME? |  | 1109 | #NAME? |  | 1109 | 2103.2931 | #NAME?
5 | 1109 | 42.6572 | 1536.3208 | [26 empty] | 1110 | #NAME? |  | 1110 | #NAME? |  | 1110 | 2103.1672 | #NAME?
6 | 1110 | 42.7183 | 1530.3289 | [26 empty] | 1111 | #NAME? |  | 1111 | #NAME? |  | 1111 | 2103.0392 | #NAME?
7 | 1111 | 42.8286 | 702.6662 | [26 empty] | 1112 | #NAME? |  | 1112 | #NAME? |  | 1112 | 2102.9226 | #NAME?
8 | 1112 | 42.9588 | 1084.0371 | [26 empty] | 1113 | #NAME? |  | 1113 | #NAME? |  | 1113 | 2102.7096 | #NAME?
9 | 1113 | 43.0741 | 0 | [26 empty] | 1114 | #NAME? |  | 1114 | #NAME? |  | 1114 | 2102.4359 | #NAME?
10 | 1114 | 43.1684 | 1016.579 | [26 empty] | 1115 | #NAME? |  | 1115 | #NAME? |  | 1115 | 2101.3369 | #NAME?
11 | 1115 | 43.2733 | 0 | [26 empty] | 1116 | #NAME? |  | 1116 | #NAME? |  | 1116 | 2101.0002 | #NAME?
12 | 1116 | 43.3908 | 0 | [26 empty] | 1117 | #NAME? |  | 1117 | #NAME? |  | 1117 | 2100.8957 | #NAME?
13 | 1117 | 43.5078 | 0 | [26 empty] | 1118 | #NAME? |  | 1118 | #NAME? |  | 1118 | 2100.5718 | #NAME?
14 | 1118 | 43.607 | 274.9332 | [26 empty] | 1119 | #NAME? |  | 1119 | #NAME? |  | 1119 | 2100.4389 | #NAME?
15 | 1119 | 43.6827 | 0 | [26 empty] | 1120 | #NAME? |  | 1120 | #NAME? |  | 1120 | 2100.438 | #NAME?
16 | 1120 | 43.7167 | 0 | [26 empty] | 1121 | #NAME? |  | 1121 | #NAME? |  | 1121 | 2100.3937 | #NAME?
17 | 1121 | 43.692 | 461.0602 | [26 empty] | 1122 | #NAME? |  | 1122 | #NAME? |  | 1122 | 2100.1266 | #NAME?
18 | 1122 | 43.582 | 1857.1243 | [26 empty] | 1123 | #NAME? |  | 1123 | #NAME? |  | 1123 | 2100.0269 | #NAME?
19 | 1123 | 43.4138 | 1961.5351 | [26 empty] | 1124 | #NAME? |  | 1124 | #NAME? |  | 1124 | 2099.8627 | #NAME?
20 | 1124 | 43.2338 | 1993.8852 | [26 empty] | 1125 | #NAME? |  | 1125 | #NAME? |  | 1125 | 2099.7562 | #NAME?
21 | 1125 | 43.0769 | 2000.6362 | [26 empty] | 1126 | #NAME? |  | 1126 | #NAME? |  | 1126 | 2099.7459 | #NAME?
22 | 1126 | 42.9611 | 1966.695 | [26 empty] | 1127 | #NAME? |  | 1127 | #NAME? |  | 1127 | 2099.428 | #NAME?
23 | 1127 | 42.8863 | 1857.149 | [26 empty] | 1128 | #NAME? |  | 1128 | #NAME? |  | 1128 | 2099.2086 | #NAME?
0 | 1128 | 42.7471 | 1758.9278 | [26 empty] | 1129 | #NAME? |  | 1129 | #NAME? |  | 1129 | 2099.1038 | #NAME?
1 | 1129 | 42.7471 | 1682.1926 | [26 empty] | 1130 | #NAME? |  | 1130 | #NAME? |  | 1130 | 2099.0034 | #NAME?
2 | 1130 | 42.7091 | 1626.1215 | [26 empty] | 1131 | #NAME? |  | 1131 | #NAME? |  | 1131 | 2098.8831 | #NAME?
3 | 1131 | 42.6715 | 1576.3643 | [26 empty] | 1132 | #NAME? |  | 1132 | #NAME? |  | 1132 | 2098.6899 | #NAME?
4 | 1132 | 42.6476 | 1552.5847 | [26 empty] | 1133 | #NAME? |  | 1133 | #NAME? |  | 1133 | 2098.5819 | #NAME?
5 | 1133 | 42.6572 | 1613.6422 | [26 empty] | 1134 | #NAME? |  | 1134 | #NAME? |  | 1134 | 2098.4971 | #NAME?
6 | 1134 | 42.7183 | 1595.6673 | [26 empty] | 1135 | #NAME? |  | 1135 | #NAME? |  | 1135 | 2098.4253 | #NAME?
7 | 1135 | 42.8286 | 784.6553 | [26 empty] | 1136 | #NAME? |  | 1136 | #NAME? |  | 1136 | 2098.3712 | #NAME?
8 | 1136 | 42.9588 | 0 | [26 empty] | 1137 | #NAME? |  | 1137 | #NAME? |  | 1137 | 2098.3041 | #NAME?
9 | 1137 | 43.0741 | 0 | [26 empty] | 1138 | #NAME? |  | 1138 | #NAME? |  | 1138 | 2097.8977 | #NAME?
10 | 1138 | 43.1684 | 0 | [26 empty] | 1139 | #NAME? |  | 1139 | #NAME? |  | 1139 | 2097.8953 | #NAME?
11 | 1139 | 43.2733 | 0 | [26 empty] | 1140 | #NAME? |  | 1140 | #NAME? |  | 1140 | 2097.8704 | #NAME?
12 | 1140 | 43.3908 | 0 | [26 empty] | 1141 | #NAME? |  | 1141 | #NAME? |  | 1141 | 2097.8289 | #NAME?
13 | 1141 | 43.5078 | 0 | [26 empty] | 1142 | #NAME? |  | 1142 | #NAME? |  | 1142 | 2097.6403 | #NAME?
14 | 1142 | 43.607 | 0 | [26 empty] | 1143 | #NAME? |  | 1143 | #NAME? |  | 1143 | 2097.4915 | #NAME?
15 | 1143 | 43.6827 | 0 | [26 empty] | 1144 | #NAME? |  | 1144 | #NAME? |  | 1144 | 2097.0747 | #NAME?
16 | 1144 | 43.7167 | 0 | [26 empty] | 1145 | #NAME? |  | 1145 | #NAME? |  | 1145 | 2096.9741 | #NAME?
17 | 1145 | 43.692 | 1701.5043 | [26 empty] | 1146 | #NAME? |  | 1146 | #NAME? |  | 1146 | 2096.5524 | #NAME?
18 | 1146 | 43.582 | 1778.0794 | [26 empty] | 1147 | #NAME? |  | 1147 | #NAME? |  | 1147 | 2096.4569 | #NAME?
19 | 1147 | 43.4138 | 1849.2955 | [26 empty] | 1148 | #NAME? |  | 1148 | #NAME? |  | 1148 | 2096.4513 | #NAME?
20 | 1148 | 43.2338 | 1825.604 | [26 empty] | 1149 | #NAME? |  | 1149 | #NAME? |  | 1149 | 2096.4284 | #NAME?
21 | 1149 | 43.0769 | 1758.2642 | [26 empty] | 1150 | #NAME? |  | 1150 | #NAME? |  | 1150 | 2096.4226 | #NAME?
22 | 1150 | 42.9611 | 1695.8008 | [26 empty] | 1151 | #NAME? |  | 1151 | #NAME? |  | 1151 | 2096.2175 | #NAME?
23 | 1151 | 42.8863 | 1626.1706 | [26 empty] | 1152 | #NAME? |  | 1152 | #NAME? |  | 1152 | 2096.1292 | #NAME?
0 | 1152 | 42.7471 | 1552.963 | [26 empty] | 1153 | #NAME? |  | 1153 | #NAME? |  | 1153 | 2096.0347 | #NAME?
1 | 1153 | 42.7471 | 1463.9704 | [26 empty] | 1154 | #NAME? |  | 1154 | #NAME? |  | 1154 | 2095.9185 | #NAME?
2 | 1154 | 42.7091 | 1414.3728 | [26 empty] | 1155 | #NAME? |  | 1155 | #NAME? |  | 1155 | 2095.8267 | #NAME?
3 | 1155 | 42.6715 | 1332.7918 | [26 empty] | 1156 | #NAME? |  | 1156 | #NAME? |  | 1156 | 2095.7597 | #NAME?
4 | 1156 | 42.6476 | 1316.2331 | [26 empty] | 1157 | #NAME? |  | 1157 | #NAME? |  | 1157 | 2095.2405 | #NAME?
5 | 1157 | 42.6572 | 1316.0578 | [26 empty] | 1158 | #NAME? |  | 1158 | #NAME? |  | 1158 | 2095.2301 | #NAME?
6 | 1158 | 42.7183 | 1262.4605 | [26 empty] | 1159 | #NAME? |  | 1159 | #NAME? |  | 1159 | 2094.3 | #NAME?
7 | 1159 | 42.8286 | 410.2257 | [26 empty] | 1160 | #NAME? |  | 1160 | #NAME? |  | 1160 | 2094.2318 | #NAME?
8 | 1160 | 42.9588 | 0 | [26 empty] | 1161 | #NAME? |  | 1161 | #NAME? |  | 1161 | 2094.2231 | #NAME?
9 | 1161 | 43.0741 | 1042.3113 | [26 empty] | 1162 | #NAME? |  | 1162 | #NAME? |  | 1162 | 2094.1719 | #NAME?
10 | 1162 | 43.1684 | 0 | [26 empty] | 1163 | #NAME? |  | 1163 | #NAME? |  | 1163 | 2094.1352 | #NAME?
11 | 1163 | 43.2733 | 0 | [26 empty] | 1164 | #NAME? |  | 1164 | #NAME? |  | 1164 | 2094.0942 | #NAME?
12 | 1164 | 43.3908 | 0 | [26 empty] | 1165 | #NAME? |  | 1165 | #NAME? |  | 1165 | 2093.9209 | #NAME?
13 | 1165 | 43.5078 | 0 | [26 empty] | 1166 | #NAME? |  | 1166 | #NAME? |  | 1166 | 2093.751 | #NAME?
14 | 1166 | 43.607 | 0 | [26 empty] | 1167 | #NAME? |  | 1167 | #NAME? |  | 1167 | 2093.7072 | #NAME?
15 | 1167 | 43.6827 | 0 | [26 empty] | 1168 | #NAME? |  | 1168 | #NAME? |  | 1168 | 2093.5828 | #NAME?
16 | 1168 | 43.7167 | 0 | [26 empty] | 1169 | #NAME? |  | 1169 | #NAME? |  | 1169 | 2093.2254 | #NAME?
17 | 1169 | 43.692 | 121.3274 | [26 empty] | 1170 | #NAME? |  | 1170 | #NAME? |  | 1170 | 2093.0008 | #NAME?
18 | 1170 | 43.582 | 1598.3935 | [26 empty] | 1171 | #NAME? |  | 1171 | #NAME? |  | 1171 | 2092.9842 | #NAME?
19 | 1171 | 43.4138 | 1598.5522 | [26 empty] | 1172 | #NAME? |  | 1172 | #NAME? |  | 1172 | 2092.1166 | #NAME?
20 | 1172 | 43.2338 | 1576.1328 | [26 empty] | 1173 | #NAME? |  | 1173 | #NAME? |  | 1173 | 2091.7747 | #NAME?
21 | 1173 | 43.0769 | 1558.1816 | [26 empty] | 1174 | #NAME? |  | 1174 | #NAME? |  | 1174 | 2091.2956 | #NAME?
22 | 1174 | 42.9611 | 1528.3696 | [26 empty] | 1175 | #NAME? |  | 1175 | #NAME? |  | 1175 | 2091.2326 | #NAME?
23 | 1175 | 42.8863 | 1486.7808 | [26 empty] | 1176 | #NAME? |  | 1176 | #NAME? |  | 1176 | 2091.0788 | #NAME?
0 | 1176 | 42.7471 | 1425.0131 | [26 empty] | 1177 | #NAME? |  | 1177 | #NAME? |  | 1177 | 2090.839 | #NAME?
1 | 1177 | 42.7471 | 1364.9831 | [26 empty] | 1178 | #NAME? |  | 1178 | #NAME? |  | 1178 | 2090.6622 | #NAME?
2 | 1178 | 42.7091 | 1315.7063 | [26 empty] | 1179 | #NAME? |  | 1179 | #NAME? |  | 1179 | 2090.4176 | #NAME?
3 | 1179 | 42.6715 | 1292.9683 | [26 empty] | 1180 | #NAME? |  | 1180 | #NAME? |  | 1180 | 2090.4154 | #NAME?
4 | 1180 | 42.6476 | 1283.5788 | [26 empty] | 1181 | #NAME? |  | 1181 | #NAME? |  | 1181 | 2090.332 | #NAME?
5 | 1181 | 42.6572 | 1293.5553 | [26 empty] | 1182 | #NAME? |  | 1182 | #NAME? |  | 1182 | 2090.1667 | #NAME?
6 | 1182 | 42.7183 | 1217.8077 | [26 empty] | 1183 | #NAME? |  | 1183 | #NAME? |  | 1183 | 2090.0282 | #NAME?
7 | 1183 | 42.8286 | 309.2268 | [26 empty] | 1184 | #NAME? |  | 1184 | #NAME? |  | 1184 | 2089.8256 | #NAME?
8 | 1184 | 42.9588 | 0 | [26 empty] | 1185 | #NAME? |  | 1185 | #NAME? |  | 1185 | 2089.7717 | #NAME?
9 | 1185 | 43.0741 | 0 | [26 empty] | 1186 | #NAME? |  | 1186 | #NAME? |  | 1186 | 2089.7387 | #NAME?
10 | 1186 | 43.1684 | 0 | [26 empty] | 1187 | #NAME? |  | 1187 | #NAME? |  | 1187 | 2089.4163 | #NAME?
11 | 1187 | 43.2733 | 0 | [26 empty] | 1188 | #NAME? |  | 1188 | #NAME? |  | 1188 | 2089.1983 | #NAME?
12 | 1188 | 43.3908 | 0 | [26 empty] | 1189 | #NAME? |  | 1189 | #NAME? |  | 1189 | 2089.0765 | #NAME?
13 | 1189 | 43.5078 | 0 | [26 empty] | 1190 | #NAME? |  | 1190 | #NAME? |  | 1190 | 2089.0035 | #NAME?
14 | 1190 | 43.607 | 0 | [26 empty] | 1191 | #NAME? |  | 1191 | #NAME? |  | 1191 | 2088.9749 | #NAME?
15 | 1191 | 43.6827 | 0 | [26 empty] | 1192 | #NAME? |  | 1192 | #NAME? |  | 1192 | 2088.7426 | #NAME?
16 | 1192 | 43.7167 | 0 | [26 empty] | 1193 | #NAME? |  | 1193 | #NAME? |  | 1193 | 2088.331 | #NAME?
17 | 1193 | 43.692 | 97.0935 | [26 empty] | 1194 | #NAME? |  | 1194 | #NAME? |  | 1194 | 2088.2206 | #NAME?
18 | 1194 | 43.582 | 1630.8701 | [26 empty] | 1195 | #NAME? |  | 1195 | #NAME? |  | 1195 | 2088.1325 | #NAME?
19 | 1195 | 43.4138 | 1819.6174 | [26 empty] | 1196 | #NAME? |  | 1196 | #NAME? |  | 1196 | 2088.0559 | #NAME?
20 | 1196 | 43.2338 | 1820.38 | [26 empty] | 1197 | #NAME? |  | 1197 | #NAME? |  | 1197 | 2087.7299 | #NAME?
21 | 1197 | 43.0769 | 1839.0931 | [26 empty] | 1198 | #NAME? |  | 1198 | #NAME? |  | 1198 | 2087.4241 | #NAME?
22 | 1198 | 42.9611 | 1811.1956 | [26 empty] | 1199 | #NAME? |  | 1199 | #NAME? |  | 1199 | 2087.4195 | #NAME?
23 | 1199 | 42.8863 | 1727.0138 | [26 empty] | 1200 | #NAME? |  | 1200 | #NAME? |  | 1200 | 2086.8817 | #NAME?
0 | 1200 | 42.7471 | 1651.2704 | [26 empty] | 1201 | #NAME? |  | 1201 | #NAME? |  | 1201 | 2086.5921 | #NAME?
1 | 1201 | 42.7471 | 1582.6499 | [26 empty] | 1202 | #NAME? |  | 1202 | #NAME? |  | 1202 | 2086.5844 | #NAME?
2 | 1202 | 42.7091 | 1501.7364 | [26 empty] | 1203 | #NAME? |  | 1203 | #NAME? |  | 1203 | 2086.5326 | #NAME?
3 | 1203 | 42.6715 | 1245.5095 | [26 empty] | 1204 | #NAME? |  | 1204 | #NAME? |  | 1204 | 2086.4447 | #NAME?
4 | 1204 | 42.6476 | 1245.8699 | [26 empty] | 1205 | #NAME? |  | 1205 | #NAME? |  | 1205 | 2086.4179 | #NAME?
5 | 1205 | 42.6572 | 1324.9941 | [26 empty] | 1206 | #NAME? |  | 1206 | #NAME? |  | 1206 | 2086.3066 | #NAME?
6 | 1206 | 42.7183 | 1365.1992 | [26 empty] | 1207 | #NAME? |  | 1207 | #NAME? |  | 1207 | 2086.295 | #NAME?
7 | 1207 | 42.8286 | 650.7579 | [26 empty] | 1208 | #NAME? |  | 1208 | #NAME? |  | 1208 | 2085.8916 | #NAME?
8 | 1208 | 42.9588 | 0 | [26 empty] | 1209 | #NAME? |  | 1209 | #NAME? |  | 1209 | 2085.861 | #NAME?
9 | 1209 | 43.0741 | 0 | [26 empty] | 1210 | #NAME? |  | 1210 | #NAME? |  | 1210 | 2085.7537 | #NAME?
10 | 1210 | 43.1684 | 931.2571 | [26 empty] | 1211 | #NAME? |  | 1211 | #NAME? |  | 1211 | 2085.7327 | #NAME?
11 | 1211 | 43.2733 | 0 | [26 empty] | 1212 | #NAME? |  | 1212 | #NAME? |  | 1212 | 2085.687 | #NAME?
12 | 1212 | 43.3908 | 795.2613 | [26 empty] | 1213 | #NAME? |  | 1213 | #NAME? |  | 1213 | 2085.4479 | #NAME?
13 | 1213 | 43.5078 | 0 | [26 empty] | 1214 | #NAME? |  | 1214 | #NAME? |  | 1214 | 2085.4023 | #NAME?
14 | 1214 | 43.607 | 0 | [26 empty] | 1215 | #NAME? |  | 1215 | #NAME? |  | 1215 | 2085.3636 | #NAME?
15 | 1215 | 43.6827 | 0 | [26 empty] | 1216 | #NAME? |  | 1216 | #NAME? |  | 1216 | 2084.9645 | #NAME?
16 | 1216 | 43.7167 | 0 | [26 empty] | 1217 | #NAME? |  | 1217 | #NAME? |  | 1217 | 2084.658 | #NAME?
17 | 1217 | 43.692 | 399.5478 | [26 empty] | 1218 | #NAME? |  | 1218 | #NAME? |  | 1218 | 2084.578 | #NAME?
18 | 1218 | 43.582 | 1799.6885 | [26 empty] | 1219 | #NAME? |  | 1219 | #NAME? |  | 1219 | 2084.5263 | #NAME?
19 | 1219 | 43.4138 | 1897.944 | [26 empty] | 1220 | #NAME? |  | 1220 | #NAME? |  | 1220 | 2084.3125 | #NAME?
20 | 1220 | 43.2338 | 1886.4864 | [26 empty] | 1221 | #NAME? |  | 1221 | #NAME? |  | 1221 | 2083.9373 | #NAME?
21 | 1221 | 43.0769 | 1862.4353 | [26 empty] | 1222 | #NAME? |  | 1222 | #NAME? |  | 1222 | 2083.8068 | #NAME?
22 | 1222 | 42.9611 | 1792.6375 | [26 empty] | 1223 | #NAME? |  | 1223 | #NAME? |  | 1223 | 2083.7808 | #NAME?
23 | 1223 | 42.8863 | 1685.8327 | [26 empty] | 1224 | #NAME? |  | 1224 | #NAME? |  | 1224 | 2083.3779 | #NAME?
0 | 1224 | 42.7471 | 1599.1411 | [26 empty] | 1225 | #NAME? |  | 1225 | #NAME? |  | 1225 | 2082.8867 | #NAME?
1 | 1225 | 42.7471 | 1511.792 | [26 empty] | 1226 | #NAME? |  | 1226 | #NAME? |  | 1226 | 2082.8838 | #NAME?
2 | 1226 | 42.7091 | 1455.991 | [26 empty] | 1227 | #NAME? |  | 1227 | #NAME? |  | 1227 | 2082.6166 | #NAME?
3 | 1227 | 42.6715 | 1330.568 | [26 empty] | 1228 | #NAME? |  | 1228 | #NAME? |  | 1228 | 2082.586 | #NAME?
4 | 1228 | 42.6476 | 1336.7974 | [26 empty] | 1229 | #NAME? |  | 1229 | #NAME? |  | 1229 | 2082.5402 | #NAME?
5 | 1229 | 42.6572 | 1393.0125 | [26 empty] | 1230 | #NAME? |  | 1230 | #NAME? |  | 1230 | 2082.4658 | #NAME?
6 | 1230 | 42.7183 | 1428.9734 | [26 empty] | 1231 | #NAME? |  | 1231 | #NAME? |  | 1231 | 2082.4499 | #NAME?
7 | 1231 | 42.8286 | 568.6371 | [26 empty] | 1232 | #NAME? |  | 1232 | #NAME? |  | 1232 | 2082.3908 | #NAME?
8 | 1232 | 42.9588 | 0 | [26 empty] | 1233 | #NAME? |  | 1233 | #NAME? |  | 1233 | 2082.3108 | #NAME?
9 | 1233 | 43.0741 | 0 | [26 empty] | 1234 | #NAME? |  | 1234 | #NAME? |  | 1234 | 2082.0096 | #NAME?
10 | 1234 | 43.1684 | 0 | [26 empty] | 1235 | #NAME? |  | 1235 | #NAME? |  | 1235 | 2081.7132 | #NAME?
11 | 1235 | 43.2733 | 0 | [26 empty] | 1236 | #NAME? |  | 1236 | #NAME? |  | 1236 | 2081.4737 | #NAME?
12 | 1236 | 43.3908 | 512.2291 | [26 empty] | 1237 | #NAME? |  | 1237 | #NAME? |  | 1237 | 2081.3204 | #NAME?
13 | 1237 | 43.5078 | 387.5828 | [26 empty] | 1238 | #NAME? |  | 1238 | #NAME? |  | 1238 | 2081.2301 | #NAME?
14 | 1238 | 43.607 | 1046.8899 | [26 empty] | 1239 | #NAME? |  | 1239 | #NAME? |  | 1239 | 2080.8491 | #NAME?
15 | 1239 | 43.6827 | 0 | [26 empty] | 1240 | #NAME? |  | 1240 | #NAME? |  | 1240 | 2080.7649 | #NAME?
16 | 1240 | 43.7167 | 0 | [26 empty] | 1241 | #NAME? |  | 1241 | #NAME? |  | 1241 | 2080.58 | #NAME?
17 | 1241 | 43.692 | 1701.7806 | [26 empty] | 1242 | #NAME? |  | 1242 | #NAME? |  | 1242 | 2080.5064 | #NAME?
18 | 1242 | 43.582 | 1831.4161 | [26 empty] | 1243 | #NAME? |  | 1243 | #NAME? |  | 1243 | 2080.4788 | #NAME?
19 | 1243 | 43.4138 | 1898.6941 | [26 empty] | 1244 | #NAME? |  | 1244 | #NAME? |  | 1244 | 2080.3421 | #NAME?
20 | 1244 | 43.2338 | 1883.5206 | [26 empty] | 1245 | #NAME? |  | 1245 | #NAME? |  | 1245 | 2080.1231 | #NAME?
21 | 1245 | 43.0769 | 1819.3348 | [26 empty] | 1246 | #NAME? |  | 1246 | #NAME? |  | 1246 | 2080.008 | #NAME?
22 | 1246 | 42.9611 | 1769.236 | [26 empty] | 1247 | #NAME? |  | 1247 | #NAME? |  | 1247 | 2079.8973 | #NAME?
23 | 1247 | 42.8863 | 1671.9801 | [26 empty] | 1248 | #NAME? |  | 1248 | #NAME? |  | 1248 | 2079.2499 | #NAME?
0 | 1248 | 42.7471 | 1580.1596 | [26 empty] | 1249 | #NAME? |  | 1249 | #NAME? |  | 1249 | 2078.8712 | #NAME?
1 | 1249 | 42.7471 | 1507.8654 | [26 empty] | 1250 | #NAME? |  | 1250 | #NAME? |  | 1250 | 2078.708 | #NAME?
2 | 1250 | 42.7091 | 1451.245 | [26 empty] | 1251 | #NAME? |  | 1251 | #NAME? |  | 1251 | 2078.6623 | #NAME?
3 | 1251 | 42.6715 | 1434.952 | [26 empty] | 1252 | #NAME? |  | 1252 | #NAME? |  | 1252 | 2078.4776 | #NAME?
4 | 1252 | 42.6476 | 1434.8938 | [26 empty] | 1253 | #NAME? |  | 1253 | #NAME? |  | 1253 | 2078.4676 | #NAME?
5 | 1253 | 42.6572 | 1501.3948 | [26 empty] | 1254 | #NAME? |  | 1254 | #NAME? |  | 1254 | 2078.3879 | #NAME?
6 | 1254 | 42.7183 | 1502.7578 | [26 empty] | 1255 | #NAME? |  | 1255 | #NAME? |  | 1255 | 2078.2879 | #NAME?
7 | 1255 | 42.8286 | 543.2659 | [26 empty] | 1256 | #NAME? |  | 1256 | #NAME? |  | 1256 | 2077.7734 | #NAME?
8 | 1256 | 42.9588 | 0 | [26 empty] | 1257 | #NAME? |  | 1257 | #NAME? |  | 1257 | 2077.6129 | #NAME?
9 | 1257 | 43.0741 | 0 | [26 empty] | 1258 | #NAME? |  | 1258 | #NAME? |  | 1258 | 2077.5151 | #NAME?
10 | 1258 | 43.1684 | 0 | [26 empty] | 1259 | #NAME? |  | 1259 | #NAME? |  | 1259 | 2077.2609 | #NAME?
11 | 1259 | 43.2733 | 0 | [26 empty] | 1260 | #NAME? |  | 1260 | #NAME? |  | 1260 | 2076.7005 | #NAME?
12 | 1260 | 43.3908 | 0 | [26 empty] | 1261 | #NAME? |  | 1261 | #NAME? |  | 1261 | 2076.6301 | #NAME?
13 | 1261 | 43.5078 | 0 | [26 empty] | 1262 | #NAME? |  | 1262 | #NAME? |  | 1262 | 2076.6023 | #NAME?
14 | 1262 | 43.607 | 0 | [26 empty] | 1263 | #NAME? |  | 1263 | #NAME? |  | 1263 | 2076.5166 | #NAME?
15 | 1263 | 43.6827 | 1580.1625 | [26 empty] | 1264 | #NAME? |  | 1264 | #NAME? |  | 1264 | 2076.4871 | #NAME?
16 | 1264 | 43.7167 | 0 | [26 empty] | 1265 | #NAME? |  | 1265 | #NAME? |  | 1265 | 2076.436 | #NAME?
17 | 1265 | 43.692 | 573.9898 | [26 empty] | 1266 | #NAME? |  | 1266 | #NAME? |  | 1266 | 2076.2086 | #NAME?
18 | 1266 | 43.582 | 1818.539 | [26 empty] | 1267 | #NAME? |  | 1267 | #NAME? |  | 1267 | 2076.1435 | #NAME?
19 | 1267 | 43.4138 | 1866.852 | [26 empty] | 1268 | #NAME? |  | 1268 | #NAME? |  | 1268 | 2076.0055 | #NAME?
20 | 1268 | 43.2338 | 1845.5782 | [26 empty] | 1269 | #NAME? |  | 1269 | #NAME? |  | 1269 | 2075.8643 | #NAME?
21 | 1269 | 43.0769 | 1839.9545 | [26 empty] | 1270 | #NAME? |  | 1270 | #NAME? |  | 1270 | 2075.7859 | #NAME?
22 | 1270 | 42.9611 | 1786.8347 | [26 empty] | 1271 | #NAME? |  | 1271 | #NAME? |  | 1271 | 2075.6751 | #NAME?
23 | 1271 | 42.8863 | 1697.9804 | [26 empty] | 1272 | #NAME? |  | 1272 | #NAME? |  | 1272 | 2075.3723 | #NAME?
0 | 1272 | 42.7471 | 1553.9246 | [26 empty] | 1273 | #NAME? |  | 1273 | #NAME? |  | 1273 | 2075.3406 | #NAME?
1 | 1273 | 42.7471 | 1493.8636 | [26 empty] | 1274 | #NAME? |  | 1274 | #NAME? |  | 1274 | 2075.2929 | #NAME?
2 | 1274 | 42.7091 | 1448.8655 | [26 empty] | 1275 | #NAME? |  | 1275 | #NAME? |  | 1275 | 2075.2364 | #NAME?
3 | 1275 | 42.6715 | 1410.7383 | [26 empty] | 1276 | #NAME? |  | 1276 | #NAME? |  | 1276 | 2075.0982 | #NAME?
4 | 1276 | 42.6476 | 1404.7848 | [26 empty] | 1277 | #NAME? |  | 1277 | #NAME? |  | 1277 | 2074.9592 | #NAME?
5 | 1277 | 42.6572 | 1463.105 | [26 empty] | 1278 | #NAME? |  | 1278 | #NAME? |  | 1278 | 2074.9237 | #NAME?
6 | 1278 | 42.7183 | 1469.9487 | [26 empty] | 1279 | #NAME? |  | 1279 | #NAME? |  | 1279 | 2074.7024 | #NAME?
7 | 1279 | 42.8286 | 596.216 | [26 empty] | 1280 | #NAME? |  | 1280 | #NAME? |  | 1280 | 2074.6384 | #NAME?
8 | 1280 | 42.9588 | 0 | [26 empty] | 1281 | #NAME? |  | 1281 | #NAME? |  | 1281 | 2074.5644 | #NAME?
9 | 1281 | 43.0741 | 0 | [26 empty] | 1282 | #NAME? |  | 1282 | #NAME? |  | 1282 | 2074.3501 | #NAME?
10 | 1282 | 43.1684 | 0 | [26 empty] | 1283 | #NAME? |  | 1283 | #NAME? |  | 1283 | 2074.3257 | #NAME?
11 | 1283 | 43.2733 | 0 | [26 empty] | 1284 | #NAME? |  | 1284 | #NAME? |  | 1284 | 2074.2134 | #NAME?
12 | 1284 | 43.3908 | 0 | [26 empty] | 1285 | #NAME? |  | 1285 | #NAME? |  | 1285 | 2073.9932 | #NAME?
13 | 1285 | 43.5078 | 0 | [26 empty] | 1286 | #NAME? |  | 1286 | #NAME? |  | 1286 | 2073.7139 | #NAME?
14 | 1286 | 43.607 | 0 | [26 empty] | 1287 | #NAME? |  | 1287 | #NAME? |  | 1287 | 2073.5535 | #NAME?
15 | 1287 | 43.6827 | 0 | [26 empty] | 1288 | #NAME? |  | 1288 | #NAME? |  | 1288 | 2073.5225 | #NAME?
16 | 1288 | 43.7167 | 0 | [26 empty] | 1289 | #NAME? |  | 1289 | #NAME? |  | 1289 | 2073.4568 | #NAME?
17 | 1289 | 43.692 | 512.0645 | [26 empty] | 1290 | #NAME? |  | 1290 | #NAME? |  | 1290 | 2073.3928 | #NAME?
18 | 1290 | 43.582 | 1892.8728 | [26 empty] | 1291 | #NAME? |  | 1291 | #NAME? |  | 1291 | 2073.1077 | #NAME?
19 | 1291 | 43.4138 | 1999.2655 | [26 empty] | 1292 | #NAME? |  | 1292 | #NAME? |  | 1292 | 2073.0651 | #NAME?
20 | 1292 | 43.2338 | 1998.1691 | [26 empty] | 1293 | #NAME? |  | 1293 | #NAME? |  | 1293 | 2073.0228 | #NAME?
21 | 1293 | 43.0769 | 2018.1724 | [26 empty] | 1294 | #NAME? |  | 1294 | #NAME? |  | 1294 | 2072.9263 | #NAME?
22 | 1294 | 42.9611 | 1962.6149 | [26 empty] | 1295 | #NAME? |  | 1295 | #NAME? |  | 1295 | 2072.9105 | #NAME?
23 | 1295 | 42.8863 | 1865.2754 | [26 empty] | 1296 | #NAME? |  | 1296 | #NAME? |  | 1296 | 2072.8634 | #NAME?
0 | 1296 | 42.7471 | 1764.9961 | [26 empty] | 1297 | #NAME? |  | 1297 | #NAME? |  | 1297 | 2072.4771 | #NAME?
1 | 1297 | 42.7471 | 1689.0201 | [26 empty] | 1298 | #NAME? |  | 1298 | #NAME? |  | 1298 | 2072.2892 | #NAME?
2 | 1298 | 42.7091 | 1623.5321 | [26 empty] | 1299 | #NAME? |  | 1299 | #NAME? |  | 1299 | 2071.9502 | #NAME?
3 | 1299 | 42.6715 | 1550.7462 | [26 empty] | 1300 | #NAME? |  | 1300 | #NAME? |  | 1300 | 2071.7161 | #NAME?
4 | 1300 | 42.6476 | 1534.7939 | [26 empty] | 1301 | #NAME? |  | 1301 | #NAME? |  | 1301 | 2071.7115 | #NAME?
5 | 1301 | 42.6572 | 1590.13 | [26 empty] | 1302 | #NAME? |  | 1302 | #NAME? |  | 1302 | 2071.5715 | #NAME?
6 | 1302 | 42.7183 | 1579.9668 | [26 empty] | 1303 | #NAME? |  | 1303 | #NAME? |  | 1303 | 2071.4951 | #NAME?
7 | 1303 | 42.8286 | 538.9967 | [26 empty] | 1304 | #NAME? |  | 1304 | #NAME? |  | 1304 | 2071.4328 | #NAME?
8 | 1304 | 42.9588 | 0 | [26 empty] | 1305 | #NAME? |  | 1305 | #NAME? |  | 1305 | 2071.357 | #NAME?
9 | 1305 | 43.0741 | 0 | [26 empty] | 1306 | #NAME? |  | 1306 | #NAME? |  | 1306 | 2071.1318 | #NAME?
10 | 1306 | 43.1684 | 0 | [26 empty] | 1307 | #NAME? |  | 1307 | #NAME? |  | 1307 | 2071.0694 | #NAME?
11 | 1307 | 43.2733 | 0 | [26 empty] | 1308 | #NAME? |  | 1308 | #NAME? |  | 1308 | 2071.0415 | #NAME?
12 | 1308 | 43.3908 | 0 | [26 empty] | 1309 | #NAME? |  | 1309 | #NAME? |  | 1309 | 2070.2526 | #NAME?
13 | 1309 | 43.5078 | 0 | [26 empty] | 1310 | #NAME? |  | 1310 | #NAME? |  | 1310 | 2070.098 | #NAME?
14 | 1310 | 43.607 | 0 | [26 empty] | 1311 | #NAME? |  | 1311 | #NAME? |  | 1311 | 2070.0565 | #NAME?
15 | 1311 | 43.6827 | 800.2043 | [26 empty] | 1312 | #NAME? |  | 1312 | #NAME? |  | 1312 | 2069.9845 | #NAME?
16 | 1312 | 43.7167 | 0 | [26 empty] | 1313 | #NAME? |  | 1313 | #NAME? |  | 1313 | 2069.9455 | #NAME?
17 | 1313 | 43.692 | 434.768 | [26 empty] | 1314 | #NAME? |  | 1314 | #NAME? |  | 1314 | 2069.9362 | #NAME?
18 | 1314 | 43.582 | 1796.3422 | [26 empty] | 1315 | #NAME? |  | 1315 | #NAME? |  | 1315 | 2069.8355 | #NAME?
19 | 1315 | 43.4138 | 1862.6854 | [26 empty] | 1316 | #NAME? |  | 1316 | #NAME? |  | 1316 | 2069.7664 | #NAME?
20 | 1316 | 43.2338 | 1834.0967 | [26 empty] | 1317 | #NAME? |  | 1317 | #NAME? |  | 1317 | 2069.578 | #NAME?
21 | 1317 | 43.0769 | 1780.086 | [26 empty] | 1318 | #NAME? |  | 1318 | #NAME? |  | 1318 | 2069.2116 | #NAME?
22 | 1318 | 42.9611 | 1712.2927 | [26 empty] | 1319 | #NAME? |  | 1319 | #NAME? |  | 1319 | 2068.9522 | #NAME?
23 | 1319 | 42.8863 | 1639.8409 | [26 empty] | 1320 | #NAME? |  | 1320 | #NAME? |  | 1320 | 2068.8 | #NAME?
0 | 1320 | 42.7471 | 1540.8498 | [26 empty] | 1321 | #NAME? |  | 1321 | #NAME? |  | 1321 | 2068.7394 | #NAME?
1 | 1321 | 42.7471 | 1459.4415 | [26 empty] | 1322 | #NAME? |  | 1322 | #NAME? |  | 1322 | 2068.4145 | #NAME?
2 | 1322 | 42.7091 | 1404.4532 | [26 empty] | 1323 | #NAME? |  | 1323 | #NAME? |  | 1323 | 2068.2397 | #NAME?
3 | 1323 | 42.6715 | 1323.9519 | [26 empty] | 1324 | #NAME? |  | 1324 | #NAME? |  | 1324 | 2067.9819 | #NAME?
4 | 1324 | 42.6476 | 1307.4866 | [26 empty] | 1325 | #NAME? |  | 1325 | #NAME? |  | 1325 | 2067.8867 | #NAME?
5 | 1325 | 42.6572 | 1313.2747 | [26 empty] | 1326 | #NAME? |  | 1326 | #NAME? |  | 1326 | 2067.605 | #NAME?
6 | 1326 | 42.7183 | 1274.2452 | [26 empty] | 1327 | #NAME? |  | 1327 | #NAME? |  | 1327 | 2067.5272 | #NAME?
7 | 1327 | 42.8286 | 321.0105 | [26 empty] | 1328 | #NAME? |  | 1328 | #NAME? |  | 1328 | 2067.4084 | #NAME?
8 | 1328 | 42.9588 | 1176.9375 | [26 empty] | 1329 | #NAME? |  | 1329 | #NAME? |  | 1329 | 2067.3826 | #NAME?
9 | 1329 | 43.0741 | 0 | [26 empty] | 1330 | #NAME? |  | 1330 | #NAME? |  | 1330 | 2067.1953 | #NAME?
10 | 1330 | 43.1684 | 0 | [26 empty] | 1331 | #NAME? |  | 1331 | #NAME? |  | 1331 | 2066.8021 | #NAME?
11 | 1331 | 43.2733 | 0 | [26 empty] | 1332 | #NAME? |  | 1332 | #NAME? |  | 1332 | 2066.6986 | #NAME?
12 | 1332 | 43.3908 | 0 | [26 empty] | 1333 | #NAME? |  | 1333 | #NAME? |  | 1333 | 2066.695 | #NAME?
13 | 1333 | 43.5078 | 0 | [26 empty] | 1334 | #NAME? |  | 1334 | #NAME? |  | 1334 | 2066.6922 | #NAME?
14 | 1334 | 43.607 | 0 | [26 empty] | 1335 | #NAME? |  | 1335 | #NAME? |  | 1335 | 2066.686 | #NAME?
15 | 1335 | 43.6827 | 0 | [26 empty] | 1336 | #NAME? |  | 1336 | #NAME? |  | 1336 | 2066.6579 | #NAME?
16 | 1336 | 43.7167 | 0 | [26 empty] | 1337 | #NAME? |  | 1337 | #NAME? |  | 1337 | 2066.3877 | #NAME?
17 | 1337 | 43.692 | 129.2189 | [26 empty] | 1338 | #NAME? |  | 1338 | #NAME? |  | 1338 | 2066.2984 | #NAME?
18 | 1338 | 43.582 | 1614.9332 | [26 empty] | 1339 | #NAME? |  | 1339 | #NAME? |  | 1339 | 2066.2474 | #NAME?
19 | 1339 | 43.4138 | 1610.4911 | [26 empty] | 1340 | #NAME? |  | 1340 | #NAME? |  | 1340 | 2066.1063 | #NAME?
20 | 1340 | 43.2338 | 1588.8564 | [26 empty] | 1341 | #NAME? |  | 1341 | #NAME? |  | 1341 | 2066.0707 | #NAME?
21 | 1341 | 43.0769 | 1569.7698 | [26 empty] | 1342 | #NAME? |  | 1342 | #NAME? |  | 1342 | 2065.8999 | #NAME?
22 | 1342 | 42.9611 | 1538.565 | [26 empty] | 1343 | #NAME? |  | 1343 | #NAME? |  | 1343 | 2065.4833 | #NAME?
23 | 1343 | 42.8863 | 1499.3683 | [26 empty] | 1344 | #NAME? |  | 1344 | #NAME? |  | 1344 | 2065.2907 | #NAME?
0 | 1344 | 42.7471 | 1434.9979 | [26 empty] | 1345 | #NAME? |  | 1345 | #NAME? |  | 1345 | 2065.2214 | #NAME?
1 | 1345 | 42.7471 | 1379.2667 | [26 empty] | 1346 | #NAME? |  | 1346 | #NAME? |  | 1346 | 2064.9762 | #NAME?
2 | 1346 | 42.7091 | 1337.6582 | [26 empty] | 1347 | #NAME? |  | 1347 | #NAME? |  | 1347 | 2064.3939 | #NAME?
3 | 1347 | 42.6715 | 1322.4833 | [26 empty] | 1348 | #NAME? |  | 1348 | #NAME? |  | 1348 | 2064.383 | #NAME?
4 | 1348 | 42.6476 | 1315.7954 | [26 empty] | 1349 | #NAME? |  | 1349 | #NAME? |  | 1349 | 2064.2109 | #NAME?
5 | 1349 | 42.6572 | 1308.2485 | [26 empty] | 1350 | #NAME? |  | 1350 | #NAME? |  | 1350 | 2063.7796 | #NAME?
6 | 1350 | 42.7183 | 1232.2444 | [26 empty] | 1351 | #NAME? |  | 1351 | #NAME? |  | 1351 | 2063.6151 | #NAME?
7 | 1351 | 42.8286 | 35.0807 | [26 empty] | 1352 | #NAME? |  | 1352 | #NAME? |  | 1352 | 2063.6029 | #NAME?
8 | 1352 | 42.9588 | 0 | [26 empty] | 1353 | #NAME? |  | 1353 | #NAME? |  | 1353 | 2063.5166 | #NAME?
9 | 1353 | 43.0741 | 0 | [26 empty] | 1354 | #NAME? |  | 1354 | #NAME? |  | 1354 | 2063.303 | #NAME?
10 | 1354 | 43.1684 | 0 | [26 empty] | 1355 | #NAME? |  | 1355 | #NAME? |  | 1355 | 2063.2298 | #NAME?
11 | 1355 | 43.2733 | 0 | [26 empty] | 1356 | #NAME? |  | 1356 | #NAME? |  | 1356 | 2063.2185 | #NAME?
12 | 1356 | 43.3908 | 0 | [26 empty] | 1357 | #NAME? |  | 1357 | #NAME? |  | 1357 | 2063.007 | #NAME?
13 | 1357 | 43.5078 | 0 | [26 empty] | 1358 | #NAME? |  | 1358 | #NAME? |  | 1358 | 2062.8532 | #NAME?
14 | 1358 | 43.607 | 0 | [26 empty] | 1359 | #NAME? |  | 1359 | #NAME? |  | 1359 | 2062.8191 | #NAME?
15 | 1359 | 43.6827 | 0 | [26 empty] | 1360 | #NAME? |  | 1360 | #NAME? |  | 1360 | 2062.5637 | #NAME?
16 | 1360 | 43.7167 | 0 | [26 empty] | 1361 | #NAME? |  | 1361 | #NAME? |  | 1361 | 2062.5469 | #NAME?
17 | 1361 | 43.692 | 67.4112 | [26 empty] | 1362 | #NAME? |  | 1362 | #NAME? |  | 1362 | 2062.4013 | #NAME?
18 | 1362 | 43.582 | 1621.2475 | [26 empty] | 1363 | #NAME? |  | 1363 | #NAME? |  | 1363 | 2062.1136 | #NAME?
19 | 1363 | 43.4138 | 1814.4456 | [26 empty] | 1364 | #NAME? |  | 1364 | #NAME? |  | 1364 | 2062.0676 | #NAME?
20 | 1364 | 43.2338 | 1819.5699 | [26 empty] | 1365 | #NAME? |  | 1365 | #NAME? |  | 1365 | 2061.8622 | #NAME?
21 | 1365 | 43.0769 | 1830.4938 | [26 empty] | 1366 | #NAME? |  | 1366 | #NAME? |  | 1366 | 2061.7212 | #NAME?
22 | 1366 | 42.9611 | 1803.5215 | [26 empty] | 1367 | #NAME? |  | 1367 | #NAME? |  | 1367 | 2061.6081 | #NAME?
23 | 1367 | 42.8863 | 1737.0799 | [26 empty] | 1368 | #NAME? |  | 1368 | #NAME? |  | 1368 | 2061.4054 | #NAME?
0 | 1368 | 42.7471 | 1658.1545 | [26 empty] | 1369 | #NAME? |  | 1369 | #NAME? |  | 1369 | 2061.2493 | #NAME?
1 | 1369 | 42.7471 | 1595.7789 | [26 empty] | 1370 | #NAME? |  | 1370 | #NAME? |  | 1370 | 2061.0672 | #NAME?
2 | 1370 | 42.7091 | 1540.8529 | [26 empty] | 1371 | #NAME? |  | 1371 | #NAME? |  | 1371 | 2061.0204 | #NAME?
3 | 1371 | 42.6715 | 1511.1284 | [26 empty] | 1372 | #NAME? |  | 1372 | #NAME? |  | 1372 | 2060.757 | #NAME?
4 | 1372 | 42.6476 | 1509.6691 | [26 empty] | 1373 | #NAME? |  | 1373 | #NAME? |  | 1373 | 2060.7454 | #NAME?
5 | 1373 | 42.6572 | 1556.1246 | [26 empty] | 1374 | #NAME? |  | 1374 | #NAME? |  | 1374 | 2060.6885 | #NAME?
6 | 1374 | 42.7183 | 1572.6172 | [26 empty] | 1375 | #NAME? |  | 1375 | #NAME? |  | 1375 | 2060.3481 | #NAME?
7 | 1375 | 42.8286 | 524.3543 | [26 empty] | 1376 | #NAME? |  | 1376 | #NAME? |  | 1376 | 2060.2919 | #NAME?
8 | 1376 | 42.9588 | 0 | [26 empty] | 1377 | #NAME? |  | 1377 | #NAME? |  | 1377 | 2059.7874 | #NAME?
9 | 1377 | 43.0741 | 1129.2393 | [26 empty] | 1378 | #NAME? |  | 1378 | #NAME? |  | 1378 | 2059.3957 | #NAME?
10 | 1378 | 43.1684 | 0 | [26 empty] | 1379 | #NAME? |  | 1379 | #NAME? |  | 1379 | 2059.3885 | #NAME?
11 | 1379 | 43.2733 | 0 | [26 empty] | 1380 | #NAME? |  | 1380 | #NAME? |  | 1380 | 2059.3661 | #NAME?
12 | 1380 | 43.3908 | 0 | [26 empty] | 1381 | #NAME? |  | 1381 | #NAME? |  | 1381 | 2059.3342 | #NAME?
13 | 1381 | 43.5078 | 0 | [26 empty] | 1382 | #NAME? |  | 1382 | #NAME? |  | 1382 | 2058.9646 | #NAME?
14 | 1382 | 43.607 | 554.4296 | [26 empty] | 1383 | #NAME? |  | 1383 | #NAME? |  | 1383 | 2058.741 | #NAME?
15 | 1383 | 43.6827 | 0 | [26 empty] | 1384 | #NAME? |  | 1384 | #NAME? |  | 1384 | 2058.7003 | #NAME?
16 | 1384 | 43.7167 | 0 | [26 empty] | 1385 | #NAME? |  | 1385 | #NAME? |  | 1385 | 2058.5568 | #NAME?
17 | 1385 | 43.692 | 469.6642 | [26 empty] | 1386 | #NAME? |  | 1386 | #NAME? |  | 1386 | 2058.549 | #NAME?
18 | 1386 | 43.582 | 1928.0804 | [26 empty] | 1387 | #NAME? |  | 1387 | #NAME? |  | 1387 | 2058.349 | #NAME?
19 | 1387 | 43.4138 | 2007.8596 | [26 empty] | 1388 | #NAME? |  | 1388 | #NAME? |  | 1388 | 2058.3039 | #NAME?
20 | 1388 | 43.2338 | 1995.7636 | [26 empty] | 1389 | #NAME? |  | 1389 | #NAME? |  | 1389 | 2058.2001 | #NAME?
21 | 1389 | 43.0769 | 1967.5947 | [26 empty] | 1390 | #NAME? |  | 1390 | #NAME? |  | 1390 | 2058.0338 | #NAME?
22 | 1390 | 42.9611 | 1902.8283 | [26 empty] | 1391 | #NAME? |  | 1391 | #NAME? |  | 1391 | 2057.928 | #NAME?
23 | 1391 | 42.8863 | 1809.3283 | [26 empty] | 1392 | #NAME? |  | 1392 | #NAME? |  | 1392 | 2057.9143 | #NAME?
0 | 1392 | 42.7471 | 1721.6073 | [26 empty] | 1393 | #NAME? |  | 1393 | #NAME? |  | 1393 | 2057.6995 | #NAME?
1 | 1393 | 42.7471 | 1647.9802 | [26 empty] | 1394 | #NAME? |  | 1394 | #NAME? |  | 1394 | 2057.0379 | #NAME?
2 | 1394 | 42.7091 | 1595.2072 | [26 empty] | 1395 | #NAME? |  | 1395 | #NAME? |  | 1395 | 2056.8964 | #NAME?
3 | 1395 | 42.6715 | 1546.9966 | [26 empty] | 1396 | #NAME? |  | 1396 | #NAME? |  | 1396 | 2056.7382 | #NAME?
4 | 1396 | 42.6476 | 1521.5764 | [26 empty] | 1397 | #NAME? |  | 1397 | #NAME? |  | 1397 | 2056.6388 | #NAME?
5 | 1397 | 42.6572 | 1562.6211 | [26 empty] | 1398 | #NAME? |  | 1398 | #NAME? |  | 1398 | 2056.4518 | #NAME?
6 | 1398 | 42.7183 | 1570.165 | [26 empty] | 1399 | #NAME? |  | 1399 | #NAME? |  | 1399 | 2056.283 | #NAME?
7 | 1399 | 42.8286 | 398.1411 | [26 empty] | 1400 | #NAME? |  | 1400 | #NAME? |  | 1400 | 2056.2387 | #NAME?
8 | 1400 | 42.9588 | 0 | [26 empty] | 1401 | #NAME? |  | 1401 | #NAME? |  | 1401 | 2056.2015 | #NAME?
9 | 1401 | 43.0741 | 0 | [26 empty] | 1402 | #NAME? |  | 1402 | #NAME? |  | 1402 | 2056.1395 | #NAME?
10 | 1402 | 43.1684 | 0 | [26 empty] | 1403 | #NAME? |  | 1403 | #NAME? |  | 1403 | 2055.7613 | #NAME?
11 | 1403 | 43.2733 | 0 | [26 empty] | 1404 | #NAME? |  | 1404 | #NAME? |  | 1404 | 2055.6889 | #NAME?
12 | 1404 | 43.3908 | 0 | [26 empty] | 1405 | #NAME? |  | 1405 | #NAME? |  | 1405 | 2055.6736 | #NAME?
13 | 1405 | 43.5078 | 0 | [26 empty] | 1406 | #NAME? |  | 1406 | #NAME? |  | 1406 | 2055.6369 | #NAME?
14 | 1406 | 43.607 | 0 | [26 empty] | 1407 | #NAME? |  | 1407 | #NAME? |  | 1407 | 2055.3881 | #NAME?
15 | 1407 | 43.6827 | 0 | [26 empty] | 1408 | #NAME? |  | 1408 | #NAME? |  | 1408 | 2055.3397 | #NAME?
16 | 1408 | 43.7167 | 0 | [26 empty] | 1409 | #NAME? |  | 1409 | #NAME? |  | 1409 | 2054.963 | #NAME?
17 | 1409 | 43.692 | 449.4212 | [26 empty] | 1410 | #NAME? |  | 1410 | #NAME? |  | 1410 | 2054.8425 | #NAME?
18 | 1410 | 43.582 | 1892.9898 | [26 empty] | 1411 | #NAME? |  | 1411 | #NAME? |  | 1411 | 2054.5347 | #NAME?
19 | 1411 | 43.4138 | 1991.3215 | [26 empty] | 1412 | #NAME? |  | 1412 | #NAME? |  | 1412 | 2054.5195 | #NAME?
20 | 1412 | 43.2338 | 1979.6282 | [26 empty] | 1413 | #NAME? |  | 1413 | #NAME? |  | 1413 | 2054.4734 | #NAME?
21 | 1413 | 43.0769 | 1948.0085 | [26 empty] | 1414 | #NAME? |  | 1414 | #NAME? |  | 1414 | 2054.1528 | #NAME?
22 | 1414 | 42.9611 | 1908.7914 | [26 empty] | 1415 | #NAME? |  | 1415 | #NAME? |  | 1415 | 2054.0955 | #NAME?
23 | 1415 | 42.8863 | 1816.7201 | [26 empty] | 1416 | #NAME? |  | 1416 | #NAME? |  | 1416 | 2054.0423 | #NAME?
0 | 1416 | 42.7471 | 1861.6794 | [26 empty] | 1417 | #NAME? |  | 1417 | #NAME? |  | 1417 | 2054.0346 | #NAME?
1 | 1417 | 42.7471 | 1777.8173 | [26 empty] | 1418 | #NAME? |  | 1418 | #NAME? |  | 1418 | 2053.9806 | #NAME?
2 | 1418 | 42.7091 | 1718.6771 | [26 empty] | 1419 | #NAME? |  | 1419 | #NAME? |  | 1419 | 2053.6636 | #NAME?
3 | 1419 | 42.6715 | 1679.9289 | [26 empty] | 1420 | #NAME? |  | 1420 | #NAME? |  | 1420 | 2053.6104 | #NAME?
4 | 1420 | 42.6476 | 1676.4857 | [26 empty] | 1421 | #NAME? |  | 1421 | #NAME? |  | 1421 | 2053.5875 | #NAME?
5 | 1421 | 42.6572 | 1727.782 | [26 empty] | 1422 | #NAME? |  | 1422 | #NAME? |  | 1422 | 2053.5807 | #NAME?
6 | 1422 | 42.7183 | 1744.0693 | [26 empty] | 1423 | #NAME? |  | 1423 | #NAME? |  | 1423 | 2053.5596 | #NAME?
7 | 1423 | 42.8286 | 1670.3545 | [26 empty] | 1424 | #NAME? |  | 1424 | #NAME? |  | 1424 | 2053.4122 | #NAME?
8 | 1424 | 42.9588 | 1610.3582 | [26 empty] | 1425 | #NAME? |  | 1425 | #NAME? |  | 1425 | 2053.2816 | #NAME?
9 | 1425 | 43.0741 | 0 | [26 empty] | 1426 | #NAME? |  | 1426 | #NAME? |  | 1426 | 2053.2705 | #NAME?
10 | 1426 | 43.1684 | 0 | [26 empty] | 1427 | #NAME? |  | 1427 | #NAME? |  | 1427 | 2053.0539 | #NAME?
11 | 1427 | 43.2733 | 0 | [26 empty] | 1428 | #NAME? |  | 1428 | #NAME? |  | 1428 | 2052.7457 | #NAME?
12 | 1428 | 43.3908 | 0 | [26 empty] | 1429 | #NAME? |  | 1429 | #NAME? |  | 1429 | 2052.5426 | #NAME?
13 | 1429 | 43.5078 | 0 | [26 empty] | 1430 | #NAME? |  | 1430 | #NAME? |  | 1430 | 2052.4885 | #NAME?
14 | 1430 | 43.607 | 0 | [26 empty] | 1431 | #NAME? |  | 1431 | #NAME? |  | 1431 | 2052.473 | #NAME?
15 | 1431 | 43.6827 | 0 | [26 empty] | 1432 | #NAME? |  | 1432 | #NAME? |  | 1432 | 2052.4287 | #NAME?
16 | 1432 | 43.7167 | 0 | [26 empty] | 1433 | #NAME? |  | 1433 | #NAME? |  | 1433 | 2052.395 | #NAME?
17 | 1433 | 43.692 | 679.3682 | [26 empty] | 1434 | #NAME? |  | 1434 | #NAME? |  | 1434 | 2051.4115 | #NAME?
18 | 1434 | 43.582 | 2025.996 | [26 empty] | 1435 | #NAME? |  | 1435 | #NAME? |  | 1435 | 2051.2735 | #NAME?
19 | 1435 | 43.4138 | 2100.6452 | [26 empty] | 1436 | #NAME? |  | 1436 | #NAME? |  | 1436 | 2050.5824 | #NAME?
20 | 1436 | 43.2338 | 2080.9354 | [26 empty] | 1437 | #NAME? |  | 1437 | #NAME? |  | 1437 | 2050.1897 | #NAME?
21 | 1437 | 43.0769 | 2073.1642 | [26 empty] | 1438 | #NAME? |  | 1438 | #NAME? |  | 1438 | 2050.0231 | #NAME?
22 | 1438 | 42.9611 | 2010.3205 | [26 empty] | 1439 | #NAME? |  | 1439 | #NAME? |  | 1439 | 2049.8249 | #NAME?
23 | 1439 | 42.8863 | 1917.107 | [26 empty] | 1440 | #NAME? |  | 1440 | #NAME? |  | 1440 | 2049.2676 | #NAME?
0 | 1440 | 42.7471 | 1753.6345 | [26 empty] | 1441 | #NAME? |  | 1441 | #NAME? |  | 1441 | 2049.2592 | #NAME?
1 | 1441 | 42.7471 | 1672.4857 | [26 empty] | 1442 | #NAME? |  | 1442 | #NAME? |  | 1442 | 2049.2266 | #NAME?
2 | 1442 | 42.7091 | 1614.5422 | [26 empty] | 1443 | #NAME? |  | 1443 | #NAME? |  | 1443 | 2049.1313 | #NAME?
3 | 1443 | 42.6715 | 1558.2936 | [26 empty] | 1444 | #NAME? |  | 1444 | #NAME? |  | 1444 | 2049.0761 | #NAME?
4 | 1444 | 42.6476 | 1566.5309 | [26 empty] | 1445 | #NAME? |  | 1445 | #NAME? |  | 1445 | 2049.0661 | #NAME?
5 | 1445 | 42.6572 | 1600.3613 | [26 empty] | 1446 | #NAME? |  | 1446 | #NAME? |  | 1446 | 2048.9143 | #NAME?
6 | 1446 | 42.7183 | 1635.8398 | [26 empty] | 1447 | #NAME? |  | 1447 | #NAME? |  | 1447 | 2048.878 | #NAME?
7 | 1447 | 42.8286 | 599.1649 | [26 empty] | 1448 | #NAME? |  | 1448 | #NAME? |  | 1448 | 2048.6465 | #NAME?
8 | 1448 | 42.9588 | 1435.3695 | [26 empty] | 1449 | #NAME? |  | 1449 | #NAME? |  | 1449 | 2048.5899 | #NAME?
9 | 1449 | 43.0741 | 307.8682 | [26 empty] | 1450 | #NAME? |  | 1450 | #NAME? |  | 1450 | 2048.4037 | #NAME?
10 | 1450 | 43.1684 | 0 | [26 empty] | 1451 | #NAME? |  | 1451 | #NAME? |  | 1451 | 2048.3062 | #NAME?
11 | 1451 | 43.2733 | 572.7914 | [26 empty] | 1452 | #NAME? |  | 1452 | #NAME? |  | 1452 | 2048.1912 | #NAME?
12 | 1452 | 43.3908 | 0 | [26 empty] | 1453 | #NAME? |  | 1453 | #NAME? |  | 1453 | 2047.8539 | #NAME?
13 | 1453 | 43.5078 | 0 | [26 empty] | 1454 | #NAME? |  | 1454 | #NAME? |  | 1454 | 2047.3249 | #NAME?
14 | 1454 | 43.607 | 0 | [26 empty] | 1455 | #NAME? |  | 1455 | #NAME? |  | 1455 | 2047.0422 | #NAME?
15 | 1455 | 43.6827 | 0 | [26 empty] | 1456 | #NAME? |  | 1456 | #NAME? |  | 1456 | 2046.9511 | #NAME?
16 | 1456 | 43.7167 | 0 | [26 empty] | 1457 | #NAME? |  | 1457 | #NAME? |  | 1457 | 2046.8416 | #NAME?
17 | 1457 | 43.692 | 684.0545 | [26 empty] | 1458 | #NAME? |  | 1458 | #NAME? |  | 1458 | 2046.7347 | #NAME?
18 | 1458 | 43.582 | 1985.4395 | [26 empty] | 1459 | #NAME? |  | 1459 | #NAME? |  | 1459 | 2046.1461 | #NAME?
19 | 1459 | 43.4138 | 2020.1027 | [26 empty] | 1460 | #NAME? |  | 1460 | #NAME? |  | 1460 | 2045.6879 | #NAME?
20 | 1460 | 43.2338 | 2010.8617 | [26 empty] | 1461 | #NAME? |  | 1461 | #NAME? |  | 1461 | 2045.4417 | #NAME?
21 | 1461 | 43.0769 | 2056.7859 | [26 empty] | 1462 | #NAME? |  | 1462 | #NAME? |  | 1462 | 2045.4002 | #NAME?
22 | 1462 | 42.9611 | 2023.1096 | [26 empty] | 1463 | #NAME? |  | 1463 | #NAME? |  | 1463 | 2045.2928 | #NAME?
23 | 1463 | 42.8863 | 1911.6536 | [26 empty] | 1464 | #NAME? |  | 1464 | #NAME? |  | 1464 | 2045.268 | #NAME?
0 | 1464 | 42.7471 | 1824.5021 | [26 empty] | 1465 | #NAME? |  | 1465 | #NAME? |  | 1465 | 2045.1343 | #NAME?
1 | 1465 | 42.7471 | 1757.6592 | [26 empty] | 1466 | #NAME? |  | 1466 | #NAME? |  | 1466 | 2045.0411 | #NAME?
2 | 1466 | 42.7091 | 1694.8939 | [26 empty] | 1467 | #NAME? |  | 1467 | #NAME? |  | 1467 | 2044.4998 | #NAME?
3 | 1467 | 42.6715 | 1666.2928 | [26 empty] | 1468 | #NAME? |  | 1468 | #NAME? |  | 1468 | 2044.4827 | #NAME?
4 | 1468 | 42.6476 | 1648.0822 | [26 empty] | 1469 | #NAME? |  | 1469 | #NAME? |  | 1469 | 2044.1061 | #NAME?
5 | 1469 | 42.6572 | 1687.8781 | [26 empty] | 1470 | #NAME? |  | 1470 | #NAME? |  | 1470 | 2043.8999 | #NAME?
6 | 1470 | 42.7183 | 1681.3949 | [26 empty] | 1471 | #NAME? |  | 1471 | #NAME? |  | 1471 | 2043.7131 | #NAME?
7 | 1471 | 42.8286 | 699.3081 | [26 empty] | 1472 | #NAME? |  | 1472 | #NAME? |  | 1472 | 2043.6634 | #NAME?
8 | 1472 | 42.9588 | 0 | [26 empty] | 1473 | #NAME? |  | 1473 | #NAME? |  | 1473 | 2043.541 | #NAME?
9 | 1473 | 43.0741 | 0 | [26 empty] | 1474 | #NAME? |  | 1474 | #NAME? |  | 1474 | 2043.5336 | #NAME?
10 | 1474 | 43.1684 | 0 | [26 empty] | 1475 | #NAME? |  | 1475 | #NAME? |  | 1475 | 2043.5301 | #NAME?
11 | 1475 | 43.2733 | 0 | [26 empty] | 1476 | #NAME? |  | 1476 | #NAME? |  | 1476 | 2043.4942 | #NAME?
12 | 1476 | 43.3908 | 0 | [26 empty] | 1477 | #NAME? |  | 1477 | #NAME? |  | 1477 | 2043.4684 | #NAME?
13 | 1477 | 43.5078 | 0 | [26 empty] | 1478 | #NAME? |  | 1478 | #NAME? |  | 1478 | 2043.2107 | #NAME?
14 | 1478 | 43.607 | 0 | [26 empty] | 1479 | #NAME? |  | 1479 | #NAME? |  | 1479 | 2042.8898 | #NAME?
15 | 1479 | 43.6827 | 0 | [26 empty] | 1480 | #NAME? |  | 1480 | #NAME? |  | 1480 | 2042.6794 | #NAME?
16 | 1480 | 43.7167 | 0 | [26 empty] | 1481 | #NAME? |  | 1481 | #NAME? |  | 1481 | 2042.2622 | #NAME?
17 | 1481 | 43.692 | 577.6774 | [26 empty] | 1482 | #NAME? |  | 1482 | #NAME? |  | 1482 | 2042.133 | #NAME?
18 | 1482 | 43.582 | 2017.4851 | [26 empty] | 1483 | #NAME? |  | 1483 | #NAME? |  | 1483 | 2042.0163 | #NAME?
19 | 1483 | 43.4138 | 2029.6938 | [26 empty] | 1484 | #NAME? |  | 1484 | #NAME? |  | 1484 | 2041.8043 | #NAME?
20 | 1484 | 43.2338 | 2000.2346 | [26 empty] | 1485 | #NAME? |  | 1485 | #NAME? |  | 1485 | 2041.7831 | #NAME?
21 | 1485 | 43.0769 | 1965.457 | [26 empty] | 1486 | #NAME? |  | 1486 | #NAME? |  | 1486 | 2041.6046 | #NAME?
22 | 1486 | 42.9611 | 1919.9868 | [26 empty] | 1487 | #NAME? |  | 1487 | #NAME? |  | 1487 | 2041.448 | #NAME?
23 | 1487 | 42.8863 | 1880.0661 | [26 empty] | 1488 | #NAME? |  | 1488 | #NAME? |  | 1488 | 2041.4029 | #NAME?
0 | 1488 | 42.7471 | 1779.1226 | [26 empty] | 1489 | #NAME? |  | 1489 | #NAME? |  | 1489 | 2041.3156 | #NAME?
1 | 1489 | 42.7471 | 1640.4269 | [26 empty] | 1490 | #NAME? |  | 1490 | #NAME? |  | 1490 | 2041.1384 | #NAME?
2 | 1490 | 42.7091 | 1585.2561 | [26 empty] | 1491 | #NAME? |  | 1491 | #NAME? |  | 1491 | 2041.0683 | #NAME?
3 | 1491 | 42.6715 | 1569.8831 | [26 empty] | 1492 | #NAME? |  | 1492 | #NAME? |  | 1492 | 2040.8293 | #NAME?
4 | 1492 | 42.6476 | 1537.8781 | [26 empty] | 1493 | #NAME? |  | 1493 | #NAME? |  | 1493 | 2040.5299 | #NAME?
5 | 1493 | 42.6572 | 1553.3879 | [26 empty] | 1494 | #NAME? |  | 1494 | #NAME? |  | 1494 | 2040.498 | #NAME?
6 | 1494 | 42.7183 | 1506.4669 | [26 empty] | 1495 | #NAME? |  | 1495 | #NAME? |  | 1495 | 2040.4799 | #NAME?
7 | 1495 | 42.8286 | 404.2991 | [26 empty] | 1496 | #NAME? |  | 1496 | #NAME? |  | 1496 | 2040.4082 | #NAME?
8 | 1496 | 42.9588 | 0 | [26 empty] | 1497 | #NAME? |  | 1497 | #NAME? |  | 1497 | 2039.9223 | #NAME?
9 | 1497 | 43.0741 | 0 | [26 empty] | 1498 | #NAME? |  | 1498 | #NAME? |  | 1498 | 2039.8597 | #NAME?
10 | 1498 | 43.1684 | 0 | [26 empty] | 1499 | #NAME? |  | 1499 | #NAME? |  | 1499 | 2039.6379 | #NAME?
11 | 1499 | 43.2733 | 0 | [26 empty] | 1500 | #NAME? |  | 1500 | #NAME? |  | 1500 | 2039.4473 | #NAME?
12 | 1500 | 43.3908 | 0 | [26 empty] | 1501 | #NAME? |  | 1501 | #NAME? |  | 1501 | 2039.1819 | #NAME?
13 | 1501 | 43.5078 | 0 | [26 empty] | 1502 | #NAME? |  | 1502 | #NAME? |  | 1502 | 2039.018 | #NAME?
14 | 1502 | 43.607 | 0 | [26 empty] | 1503 | #NAME? |  | 1503 | #NAME? |  | 1503 | 2038.9974 | #NAME?
15 | 1503 | 43.6827 | 0 | [26 empty] | 1504 | #NAME? |  | 1504 | #NAME? |  | 1504 | 2038.9381 | #NAME?
16 | 1504 | 43.7167 | 0 | [26 empty] | 1505 | #NAME? |  | 1505 | #NAME? |  | 1505 | 2038.8824 | #NAME?
17 | 1505 | 43.692 | 229.8031 | [26 empty] | 1506 | #NAME? |  | 1506 | #NAME? |  | 1506 | 2038.6265 | #NAME?
18 | 1506 | 43.582 | 1687.3479 | [26 empty] | 1507 | #NAME? |  | 1507 | #NAME? |  | 1507 | 2038.0093 | #NAME?
19 | 1507 | 43.4138 | 1669.9284 | [26 empty] | 1508 | #NAME? |  | 1508 | #NAME? |  | 1508 | 2037.8079 | #NAME?
20 | 1508 | 43.2338 | 1648.8273 | [26 empty] | 1509 | #NAME? |  | 1509 | #NAME? |  | 1509 | 2037.6435 | #NAME?
21 | 1509 | 43.0769 | 1617.5921 | [26 empty] | 1510 | #NAME? |  | 1510 | #NAME? |  | 1510 | 2037.4739 | #NAME?
22 | 1510 | 42.9611 | 1590.4654 | [26 empty] | 1511 | #NAME? |  | 1511 | #NAME? |  | 1511 | 2037.457 | #NAME?
23 | 1511 | 42.8863 | 1539.9042 | [26 empty] | 1512 | #NAME? |  | 1512 | #NAME? |  | 1512 | 2037.1206 | #NAME?
0 | 1512 | 42.7471 | 1481.0987 | [26 empty] | 1513 | #NAME? |  | 1513 | #NAME? |  | 1513 | 2037.1199 | #NAME?
1 | 1513 | 42.7471 | 1431.3185 | [26 empty] | 1514 | #NAME? |  | 1514 | #NAME? |  | 1514 | 2037.119 | #NAME?
2 | 1514 | 42.7091 | 1394.4315 | [26 empty] | 1515 | #NAME? |  | 1515 | #NAME? |  | 1515 | 2036.6731 | #NAME?
3 | 1515 | 42.6715 | 1426.5285 | [26 empty] | 1516 | #NAME? |  | 1516 | #NAME? |  | 1516 | 2036.4274 | #NAME?
4 | 1516 | 42.6476 | 1423.2523 | [26 empty] | 1517 | #NAME? |  | 1517 | #NAME? |  | 1517 | 2036.3695 | #NAME?
5 | 1517 | 42.6572 | 1421.5959 | [26 empty] | 1518 | #NAME? |  | 1518 | #NAME? |  | 1518 | 2036.3358 | #NAME?