## Spectral Irradiance Plot
USER INPUTS | Fixed Tilt? | Hour | Minute | Time Zone | Azim | AOD | Alpha | Albedo | O3 | Z | PW | ASYM | AOI | Slope | Press | Nday | Omeg | OmegP
| 37 | 12 | 6 | -7 | 180 | 0.27 | 1.14 | 0.2 | 0.34 | 48.2854 | 1.42 | 0.65 | 11.3949 | 37 | 1013.25 | 59 | 0.945 | 0.095
LAT | 40 | Long | -105 | Lambda | -1 | Estimated | OZONE | (Heuklon) | 0.33774
Note on B41: Enter the TILT of the SURFACE of interest in Degrees. Enter a number LESS than 0 (e.g., -1) for a SUN TRACKING SURFACE
Note on B43: Latitude of location + for N, - for S of Equator
Note on C41: Enter the TILT of the SURFACE of interest in Degrees. Enter a number LESS than 0 (e.g., -1) for a SUN TRACKING SURFACE
Note on D41: Enter the TILT of the SURFACE of interest in Degrees. Enter a number LESS than 0 (e.g., -1) for a SUN TRACKING SURFACE
Note on D43: Longitude for location of interest + for E, - for W of Greenwich
Note on E41: Enter the TILT of the SURFACE of interest in Degrees. Enter a number LESS than 0 (e.g., -1) for a SUN TRACKING SURFACE
Note on F41: Enter the TILT of the SURFACE of interest in Degrees. Enter a number LESS than 0 (e.g., -1) for a SUN TRACKING SURFACE
Note on G41: Enter the TILT of the SURFACE of interest in Degrees. Enter a number LESS than 0 (e.g., -1) for a SUN TRACKING SURFACE
Note on H41: Enter the TILT of the SURFACE of interest in Degrees. Enter a number LESS than 0 (e.g., -1) for a SUN TRACKING SURFACE
Note on I41: Enter the TILT of the SURFACE of interest in Degrees. Enter a number LESS than 0 (e.g., -1) for a SUN TRACKING SURFACE
Note on I43: Thomas K. Van Heuklon, "Estimating Atmospheric Ozone for Solar Radiation Models" Solar Energy Vol 22 #1 pp 63-68
Note on J41: Enter the TILT of the SURFACE of interest in Degrees. Enter a number LESS than 0 (e.g., -1) for a SUN TRACKING SURFACE
Note on J43: Total thickness (cm) of all ozone condensed at the surface at location computed from empirical model. Van Heuklon, T.K.,"Estimating Atmospheric Ozone for Solar Radiation Models" Solar Energy Vol 22 pp 63-68 1978. Multiply by 1000 to convert to "Dobson Units"
Note on K41: Enter the TILT of the SURFACE of interest in Degrees. Enter a number LESS than 0 (e.g., -1) for a SUN TRACKING SURFACE
Note on L41: Enter the TILT of the SURFACE of interest in Degrees. Enter a number LESS than 0 (e.g., -1) for a SUN TRACKING SURFACE
Note on M41: Enter the TILT of the SURFACE of interest in Degrees. Enter a number LESS than 0 (e.g., -1) for a SUN TRACKING SURFACE
Note on N41: Enter the TILT of the SURFACE of interest in Degrees. Enter a number LESS than 0 (e.g., -1) for a SUN TRACKING SURFACE
Note on O41: Enter the TILT of the SURFACE of interest in Degrees. Enter a number LESS than 0 (e.g., -1) for a SUN TRACKING SURFACE
Note on P41: Enter the TILT of the SURFACE of interest in Degrees. Enter a number LESS than 0 (e.g., -1) for a SUN TRACKING SURFACE
Note on Q41: Enter the TILT of the SURFACE of interest in Degrees. Enter a number LESS than 0 (e.g., -1) for a SUN TRACKING SURFACE
Note on R41: Enter the TILT of the SURFACE of interest in Degrees. Enter a number LESS than 0 (e.g., -1) for a SUN TRACKING SURFACE
Note on S41: Enter the TILT of the SURFACE of interest in Degrees. Enter a number LESS than 0 (e.g., -1) for a SUN TRACKING SURFACE

## PFD Per Wavelength
USER INPUTS | Fixed Tilt? | Hour | Minute | Time Zone | Azim | AOD | Alpha | Albedo | O3 | Z | PW | ASYM | AOI | Slope | Press | Nday | Omeg | OmegP
| 37 | 12 | 6 | -7 | 180 | 0.27 | 1.14 | 0.2 | 0.34 | 48.2854 | 1.42 | 0.65 | 11.3949 | 37 | 1013.25 | 59 | 0.945 | 0.095
LAT | 40 | Long | -105 | Lambda | -1 | Estimated | OZONE | (Heuklon) | 0.33774
Note on B40: Enter the TILT of the SURFACE of interest in Degrees. Enter a number LESS than 0 (e.g., -1) for a SUN TRACKING SURFACE
Note on B42: Latitude of location + for N, - for S of Equator
Note on C40: Enter the TILT of the SURFACE of interest in Degrees. Enter a number LESS than 0 (e.g., -1) for a SUN TRACKING SURFACE
Note on D40: Enter the TILT of the SURFACE of interest in Degrees. Enter a number LESS than 0 (e.g., -1) for a SUN TRACKING SURFACE
Note on D42: Longitude for location of interest + for E, - for W of Greenwich
Note on E40: Enter the TILT of the SURFACE of interest in Degrees. Enter a number LESS than 0 (e.g., -1) for a SUN TRACKING SURFACE
Note on F40: Enter the TILT of the SURFACE of interest in Degrees. Enter a number LESS than 0 (e.g., -1) for a SUN TRACKING SURFACE
Note on G40: Enter the TILT of the SURFACE of interest in Degrees. Enter a number LESS than 0 (e.g., -1) for a SUN TRACKING SURFACE
Note on H40: Enter the TILT of the SURFACE of interest in Degrees. Enter a number LESS than 0 (e.g., -1) for a SUN TRACKING SURFACE
Note on I40: Enter the TILT of the SURFACE of interest in Degrees. Enter a number LESS than 0 (e.g., -1) for a SUN TRACKING SURFACE
Note on I42: Thomas K. Van Heuklon, "Estimating Atmospheric Ozone for Solar Radiation Models" Solar Energy Vol 22 #1 pp 63-68
Note on J40: Enter the TILT of the SURFACE of interest in Degrees. Enter a number LESS than 0 (e.g., -1) for a SUN TRACKING SURFACE
Note on J42: Total thickness (cm) of all ozone condensed at the surface at location computed from empirical model. Van Heuklon, T.K.,"Estimating Atmospheric Ozone for Solar Radiation Models" Solar Energy Vol 22 pp 63-68 1978. Multiply by 1000 to convert to "Dobson Units"
Note on K40: Enter the TILT of the SURFACE of interest in Degrees. Enter a number LESS than 0 (e.g., -1) for a SUN TRACKING SURFACE
Note on L40: Enter the TILT of the SURFACE of interest in Degrees. Enter a number LESS than 0 (e.g., -1) for a SUN TRACKING SURFACE
Note on M40: Enter the TILT of the SURFACE of interest in Degrees. Enter a number LESS than 0 (e.g., -1) for a SUN TRACKING SURFACE
Note on N40: Enter the TILT of the SURFACE of interest in Degrees. Enter a number LESS than 0 (e.g., -1) for a SUN TRACKING SURFACE
Note on O40: Enter the TILT of the SURFACE of interest in Degrees. Enter a number LESS than 0 (e.g., -1) for a SUN TRACKING SURFACE
Note on P40: Enter the TILT of the SURFACE of interest in Degrees. Enter a number LESS than 0 (e.g., -1) for a SUN TRACKING SURFACE
Note on Q40: Enter the TILT of the SURFACE of interest in Degrees. Enter a number LESS than 0 (e.g., -1) for a SUN TRACKING SURFACE
Note on R40: Enter the TILT of the SURFACE of interest in Degrees. Enter a number LESS than 0 (e.g., -1) for a SUN TRACKING SURFACE
Note on S40: Enter the TILT of the SURFACE of interest in Degrees. Enter a number LESS than 0 (e.g., -1) for a SUN TRACKING SURFACE

## PFD per energy Interval
USER INPUTS | Fixed Tilt? | Hour | Minute | Time Zone | Azim | AOD | Alpha | Albedo | O3 | Z | PW | ASYM | AOI | Slope | Press | Nday | Omeg | OmegP
| 37 | 12 | 6 | -7 | 180 | 0.27 | 1.14 | 0.2 | 0.34 | 48.2854 | 1.42 | 0.65 | 11.3949 | 37 | 1013.25 | 59 | 0.945 | 0.095
LAT | 40 | Long | -105 | Lambda | -1 | Estimated | OZONE | (Heuklon) | 0.33774
Note on B40: Enter the TILT of the SURFACE of interest in Degrees. Enter a number LESS than 0 (e.g., -1) for a SUN TRACKING SURFACE
Note on B42: Latitude of location + for N, - for S of Equator
Note on C40: Enter the TILT of the SURFACE of interest in Degrees. Enter a number LESS than 0 (e.g., -1) for a SUN TRACKING SURFACE
Note on D40: Enter the TILT of the SURFACE of interest in Degrees. Enter a number LESS than 0 (e.g., -1) for a SUN TRACKING SURFACE
Note on D42: Longitude for location of interest + for E, - for W of Greenwich
Note on E40: Enter the TILT of the SURFACE of interest in Degrees. Enter a number LESS than 0 (e.g., -1) for a SUN TRACKING SURFACE
Note on F40: Enter the TILT of the SURFACE of interest in Degrees. Enter a number LESS than 0 (e.g., -1) for a SUN TRACKING SURFACE
Note on G40: Enter the TILT of the SURFACE of interest in Degrees. Enter a number LESS than 0 (e.g., -1) for a SUN TRACKING SURFACE
Note on H40: Enter the TILT of the SURFACE of interest in Degrees. Enter a number LESS than 0 (e.g., -1) for a SUN TRACKING SURFACE
Note on I40: Enter the TILT of the SURFACE of interest in Degrees. Enter a number LESS than 0 (e.g., -1) for a SUN TRACKING SURFACE
Note on I42: Thomas K. Van Heuklon, "Estimating Atmospheric Ozone for Solar Radiation Models" Solar Energy Vol 22 #1 pp 63-68
Note on J40: Enter the TILT of the SURFACE of interest in Degrees. Enter a number LESS than 0 (e.g., -1) for a SUN TRACKING SURFACE
Note on J42: Total thickness (cm) of all ozone condensed at the surface at location computed from empirical model. Van Heuklon, T.K.,"Estimating Atmospheric Ozone for Solar Radiation Models" Solar Energy Vol 22 pp 63-68 1978. Multiply by 1000 to convert to "Dobson Units"
Note on K40: Enter the TILT of the SURFACE of interest in Degrees. Enter a number LESS than 0 (e.g., -1) for a SUN TRACKING SURFACE
Note on L40: Enter the TILT of the SURFACE of interest in Degrees. Enter a number LESS than 0 (e.g., -1) for a SUN TRACKING SURFACE
Note on M40: Enter the TILT of the SURFACE of interest in Degrees. Enter a number LESS than 0 (e.g., -1) for a SUN TRACKING SURFACE
Note on N40: Enter the TILT of the SURFACE of interest in Degrees. Enter a number LESS than 0 (e.g., -1) for a SUN TRACKING SURFACE
Note on O40: Enter the TILT of the SURFACE of interest in Degrees. Enter a number LESS than 0 (e.g., -1) for a SUN TRACKING SURFACE
Note on P40: Enter the TILT of the SURFACE of interest in Degrees. Enter a number LESS than 0 (e.g., -1) for a SUN TRACKING SURFACE
Note on Q40: Enter the TILT of the SURFACE of interest in Degrees. Enter a number LESS than 0 (e.g., -1) for a SUN TRACKING SURFACE
Note on R40: Enter the TILT of the SURFACE of interest in Degrees. Enter a number LESS than 0 (e.g., -1) for a SUN TRACKING SURFACE
Note on S40: Enter the TILT of the SURFACE of interest in Degrees. Enter a number LESS than 0 (e.g., -1) for a SUN TRACKING SURFACE

## SPCTRL2-SMARTS2 REF
USER INPUTS FOR SMARTS2.9.2 NEW ASTM G173 ( Revised E891/892; G159) spectra |  | Wvlgth | Hemi_tilt_SMT2.9.2 | Dni+CS SMT2.9.2 | Dif SMT2.9.2 |  | SPCTRL2 |  |  | RESULTS | SPCTRAL2 DN | SPCTRAL2 DIF | SPCTRAL2 Hemi | NM | DNI_MODTRAN4 W/m2/nm
Fixed Tilt? | 37 | 280 | 4.7309e-23 | 2.5361e-26 | 5.2382e-23 | RESULTS | SPCTRAL2 Dni | SPCTRAL2 Dif | SPCTRAL2 Hemi-Tilt | um | W/m2/um | W/m2/um | W/m2/um | 300 | 0.000618
Hour | 12 | 280.5 | 1.2307e-21 | 1.0917e-24 | 1.3621e-21 | 300 | 0.00017561 | 0.00035458 | 0.00052266 | 0.3 | 0.17561 | 0.35458 | 0.52266 | 300 | 0.000531
Minute | 6 | 281 | 5.6895e-21 | 6.1253e-24 | 6.2961e-21 | 305 | 0.0041415 | 0.0072229 | 0.011187 | 0.305 | 4.1415 | 7.2229 | 11.1866 | 300 | 0.000441
Time Zone | -7 | 281.5 | 1.5662e-19 | 2.7479e-22 | 1.7321e-19 | 310 | 0.01753 | 0.02699 | 0.043768 | 0.31 | 17.5302 | 26.9902 | 43.7678 | 300 | 0.000374
Azim | 180 | 282 | 1.1946e-18 | 2.8346e-21 | 1.3202e-18 | 315 | 0.047779 | 0.066572 | 0.1123 | 0.315 | 47.7791 | 66.5715 | 112.2993 | 300 | 0.00033
AOD | 0.085 | 282.5 | 4.5436e-18 | 1.3271e-20 | 5.0188e-18 | 320 | 0.075648 | 0.095902 | 0.1683 | 0.32 | 75.648 | 95.9016 | 168.3017 | 300 | 0.000319
Alpha | 1.14 | 283 | 1.8452e-17 | 6.7646e-20 | 2.0367e-17 | 325 | 0.12434 | 0.14518 | 0.26418 | 0.325 | 124.3367 | 145.1824 | 264.1809 | 300 | 0.000342
Albedo | 0.2 | 283.5 | 3.536e-17 | 1.4614e-19 | 3.9011e-17 | 330 | 0.17928 | 0.19325 | 0.36483 | 0.33 | 179.2828 | 193.2491 | 364.8348 | 300 | 0.000378
O3 | 0.34 | 284 | 7.267e-16 | 4.9838e-18 | 7.9957e-16 | 335 | 0.19929 | 0.19826 | 0.38899 | 0.335 | 199.2866 | 198.2586 | 388.9891 | 300 | 0.000403
Z | 53.7811 | 284.5 | 2.4856e-15 | 2.1624e-17 | 2.7298e-15 | 340 | 0.21332 | 0.19645 | 0.40062 | 0.34 | 213.3238 | 196.4517 | 400.6169 | 300 | 0.000414
PW | 1.42 | 285 | 8.0142e-15 | 8.9998e-17 | 8.7798e-15 | 345 | 0.23576 | 0.20192 | 0.42755 | 0.345 | 235.7586 | 201.9176 | 427.5544 | 300 | 0.000397
ASYM | 0.65 | 285.5 | 4.2613e-14 | 6.4424e-16 | 4.6503e-14 | 350 | 0.27271 | 0.21817 | 0.47918 | 0.35 | 272.7147 | 218.1692 | 479.1755 | 300 | 0.000357
AOI | 16.85 | 286 | 1.3684e-13 | 2.3503e-15 | 1.4903e-13 | 360 | 0.31093 | 0.21956 | 0.51715 | 0.36 | 310.933 | 219.5633 | 517.147 | 300 | 0.000318
Slope | 37 | 286.5 | 8.3823e-13 | 1.8458e-14 | 9.0847e-13 | 370 | 0.39827 | 0.25179 | 0.63297 | 0.37 | 398.2729 | 251.7913 | 632.9651 | 300 | 0.000281
Press | 1013.25 | 287 | 2.7367e-12 | 7.2547e-14 | 2.9527e-12 | 380 | 0.43201 | 0.24756 | 0.66102 | 0.38 | 432.0099 | 247.5563 | 661.0187 | 300 | 0.000242
Nday | 59 | 287.5 | 1.0903e-11 | 3.6618e-13 | 1.168e-11 | 390 | 0.44 | 0.2309 | 0.65201 | 0.39 | 440.0011 | 230.8987 | 652.0092 | 300 | 0.000212
Omeg | 0.945 | 288 | 6.2337e-11 | 2.8061e-12 | 6.6005e-11 | 400 | 0.67767 | 0.3285 | 0.97708 | 0.4 | 677.6745 | 328.5002 | 977.0801 | 300 | 0.000201
OmegP | 0.095 | 288.5 | 1.7162e-10 | 9.0651e-12 | 1.8027e-10 | 410 | 0.83186 | 0.37523 | 1.1714 | 0.41 | 831.8566 | 375.2331 | 1171.3756 | 300 | 0.000207
|  | 289 | 5.6265e-10 | 3.4978e-11 | 5.8529e-10 | 420 | 0.90143 | 0.38077 | 1.2435 | 0.42 | 901.4342 | 380.7656 | 1243.4985 | 300 | 0.000238
LAT |  | 289.5 | 2.0749e-09 | 1.5368e-10 | 2.1316e-09 | 430 | 0.86528 | 0.34412 | 1.1722 | 0.43 | 865.2769 | 344.1202 | 1172.2481 | 300 | 0.000291
45.5 |  | 290 | 6.0168e-09 | 5.1454e-10 | 6.1065e-09 | 440 | 1.0483 | 0.39438 | 1.3976 | 0.44 | 1048.2573 | 394.3757 | 1397.6281 | 300 | 0.000358
Long |  | 290.5 | 1.3783e-08 | 1.3303e-09 | 1.3824e-08 | 450 | 1.1898 | 0.42499 | 1.5637 | 0.45 | 1189.8089 | 424.9937 | 1563.7205 | 300 | 0.00042
-105 |  | 291 | 3.5052e-08 | 3.8965e-09 | 3.4599e-08 | 460 | 1.2555 | 0.42002 | 1.6216 | 0.46 | 1255.5021 | 420.0176 | 1621.6171 | 300 | 0.000467
|  | 291.5 | 1.0913e-07 | 1.4425e-08 | 1.0524e-07 | 470 | 1.2599 | 0.39615 | 1.602 | 0.47 | 1259.9219 | 396.1461 | 1601.9757 | 300 | 0.000497
|  | 292 | 2.683e-07 | 4.0789e-08 | 2.5295e-07 | 480 | 1.3204 | 0.39128 | 1.655 | 0.48 | 1320.3986 | 391.2789 | 1654.9888 | 300 | 0.000514
|  | 292.5 | 4.2685e-07 | 7.0414e-08 | 3.9644e-07 | 490 | 1.2638 | 0.35383 | 1.5634 | 0.49 | 1263.7791 | 353.8325 | 1563.3537 | 300 | 0.000516
|  | 293 | 8.6466e-07 | 1.576e-07 | 7.8684e-07 | 500 | 1.2973 | 0.34393 | 1.5855 | 0.5 | 1297.2991 | 343.9335 | 1585.5356 | 300 | 0.000512
|  | 293.5 | 2.2707e-06 | 4.7095e-07 | 2.0044e-06 | 510 | 1.3314 | 0.33497 | 1.6092 | 0.51 | 1331.4032 | 334.9662 | 1609.2082 | 300 | 0.000497
|  | 294 | 4.1744e-06 | 9.4558e-07 | 3.5984e-06 | 520 | 1.2852 | 0.30763 | 1.5376 | 0.52 | 1285.1527 | 307.6252 | 1537.6024 | 300 | 0.000465
|  | 294.5 | 6.5911e-06 | 1.5965e-06 | 5.5693e-06 | 530 | 1.3406 | 0.30552 | 1.5886 | 0.53 | 1340.6021 | 305.5183 | 1588.5642 | 300 | 0.000415
|  | 295 | 1.229e-05 | 3.2246e-06 | 1.0116e-05 | 540 | 1.3593 | 0.29566 | 1.5966 | 0.54 | 1359.2979 | 295.6591 | 1596.5982 | 300 | 0.000353
|  | 295.5 | 2.7826e-05 | 8.0206e-06 | 2.2124e-05 | 550 | 1.3685 | 0.2847 | 1.5944 | 0.55 | 1368.487 | 284.7013 | 1594.435 | 300 | 0.000283
|  | 296 | 4.7904e-05 | 1.4737e-05 | 3.7078e-05 | 570 | 1.341 | 0.25572 | 1.5392 | 0.57 | 1341.0348 | 255.7182 | 1539.1783 | 300 | 0.000221
|  | 296.5 | 7.1345e-05 | 2.3312e-05 | 5.3743e-05 | 593 | 1.296 | 0.22487 | 1.4653 | 0.593 | 1296.0462 | 224.8723 | 1465.2753 | 300 | 0.000176
|  | 297 | 9.68e-05 | 3.3187e-05 | 7.1228e-05 | 610 | 1.3158 | 0.21732 | 1.4766 | 0.61 | 1315.7729 | 217.3209 | 1476.6036 | 300 | 0.000151
|  | 297.5 | 0.00018608 | 6.7912e-05 | 0.00013246 | 630 | 1.307 | 0.20358 | 1.4545 | 0.63 | 1306.9856 | 203.5836 | 1454.4563 | 300 | 0.000146
|  | 298 | 0.00028988 | 0.00011127 | 0.00020041 | 656 | 1.2425 | 0.17997 | 1.3692 | 0.656 | 1242.5436 | 179.9665 | 1369.1639 | 300 | 0.000157
|  | 298.5 | 0.00035789 | 0.0001427 | 0.00024164 | 667.6 | 1.2679 | 0.17825 | 1.3917 | 0.6676 | 1267.9346 | 178.2477 | 1391.7461 | 300 | 0.000176
|  | 299 | 0.00049211 | 0.00020323 | 0.00032466 | 690 | 1.1112 | 0.1426 | 1.2061 | 0.69 | 1111.191 | 142.6015 | 1206.0857 | 300 | 0.000203
|  | 299.5 | 0.00086068 | 0.00037386 | 0.00054782 | 710 | 1.202 | 0.15198 | 1.3024 | 0.71 | 1201.9747 | 151.9826 | 1302.3529 | 300 | 0.000238
|  | 300 | 0.0010205 | 0.00045631 | 0.00063538 | 718 | 1.0405 | 0.12215 | 1.118 | 0.718 | 1040.5477 | 122.1514 | 1118.0252 | 300 | 0.000278
|  | 300.5 | 0.001245 | 0.00057207 | 0.0007584 | 724.4 | 1.0163 | 0.11632 | 1.089 | 0.7244 | 1016.3356 | 116.3155 | 1089.0167 | 300 | 0.000323
|  | 301 | 0.00193 | 0.00091926 | 0.0011405 | 740 | 1.1208 | 0.13156 | 1.2043 | 0.74 | 1120.8188 | 131.5629 | 1204.2616 | 300 | 0.000368
|  | 301.5 | 0.0026914 | 0.0013201 | 0.0015488 | 752.5 | 1.123 | 0.12931 | 1.2041 | 0.7525 | 1122.9726 | 129.3125 | 1204.0724 | 300 | 0.000402
|  | 302 | 0.0029209 | 0.001457 | 0.0016542 | 757.5 | 1.1049 | 0.12591 | 1.1834 | 0.7575 | 1104.9002 | 125.9109 | 1183.3744 | 300 | 0.000416
|  | 302.5 | 0.004284 | 0.002191 | 0.0023675 | 762.5 | 0.68058 | 0.064451 | 0.71581 | 0.7625 | 680.5795 | 64.4513 | 715.8114 | 300 | 0.000409
|  | 303 | 0.0070945 | 0.0037332 | 0.003807 | 767.5 | 0.95103 | 0.10083 | 1.011 | 0.7675 | 951.0275 | 100.8304 | 1011.0274 | 300 | 0.00038
|  | 303.5 | 0.0089795 | 0.0048044 | 0.0047323 | 780 | 1.0622 | 0.11565 | 1.1323 | 0.78 | 1062.2341 | 115.6475 | 1132.2767 | 300 | 0.000334
|  | 304 | 0.0094701 | 0.0050973 | 0.0049577 | 800 | 1.0242 | 0.10659 | 1.0869 | 0.8 | 1024.2422 | 106.5879 | 1086.8563 | 300 | 0.00028
|  | 304.5 | 0.011953 | 0.0064675 | 0.0062203 | 816 | 0.87108 | 0.083844 | 0.91753 | 0.816 | 871.0813 | 83.8435 | 917.5266 | 300 | 0.000233
|  | 305 | 0.016463 | 0.0089336 | 0.0085391 | 823.7 | 0.81954 | 0.076691 | 0.86104 | 0.8237 | 819.5357 | 76.6906 | 861.0411 | 300 | 0.000201
|  | 305.5 | 0.018719 | 0.010186 | 0.0096794 | 831.5 | 0.88523 | 0.08493 | 0.93215 | 0.8315 | 885.2259 | 84.9295 | 932.15 | 300 | 0.000196
|  | 306 | 0.018577 | 0.01015 | 0.0095594 | 840 | 0.90295 | 0.086521 | 0.95071 | 0.84 | 902.9507 | 86.5214 | 950.7056 | 300 | 0.000213
|  | 306.5 | 0.021108 | 0.011568 | 0.010824 | 860 | 0.91718 | 0.086144 | 0.96395 | 0.86 | 917.1834 | 86.1438 | 963.9497 | 300 | 0.000244
|  | 307 | 0.027849 | 0.015246 | 0.014298 | 880 | 0.8725 | 0.079241 | 0.91428 | 0.88 | 872.4974 | 79.2409 | 914.2793 | 300 | 0.000278
|  | 307.5 | 0.035635 | 0.019468 | 0.018339 | 905 | 0.61877 | 0.048377 | 0.64058 | 0.905 | 618.767 | 48.3772 | 640.5787 | 300 | 0.000317
|  | 308 | 0.037837 | 0.020753 | 0.019382 | 915 | 0.63305 | 0.049608 | 0.65548 | 0.915 | 633.0538 | 49.6075 | 655.4824 | 300 | 0.000353
|  | 308.5 | 0.04143 | 0.02275 | 0.021194 | 925 | 0.60607 | 0.046804 | 0.62685 | 0.925 | 606.0665 | 46.8041 | 626.8503 | 300 | 0.000393
|  | 309 | 0.040534 | 0.022298 | 0.020691 | 930 | 0.41898 | 0.028671 | 0.42966 | 0.93 | 418.9811 | 28.6712 | 429.6642 | 300 | 0.000442
|  | 309.5 | 0.043306 | 0.023672 | 0.022269 | 937 | 0.30661 | 0.019396 | 0.31284 | 0.937 | 306.605 | 19.3963 | 312.8378 | 300 | 0.000505
|  | 310 | 0.050939 | 0.027826 | 0.026213 | 948 | 0.32644 | 0.020766 | 0.33319 | 0.948 | 326.4424 | 20.7662 | 333.1934 | 300 | 0.000565
|  | 310.5 | 0.06554 | 0.035879 | 0.033642 | 965 | 0.58096 | 0.042858 | 0.59887 | 0.965 | 580.957 | 42.8585 | 598.8732 | 300 | 0.000612
|  | 311 | 0.082922 | 0.045392 | 0.042565 | 980 | 0.63638 | 0.04758 | 0.65664 | 0.98 | 636.3815 | 47.5804 | 656.6401 | 300 | 0.000643
|  | 311.5 | 0.08408 | 0.046156 | 0.043018 | 993.5 | 0.69423 | 0.052986 | 0.71741 | 0.9935 | 694.2262 | 52.9858 | 717.4067 | 300 | 0.000657
|  | 312 | 0.093376 | 0.050898 | 0.048162 | 1040 | 0.6509 | 0.047386 | 0.67034 | 1.04 | 650.8971 | 47.3857 | 670.3377 | 300 | 0.000654
|  | 312.5 | 0.098984 | 0.053766 | 0.051259 | 1070 | 0.60776 | 0.042714 | 0.62438 | 1.07 | 607.7564 | 42.7141 | 624.3777 | 300 | 0.000645
|  | 313 | 0.10733 | 0.058323 | 0.055556 | 1100 | 0.47767 | 0.030253 | 0.48741 | 1.1 | 477.6652 | 30.2534 | 487.411 | 300 | 0.000642
|  | 313.5 | 0.10757 | 0.058999 | 0.055079 | 1120 | 0.14343 | 0.0068268 | 0.1441 | 1.12 | 143.4349 | 6.8268 | 144.1036 | 300 | 0.00065
|  | 314 | 0.11969 | 0.065266 | 0.0617 | 1130 | 0.19337 | 0.0095792 | 0.19465 | 1.13 | 193.3749 | 9.5792 | 194.6519 | 300 | 0.000667
|  | 314.5 | 0.1306 | 0.070476 | 0.068118 | 1145 | 0.18404 | 0.0089263 | 0.18506 | 1.145 | 184.0393 | 8.9263 | 185.0643 | 300 | 0.000699
|  | 315 | 0.13625 | 0.073686 | 0.070894 | 1161 | 0.36539 | 0.020613 | 0.37031 | 1.161 | 365.3876 | 20.6128 | 370.3132 | 300 | 0.000729
|  | 315.5 | 0.11838 | 0.064833 | 0.060712 | 1170 | 0.40113 | 0.02325 | 0.40716 | 1.17 | 401.1278 | 23.2496 | 407.1557 | 300 | 0.000739
|  | 316 | 0.12348 | 0.067088 | 0.063911 | 1200 | 0.41627 | 0.024238 | 0.42263 | 1.2 | 416.2663 | 24.2378 | 422.6324 | 300 | 0.00073
|  | 316.5 | 0.15036 | 0.081118 | 0.078438 | 1240 | 0.44107 | 0.025727 | 0.44786 | 1.24 | 441.0679 | 25.7268 | 447.8583 | 300 | 0.000707
|  | 317 | 0.17158 | 0.09302 | 0.088996 | 1270 | 0.38136 | 0.021113 | 0.3861 | 1.27 | 381.3604 | 21.1135 | 386.1009 | 300 | 0.000674
|  | 317.5 | 0.18245 | 0.099712 | 0.093762 | 1290 | 0.40469 | 0.022551 | 0.40987 | 1.29 | 404.6887 | 22.551 | 409.8652 | 300 | 0.000644
|  | 318 | 0.17594 | 0.095815 | 0.090775 | 1320 | 0.32545 | 0.016714 | 0.32819 | 1.32 | 325.4498 | 16.7137 | 328.1909 | 300 | 0.000641
|  | 318.5 | 0.18591 | 0.10005 | 0.097195 | 1350 | 0.059993 | 0.0022554 | 0.059673 | 1.35 | 59.993 | 2.2554 | 59.6727 | 300 | 0.000656
|  | 319 | 0.2047 | 0.10971 | 0.10749 | 1395 | 0.0039956 | 0.00013537 | 0.0039594 | 1.395 | 3.9956 | 0.13537 | 3.9594 | 300 | 0.00067
|  | 319.5 | 0.19589 | 0.10693 | 0.10075 | 1442.5 | 0.052334 | 0.001859 | 0.051946 | 1.4425 | 52.3339 | 1.859 | 51.946 | 300 | 0.000664
|  | 320 | 0.20527 | 0.11277 | 0.10477 | 1462.5 | 0.099982 | 0.0037798 | 0.099469 | 1.4625 | 99.9822 | 3.7798 | 99.4694 | 300 | 0.000643
|  | 320.5 | 0.24525 | 0.13305 | 0.127 | 1477 | 0.097488 | 0.0036565 | 0.096959 | 1.477 | 97.4877 | 3.6565 | 96.9588 | 300 | 0.000601
|  | 321 | 0.25024 | 0.13414 | 0.13131 | 1497 | 0.19774 | 0.008499 | 0.19775 | 1.497 | 197.7361 | 8.499 | 197.7457 | 300 | 0.00055
|  | 321.5 | 0.23843 | 0.12817 | 0.12471 | 1520 | 0.27619 | 0.013081 | 0.27741 | 1.52 | 276.1895 | 13.0811 | 277.413 | 300 | 0.000508
|  | 322 | 0.22203 | 0.122 | 0.11324 | 1539 | 0.26657 | 0.012584 | 0.26771 | 1.539 | 266.5718 | 12.5843 | 267.7113 | 300 | 0.000501
|  | 322.5 | 0.21709 | 0.1197 | 0.11026 | 1558 | 0.24797 | 0.011325 | 0.24865 | 1.558 | 247.9709 | 11.3247 | 248.6494 | 300 | 0.000509
|  | 323 | 0.21226 | 0.11623 | 0.10867 | 1578 | 0.24488 | 0.011182 | 0.24555 | 1.578 | 244.8839 | 11.1822 | 245.5525 | 300 | 0.000526
|  | 323.5 | 0.24861 | 0.13393 | 0.12965 | 1592 | 0.23107 | 0.010428 | 0.23158 | 1.592 | 231.0679 | 10.428 | 231.5755 | 300 | 0.000551
|  | 324 | 0.27537 | 0.14852 | 0.1434 | 1610 | 0.2228 | 0.0098629 | 0.2231 | 1.61 | 222.8025 | 9.8629 | 223.0998 | 300 | 0.000561
|  | 324.5 | 0.28321 | 0.15467 | 0.14538 | 1630 | 0.238 | 0.01066 | 0.23845 | 1.63 | 238.0039 | 10.6598 | 238.4455 | 300 | 0.000553
|  | 325 | 0.27894 | 0.15504 | 0.14024 | 1646 | 0.22846 | 0.010121 | 0.22878 | 1.646 | 228.4636 | 10.1207 | 228.7757 | 300 | 0.000544
|  | 325.5 | 0.32436 | 0.17936 | 0.16406 | 1678 | 0.21356 | 0.0092737 | 0.21367 | 1.678 | 213.5631 | 9.2737 | 213.6679 | 300 | 0.000538
|  | 326 | 0.3812 | 0.20868 | 0.19506 | 1740 | 0.16897 | 0.0068842 | 0.1686 | 1.74 | 168.9727 | 6.8842 | 168.6024 | 300 | 0.000522
|  | 326.5 | 0.40722 | 0.22162 | 0.20977 | 1800 | 0.039329 | 0.0012007 | 0.038841 | 1.8 | 39.3285 | 1.2007 | 38.8407 | 300 | 0.000513
|  | 327 | 0.39806 | 0.21834 | 0.20317 | 1860 | 0.0016328 | 4.4118e-05 | 0.0016069 | 1.86 | 1.6328 | 0.044118 | 1.6069 | 300 | 0.000497
|  | 327.5 | 0.38465 | 0.21285 | 0.19427 | 1920 | 0.0063176 | 0.00016958 | 0.006216 | 1.92 | 6.3176 | 0.16958 | 6.216 | 300 | 0.000468
|  | 328 | 0.35116 | 0.19773 | 0.17364 | 1960 | 0.021171 | 0.00059134 | 0.020854 | 1.96 | 21.1712 | 0.59134 | 20.8536 | 300 | 0.000429
|  | 328.5 | 0.37164 | 0.20675 | 0.18646 | 1985 | 0.090369 | 0.0031029 | 0.089592 | 1.985 | 90.3691 | 3.1029 | 89.5922 | 300 | 0.000394
|  | 329 | 0.42235 | 0.23297 | 0.21403 | 2005 | 0.029039 | 0.00082632 | 0.028619 | 2.005 | 29.0392 | 0.82632 | 28.6188 | 300 | 0.000349
|  | 329.5 | 0.46878 | 0.25864 | 0.23747 | 2035 | 0.090649 | 0.0031634 | 0.089921 | 2.035 | 90.6495 | 3.1634 | 89.921 | 300 | 0.000309
|  | 330 | 0.47139 | 0.26192 | 0.23677 | 2065 | 0.073131 | 0.002448 | 0.07244 | 2.065 | 73.1314 | 2.448 | 72.4397 | 300 | 0.000278
|  | 330.5 | 0.428 | 0.24103 | 0.21145 | 2100 | 0.083248 | 0.0028933 | 0.082567 | 2.1 | 83.2482 | 2.8933 | 82.5674 | 300 | 0.000252
|  | 331 | 0.40262 | 0.22835 | 0.19714 | 2148 | 0.077925 | 0.0026974 | 0.077277 | 2.148 | 77.9253 | 2.6974 | 77.2771 | 300 | 0.000222
|  | 331.5 | 0.41806 | 0.23635 | 0.20549 | 2198 | 0.070142 | 0.0023782 | 0.069508 | 2.198 | 70.1416 | 2.3782 | 69.5084 | 300 | 0.000197
|  | 332 | 0.43623 | 0.24508 | 0.21607 | 2270 | 0.063295 | 0.0020817 | 0.062659 | 2.27 | 63.2951 | 2.0817 | 62.6593 | 300 | 0.00017
|  | 332.5 | 0.43919 | 0.24655 | 0.21771 | 2360 | 0.051164 | 0.0015681 | 0.050535 | 2.36 | 51.164 | 1.5681 | 50.5354 | 300 | 0.000143
|  | 333 | 0.42944 | 0.24263 | 0.21117 | 2450 | 0.016171 | 0.00041077 | 0.015887 | 2.45 | 16.1708 | 0.41077 | 15.8873 | 300 | 0.000118
|  | 333.5 | 0.40724 | 0.23265 | 0.19744 | 2500 | 0.0046216 | 0.00010653 | 0.0045297 | 2.5 | 4.6216 | 0.10653 | 4.5297 | 300 | 0.000103
|  | 334 | 0.41497 | 0.23823 | 0.19991 | 2600 | 9.5126e-11 | 2.0682e-12 | 9.311e-11 | 2.6 | 9.5126e-08 | 2.0682e-09 | 9.311e-08 | 300 | 0.000102
|  | 334.5 | 0.44509 | 0.25434 | 0.21567 | 2700 | 5.5059e-14 | 1.1722e-15 | 5.3868e-14 | 2.7 | 5.5059e-11 | 1.1722e-12 | 5.3868e-11 | 300 | 0.000118
|  | 335 | 0.46388 | 0.26477 | 0.22507 | 2800 | 8.2669e-10 | 1.7258e-11 | 8.0846e-10 | 2.8 | 8.2669e-07 | 1.7258e-08 | 8.0846e-07 | 300 | 0.000143
|  | 335.5 | 0.45313 | 0.25894 | 0.2195 | 2900 | 0.0007706 | 1.5943e-05 | 0.00075346 | 2.9 | 0.7706 | 0.015943 | 0.75346 | 301 | 0.00166
|  | 336 | 0.41519 | 0.23813 | 0.20015 | 3000 | 0.0031867 | 6.6984e-05 | 0.0031169 | 3 | 3.1867 | 0.066984 | 3.1169 | 301 | 0.00162
|  | 336.5 | 0.38214 | 0.22099 | 0.18222 | 3100 | 0.0030144 | 6.2425e-05 | 0.0029474 | 3.1 | 3.0144 | 0.062425 | 2.9474 | 301 | 0.00154
|  | 337 | 0.3738 | 0.21767 | 0.17659 | 3200 | 0.0045946 | 9.647e-05 | 0.0044938 | 3.2 | 4.5946 | 0.09647 | 4.4938 | 301 | 0.00145
|  | 337.5 | 0.40051 | 0.23434 | 0.18798 | 3300 | 0.0031935 | 6.4944e-05 | 0.0031213 | 3.3 | 3.1935 | 0.064944 | 3.1213 | 301 | 0.00139
|  | 338 | 0.43411 | 0.25321 | 0.20458 | 3400 | 0.0073292 | 0.00015932 | 0.0071739 | 3.4 | 7.3292 | 0.15932 | 7.1739 | 301 | 0.00139
|  | 338.5 | 0.45527 | 0.26549 | 0.21458 | 3500 | 0.010987 | 0.00025544 | 0.010771 | 3.5 | 10.9872 | 0.25544 | 10.7709 | 301 | 0.00145
|  | 339 | 0.46355 | 0.27096 | 0.21776 | 3600 | 0.010437 | 0.00024118 | 0.01023 | 3.6 | 10.4371 | 0.24118 | 10.2301 | 301 | 0.00153
|  | 339.5 | 0.47446 | 0.27847 | 0.22162 | 3700 | 0.0097566 | 0.00022327 | 0.009561 | 3.7 | 9.7566 | 0.22327 | 9.561 | 301 | 0.00159
|  | 340 | 0.5018 | 0.29659 | 0.23211 | 3800 | 0.0092068 | 0.00020926 | 0.0090208 | 3.8 | 9.2068 | 0.20926 | 9.0208 | 301 | 0.00162
|  | 340.5 | 0.50071 | 0.29674 | 0.23071 | 3900 | 0.0082554 | 0.0001841 | 0.0080851 | 3.9 | 8.2554 | 0.1841 | 8.0851 | 301 | 0.0016
|  | 341 | 0.47139 | 0.27932 | 0.21722 | 4000 | 0.008404 | 0.00018941 | 0.0082326 | 4 | 8.404 | 0.18941 | 8.2326 | 301 | 0.00156
|  | 341.5 | 0.46935 | 0.27853 | 0.21579 | [8 empty] | 301 | 0.00158
|  | 342 | 0.48934 | 0.29121 | 0.22407 | [8 empty] | 301 | 0.00167
|  | 342.5 | 0.50767 | 0.30296 | 0.23152 | [8 empty] | 301 | 0.00175
|  | 343 | 0.51489 | 0.30857 | 0.23336 | [8 empty] | 301 | 0.0018
|  | 343.5 | 0.48609 | 0.29246 | 0.21903 | [8 empty] | 301 | 0.0018
|  | 344 | 0.41843 | 0.25352 | 0.1866 | [8 empty] | 301 | 0.0017
|  | 344.5 | 0.40307 | 0.24439 | 0.17953 | [8 empty] | 301 | 0.00151
|  | 345 | 0.45898 | 0.27854 | 0.20414 | [8 empty] | 301 | 0.00131
|  | 345.5 | 0.48932 | 0.29761 | 0.21689 | [8 empty] | 301 | 0.0011
|  | 346 | 0.47778 | 0.29132 | 0.21096 | [8 empty] | 301 | 0.000903
|  | 346.5 | 0.48657 | 0.29747 | 0.21395 | [8 empty] | 301 | 0.000759
|  | 347 | 0.49404 | 0.30318 | 0.21596 | [8 empty] | 301 | 0.000702
|  | 347.5 | 0.47674 | 0.29351 | 0.20734 | [8 empty] | 301 | 0.000703
|  | 348 | 0.47511 | 0.29306 | 0.206 | [8 empty] | 301 | 0.000751
|  | 348.5 | 0.48336 | 0.29884 | 0.20879 | [8 empty] | 301 | 0.000828
|  | 349 | 0.46564 | 0.28864 | 0.20029 | [8 empty] | 301 | 0.000922
|  | 349.5 | 0.47805 | 0.2972 | 0.20466 | [8 empty] | 301 | 0.000999
|  | 350 | 0.52798 | 0.32913 | 0.22504 | [8 empty] | 301 | 0.00108
|  | 350.5 | 0.56741 | 0.35471 | 0.24073 | [8 empty] | 301 | 0.0012
|  | 351 | 0.55172 | 0.34603 | 0.23282 | [8 empty] | 301 | 0.00135
|  | 351.5 | 0.53022 | 0.33388 | 0.22227 | [8 empty] | 301 | 0.0015
|  | 352 | 0.51791 | 0.32674 | 0.21641 | [8 empty] | 301 | 0.00165
|  | 352.5 | 0.48962 | 0.30954 | 0.20386 | [8 empty] | 301 | 0.00175
|  | 353 | 0.5204 | 0.32975 | 0.21583 | [8 empty] | 301 | 0.00179
|  | 353.5 | 0.57228 | 0.36351 | 0.23635 | [8 empty] | 301 | 0.00179
|  | 354 | 0.60498 | 0.38523 | 0.24878 | [8 empty] | 301 | 0.00176
|  | 354.5 | 0.61156 | 0.39043 | 0.25035 | [8 empty] | 301 | 0.0017
|  | 355 | 0.6114 | 0.3914 | 0.2491 | [8 empty] | 301 | 0.00163
|  | 355.5 | 0.59028 | 0.37878 | 0.23948 | [8 empty] | 301 | 0.00155
|  | 356 | 0.55387 | 0.35627 | 0.22375 | [8 empty] | 301 | 0.00148
|  | 356.5 | 0.51942 | 0.33495 | 0.20889 | [8 empty] | 301 | 0.00138
|  | 357 | 0.45673 | 0.29527 | 0.18284 | [8 empty] | 301 | 0.0013
|  | 357.5 | 0.46215 | 0.2995 | 0.1842 | [8 empty] | 301 | 0.00121
|  | 358 | 0.43006 | 0.27936 | 0.17066 | [8 empty] | 301 | 0.00109
|  | 358.5 | 0.39926 | 0.25998 | 0.15774 | [8 empty] | 301 | 0.000942
|  | 359 | 0.46953 | 0.3065 | 0.18465 | [8 empty] | 301 | 0.000799
|  | 359.5 | 0.56549 | 0.37013 | 0.22129 | [8 empty] | 301 | 0.000677
|  | 360 | 0.59817 | 0.3924 | 0.23307 | [8 empty] | 301 | 0.000587
|  | 360.5 | 0.56531 | 0.37167 | 0.21935 | [8 empty] | 301 | 0.000554
|  | 361 | 0.52024 | 0.34278 | 0.20102 | [8 empty] | 301 | 0.000573
|  | 361.5 | 0.50956 | 0.33647 | 0.19608 | [8 empty] | 301 | 0.000636
|  | 362 | 0.5342 | 0.3535 | 0.2047 | [8 empty] | 301 | 0.000713
|  | 362.5 | 0.5851 | 0.38804 | 0.22325 | [8 empty] | 301 | 0.000795
|  | 363 | 0.60191 | 0.40005 | 0.22868 | [8 empty] | 301 | 0.000872
|  | 363.5 | 0.58541 | 0.38994 | 0.22145 | [8 empty] | 301 | 0.000934
|  | 364 | 0.60628 | 0.40472 | 0.22837 | [8 empty] | 301 | 0.000948
|  | 364.5 | 0.60058 | 0.40179 | 0.22523 | [8 empty] | 301 | 0.000914
|  | 365 | 0.62359 | 0.4181 | 0.23284 | [8 empty] | 301 | 0.000842
|  | 365.5 | 0.68628 | 0.4611 | 0.25515 | [8 empty] | 301 | 0.000739
|  | 366 | 0.73532 | 0.49508 | 0.27223 | [8 empty] | 301 | 0.000612
|  | 366.5 | 0.73658 | 0.49694 | 0.27155 | [8 empty] | 301 | 0.000497
|  | 367 | 0.72285 | 0.48869 | 0.26535 | [8 empty] | 301 | 0.00041
|  | 367.5 | 0.70914 | 0.48041 | 0.2592 | [8 empty] | 301 | 0.000357
|  | 368 | 0.66759 | 0.45319 | 0.24296 | [8 empty] | 301 | 0.000346
|  | 368.5 | 0.6631 | 0.45106 | 0.2403 | [8 empty] | 301 | 0.000382
|  | 369 | 0.69315 | 0.47244 | 0.25013 | [8 empty] | 301 | 0.000456
|  | 369.5 | 0.74469 | 0.50856 | 0.2676 | [8 empty] | 301 | 0.000547
|  | 370 | 0.75507 | 0.51666 | 0.27021 | [8 empty] | 301 | 0.00063
|  | 370.5 | 0.68261 | 0.46798 | 0.24326 | [8 empty] | 301 | 0.000677
|  | 371 | 0.69338 | 0.47628 | 0.24606 | [8 empty] | 301 | 0.000682
|  | 371.5 | 0.72051 | 0.49587 | 0.25461 | [8 empty] | 301 | 0.000641
|  | 372 | 0.67444 | 0.46506 | 0.23733 | [8 empty] | 301 | 0.000587
|  | 372.5 | 0.64253 | 0.44389 | 0.22516 | [8 empty] | 301 | 0.000541
|  | 373 | 0.61886 | 0.42833 | 0.21597 | [8 empty] | 301 | 0.000521
|  | 373.5 | 0.55786 | 0.38682 | 0.19387 | [8 empty] | 301 | 0.000531
|  | 374 | 0.5564 | 0.38651 | 0.19256 | [8 empty] | 301 | 0.000577
|  | 374.5 | 0.55227 | 0.38435 | 0.19035 | [8 empty] | 301 | 0.000613
|  | 375 | 0.5893 | 0.41087 | 0.20227 | [8 empty] | 301 | 0.000627
|  | 375.5 | 0.65162 | 0.45514 | 0.22273 | [8 empty] | 301 | 0.000641
|  | 376 | 0.6748 | 0.47218 | 0.2297 | [8 empty] | 301 | 0.000651
|  | 376.5 | 0.6639 | 0.46538 | 0.22505 | [8 empty] | 301 | 0.000655
|  | 377 | 0.71225 | 0.50014 | 0.24046 | [8 empty] | 301 | 0.00068
|  | 377.5 | 0.79455 | 0.5589 | 0.26714 | [8 empty] | 301 | 0.000732
|  | 378 | 0.85595 | 0.60314 | 0.2866 | [8 empty] | 301 | 0.000773
|  | 378.5 | 0.83418 | 0.58892 | 0.2781 | [8 empty] | 301 | 0.000809
|  | 379 | 0.74389 | 0.52616 | 0.24691 | [8 empty] | 301 | 0.000832
|  | 379.5 | 0.66683 | 0.47255 | 0.22037 | [8 empty] | 301 | 0.000839
|  | 380 | 0.70077 | 0.49751 | 0.23058 | [8 empty] | 301 | 0.000834
|  | 380.5 | 0.75075 | 0.53396 | 0.24598 | [8 empty] | 301 | 0.00084
|  | 381 | 0.76383 | 0.54424 | 0.2492 | [8 empty] | 301 | 0.000844
|  | 381.5 | 0.68837 | 0.49135 | 0.22363 | [8 empty] | 301 | 0.000849
|  | 382 | 0.58678 | 0.41958 | 0.18982 | [8 empty] | 301 | 0.000859
|  | 382.5 | 0.50762 | 0.36361 | 0.16353 | [8 empty] | 301 | 0.000863
|  | 383 | 0.45499 | 0.32648 | 0.14595 | [8 empty] | 301 | 0.000837
|  | 383.5 | 0.44049 | 0.31658 | 0.14073 | [8 empty] | 301 | 0.000803
|  | 384 | 0.50968 | 0.36689 | 0.16218 | [8 empty] | 301 | 0.000788
|  | 384.5 | 0.61359 | 0.44239 | 0.19446 | [8 empty] | 301 | 0.000788
|  | 385 | 0.67355 | 0.48638 | 0.21261 | [8 empty] | 301 | 0.000788
|  | 385.5 | 0.64363 | 0.46549 | 0.20236 | [8 empty] | 301 | 0.000816
|  | 386 | 0.621 | 0.44984 | 0.19445 | [8 empty] | 301 | 0.000858
|  | 386.5 | 0.6457 | 0.46848 | 0.20136 | [8 empty] | 301 | 0.000881
|  | 387 | 0.65147 | 0.47343 | 0.20233 | [8 empty] | 301 | 0.000888
|  | 387.5 | 0.64204 | 0.46731 | 0.19858 | [8 empty] | 301 | 0.000889
|  | 388 | 0.63582 | 0.4635 | 0.19586 | [8 empty] | 301 | 0.000879
|  | 388.5 | 0.63136 | 0.46096 | 0.1937 | [8 empty] | 301 | 0.000851
|  | 389 | 0.68543 | 0.50121 | 0.20943 | [8 empty] | 301 | 0.000811
|  | 389.5 | 0.7597 | 0.55637 | 0.23118 | [8 empty] | 301 | 0.000757
|  | 390 | 0.79699 | 0.58457 | 0.24156 | [8 empty] | 301 | 0.000695
|  | 390.5 | 0.80371 | 0.59038 | 0.24261 | [8 empty] | 302 | 0.00143
|  | 391 | 0.85138 | 0.62634 | 0.25597 | [8 empty] | 302 | 0.00156
|  | 391.5 | 0.86344 | 0.63617 | 0.25854 | [8 empty] | 302 | 0.00186
|  | 392 | 0.79493 | 0.58656 | 0.23706 | [8 empty] | 302 | 0.0022
|  | 392.5 | 0.66257 | 0.48961 | 0.1968 | [8 empty] | 302 | 0.00254
|  | 393 | 0.47975 | 0.35502 | 0.14194 | [8 empty] | 302 | 0.00285
|  | 393.5 | 0.38152 | 0.28272 | 0.11245 | [8 empty] | 302 | 0.00305
|  | 394 | 0.49567 | 0.3678 | 0.14552 | [8 empty] | 302 | 0.00311
|  | 394.5 | 0.68385 | 0.50811 | 0.2 | [8 empty] | 302 | 0.00312
|  | 395 | 0.80772 | 0.60096 | 0.23532 | [8 empty] | 302 | 0.00308
|  | 395.5 | 0.86038 | 0.64101 | 0.24968 | [8 empty] | 302 | 0.00297
|  | 396 | 0.75655 | 0.56443 | 0.21869 | [8 empty] | 302 | 0.00284
|  | 396.5 | 0.55017 | 0.41101 | 0.15842 | [8 empty] | 302 | 0.00273
|  | 397 | 0.42619 | 0.31882 | 0.12224 | [8 empty] | 302 | 0.0026
|  | 397.5 | 0.62945 | 0.47151 | 0.17984 | [8 empty] | 302 | 0.00244
|  | 398 | 0.85249 | 0.63944 | 0.24261 | [8 empty] | 302 | 0.00231
|  | 398.5 | 1.0069 | 0.75622 | 0.28546 | [8 empty] | 302 | 0.0022
|  | 399 | 1.0693 | 0.80408 | 0.30204 | [8 empty] | 302 | 0.00211
|  | 399.5 | 1.1021 | 0.8298 | 0.31014 | [8 empty] | 302 | 0.00203
|  | 400 | 1.1141 | 0.83989 | 0.31231 | [8 empty] | 302 | 0.00198
|  | 401 | 1.1603 | 0.87691 | 0.32276 | [8 empty] | 302 | 0.00194
|  | 402 | 1.2061 | 0.91387 | 0.33294 | [8 empty] | 302 | 0.00189
|  | 403 | 1.1613 | 0.88211 | 0.31817 | [8 empty] | 302 | 0.0018
|  | 404 | 1.1801 | 0.89849 | 0.32092 | [8 empty] | 302 | 0.00167
|  | 405 | 1.1511 | 0.87849 | 0.31074 | [8 empty] | 302 | 0.0015
|  | 406 | 1.1227 | 0.85878 | 0.30079 | [8 empty] | 302 | 0.00131
|  | 407 | 1.1026 | 0.84545 | 0.29321 | [8 empty] | 302 | 0.0011
|  | 408 | 1.1514 | 0.88488 | 0.30389 | [8 empty] | 302 | 0.000903
|  | 409 | 1.2299 | 0.94717 | 0.32233 | [8 empty] | 302 | 0.000747
|  | 410 | 1.0485 | 0.8091 | 0.27288 | [8 empty] | 302 | 0.000623
|  | 411 | 1.1738 | 0.9077 | 0.30333 | [8 empty] | 302 | 0.00052
|  | 412 | 1.2478 | 0.96686 | 0.32019 | [8 empty] | 302 | 0.000442
|  | 413 | 1.1971 | 0.92951 | 0.30499 | [8 empty] | 302 | 0.000385
|  | 414 | 1.1842 | 0.92134 | 0.29959 | [8 empty] | 302 | 0.000341
|  | 415 | 1.2258 | 0.95569 | 0.30794 | [8 empty] | 302 | 0.000309
|  | 416 | 1.2624 | 0.98628 | 0.31485 | [8 empty] | 302 | 0.000283
|  | 417 | 1.2312 | 0.96392 | 0.30484 | [8 empty] | 302 | 0.000267
|  | 418 | 1.1777 | 0.92392 | 0.2895 | [8 empty] | 302 | 0.000267
|  | 419 | 1.2258 | 0.96354 | 0.29918 | [8 empty] | 302 | 0.000292
|  | 420 | 1.1232 | 0.88467 | 0.27219 | [8 empty] | 302 | 0.000342
|  | 421 | 1.2757 | 1.0067 | 0.30694 | [8 empty] | 302 | 0.000412
|  | 422 | 1.2583 | 0.99499 | 0.30058 | [8 empty] | 302 | 0.00049
|  | 423 | 1.2184 | 0.96531 | 0.28896 | [8 empty] | 302 | 0.000576
|  | 424 | 1.2117 | 0.96182 | 0.28529 | [8 empty] | 302 | 0.000668
|  | 425 | 1.2488 | 0.99312 | 0.29198 | [8 empty] | 302 | 0.00077
|  | 426 | 1.2135 | 0.96667 | 0.28185 | [8 empty] | 302 | 0.000904
|  | 427 | 1.1724 | 0.9355 | 0.2705 | [8 empty] | 302 | 0.00106
|  | 428 | 1.1839 | 0.94625 | 0.27135 | [8 empty] | 302 | 0.00122
|  | 429 | 1.0963 | 0.87766 | 0.24968 | [8 empty] | 302 | 0.00132
|  | 430 | 0.87462 | 0.70134 | 0.19787 | [8 empty] | 302 | 0.00136
|  | 431 | 0.79394 | 0.63779 | 0.17835 | [8 empty] | 302 | 0.0013
|  | 432 | 1.3207 | 1.0628 | 0.29465 | [8 empty] | 302 | 0.00115
|  | 433 | 1.2288 | 0.9905 | 0.27229 | [8 empty] | 302 | 0.000961
|  | 434 | 1.1352 | 0.91653 | 0.24983 | [8 empty] | 302 | 0.000788
|  | 435 | 1.2452 | 1.007 | 0.27225 | [8 empty] | 302 | 0.000673
|  | 436 | 1.3659 | 1.1061 | 0.29685 | [8 empty] | 302 | 0.000652
|  | 437 | 1.3943 | 1.1306 | 0.30117 | [8 empty] | 302 | 0.000724
|  | 438 | 1.2238 | 0.99368 | 0.26271 | [8 empty] | 302 | 0.000847
|  | 439 | 1.1775 | 0.95753 | 0.25112 | [8 empty] | 302 | 0.00103
|  | 440 | 1.3499 | 1.0993 | 0.28604 | [8 empty] | 302 | 0.00121
|  | 441 | 1.3313 | 1.0859 | 0.28024 | [8 empty] | 302 | 0.00134
|  | 442 | 1.425 | 1.164 | 0.29795 | [8 empty] | 302 | 0.00143
|  | 443 | 1.4453 | 1.1823 | 0.30023 | [8 empty] | 302 | 0.00152
|  | 444 | 1.4084 | 1.1537 | 0.2908 | [8 empty] | 302 | 0.00154
|  | 445 | 1.4619 | 1.1992 | 0.29996 | [8 empty] | 302 | 0.00151
|  | 446 | 1.3108 | 1.0766 | 0.26734 | [8 empty] | 302 | 0.00145
|  | 447 | 1.4903 | 1.2257 | 0.30209 | [8 empty] | 302 | 0.00136
|  | 448 | 1.5081 | 1.2422 | 0.30365 | [8 empty] | 302 | 0.00119
|  | 449 | 1.5045 | 1.2409 | 0.30101 | [8 empty] | 302 | 0.00102
|  | 450 | 1.5595 | 1.2881 | 0.31002 | [8 empty] | 302 | 0.000871
|  | 451 | 1.6173 | 1.3376 | 0.31947 | [8 empty] | 302 | 0.000764
|  | 452 | 1.5482 | 1.2822 | 0.30394 | [8 empty] | 302 | 0.000699
|  | 453 | 1.4297 | 1.1854 | 0.27902 | [8 empty] | 302 | 0.000743
|  | 454 | 1.5335 | 1.273 | 0.29754 | [8 empty] | 302 | 0.000892
|  | 455 | 1.5224 | 1.2655 | 0.29353 | [8 empty] | 302 | 0.00111
|  | 456 | 1.5724 | 1.3088 | 0.30126 | [8 empty] | 302 | 0.00133
|  | 457 | 1.5854 | 1.3213 | 0.30178 | [8 empty] | 302 | 0.00154
|  | 458 | 1.5514 | 1.2946 | 0.29342 | [8 empty] | 302 | 0.00172
|  | 459 | 1.5391 | 1.2859 | 0.28928 | [8 empty] | 302 | 0.00184
|  | 460 | 1.5291 | 1.2791 | 0.28558 | [8 empty] | 302 | 0.00186
|  | 461 | 1.5827 | 1.3255 | 0.29382 | [8 empty] | 302 | 0.0019
|  | 462 | 1.5975 | 1.3392 | 0.29491 | [8 empty] | 302 | 0.00195
|  | 463 | 1.6031 | 1.3452 | 0.29435 | [8 empty] | 302 | 0.00192
|  | 464 | 1.5544 | 1.3055 | 0.28401 | [8 empty] | 302 | 0.00181
|  | 465 | 1.535 | 1.2905 | 0.27897 | [8 empty] | 302 | 0.0017
|  | 466 | 1.5673 | 1.319 | 0.28322 | [8 empty] | 302 | 0.00153
|  | 467 | 1.4973 | 1.2616 | 0.26889 | [8 empty] | 302 | 0.00133
|  | 468 | 1.5619 | 1.3178 | 0.2787 | [8 empty] | 302 | 0.00124
|  | 469 | 1.5682 | 1.3247 | 0.27802 | [8 empty] | 302 | 0.00129
|  | 470 | 1.5077 | 1.2749 | 0.26578 | [8 empty] | 302 | 0.00141
|  | 471 | 1.5331 | 1.2975 | 0.26883 | [8 empty] | 302 | 0.0016
|  | 472 | 1.6126 | 1.3661 | 0.28121 | [8 empty] | 302 | 0.00181
|  | 473 | 1.5499 | 1.3144 | 0.26872 | [8 empty] | 302 | 0.00196
|  | 474 | 1.5671 | 1.3304 | 0.27004 | [8 empty] | 302 | 0.00202
|  | 475 | 1.6185 | 1.3755 | 0.27722 | [8 empty] | 302 | 0.00199
|  | 476 | 1.5631 | 1.3299 | 0.26604 | [8 empty] | 302 | 0.00196
|  | 477 | 1.5724 | 1.3392 | 0.26591 | [8 empty] | 302 | 0.00186
|  | 478 | 1.623 | 1.3839 | 0.27279 | [8 empty] | 302 | 0.0017
|  | 479 | 1.5916 | 1.3586 | 0.26587 | [8 empty] | 302 | 0.00154
|  | 480 | 1.6181 | 1.3825 | 0.26873 | [8 empty] | 302 | 0.00141
|  | 481 | 1.6177 | 1.3836 | 0.26695 | [8 empty] | 302 | 0.00126
|  | 482 | 1.6236 | 1.3899 | 0.26648 | [8 empty] | 302 | 0.0012
|  | 483 | 1.6038 | 1.3742 | 0.26185 | [8 empty] | 302 | 0.00127
|  | 484 | 1.5734 | 1.3492 | 0.25553 | [8 empty] | 302 | 0.00143
|  | 485 | 1.5683 | 1.3457 | 0.25338 | [8 empty] | 302 | 0.00161
|  | 486 | 1.2716 | 1.0918 | 0.20438 | [8 empty] | 302 | 0.00176
|  | 487 | 1.4241 | 1.2235 | 0.22768 | [8 empty] | 302 | 0.00183
|  | 488 | 1.5413 | 1.3252 | 0.245 | [8 empty] | 302 | 0.00183
|  | 489 | 1.4519 | 1.2492 | 0.22944 | [8 empty] | 302 | 0.00179
|  | 490 | 1.6224 | 1.3968 | 0.25499 | [8 empty] | 302 | 0.0017
|  | 491 | 1.5595 | 1.3435 | 0.24379 | [8 empty] | 303 | 0.0055
|  | 492 | 1.4869 | 1.2818 | 0.23115 | [8 empty] | 303 | 0.00576
|  | 493 | 1.5903 | 1.3719 | 0.24588 | [8 empty] | 303 | 0.0058
|  | 494 | 1.5525 | 1.3402 | 0.23873 | [8 empty] | 303 | 0.00565
|  | 495 | 1.6485 | 1.4238 | 0.25215 | [8 empty] | 303 | 0.00565
|  | 496 | 1.5676 | 1.3548 | 0.23848 | [8 empty] | 303 | 0.00559
|  | 497 | 1.5944 | 1.3788 | 0.24119 | [8 empty] | 303 | 0.00554
|  | 498 | 1.5509 | 1.3421 | 0.23326 | [8 empty] | 303 | 0.00545
|  | 499 | 1.5507 | 1.3429 | 0.23184 | [8 empty] | 303 | 0.0056
|  | 500 | 1.5451 | 1.3391 | 0.22957 | [8 empty] | 303 | 0.00567
|  | 501 | 1.4978 | 1.299 | 0.22112 | [8 empty] | 303 | 0.0056
|  | 502 | 1.4966 | 1.2991 | 0.21952 | [8 empty] | 303 | 0.00548
|  | 503 | 1.5653 | 1.3597 | 0.22812 | [8 empty] | 303 | 0.00559
|  | 504 | 1.4587 | 1.2682 | 0.21108 | [8 empty] | 303 | 0.00571
|  | 505 | 1.5635 | 1.3598 | 0.2253 | [8 empty] | 303 | 0.00596
|  | 506 | 1.6264 | 1.4153 | 0.23316 | [8 empty] | 303 | 0.00636
|  | 507 | 1.556 | 1.3548 | 0.22196 | [8 empty] | 303 | 0.00674
|  | 508 | 1.5165 | 1.321 | 0.21534 | [8 empty] | 303 | 0.00698
|  | 509 | 1.5893 | 1.385 | 0.22467 | [8 empty] | 303 | 0.00712
|  | 510 | 1.5481 | 1.3497 | 0.21788 | [8 empty] | 303 | 0.00719
|  | 511 | 1.5769 | 1.3753 | 0.22091 | [8 empty] | 303 | 0.00702
|  | 512 | 1.6186 | 1.4125 | 0.22561 | [8 empty] | 303 | 0.00666
|  | 513 | 1.5206 | 1.3277 | 0.21086 | [8 empty] | 303 | 0.00604
|  | 514 | 1.4885 | 1.3003 | 0.20534 | [8 empty] | 303 | 0.00518
|  | 515 | 1.5314 | 1.3385 | 0.21021 | [8 empty] | 303 | 0.00416
|  | 516 | 1.5455 | 1.3514 | 0.21107 | [8 empty] | 303 | 0.00331
|  | 517 | 1.2594 | 1.1017 | 0.17117 | [8 empty] | 303 | 0.00263
|  | 518 | 1.4403 | 1.2605 | 0.19479 | [8 empty] | 303 | 0.00217
|  | 519 | 1.3957 | 1.2222 | 0.1878 | [8 empty] | 303 | 0.002
|  | 520 | 1.5236 | 1.3349 | 0.20392 | [8 empty] | 303 | 0.00203
|  | 521 | 1.5346 | 1.3452 | 0.20429 | [8 empty] | 303 | 0.0021
|  | 522 | 1.569 | 1.376 | 0.2078 | [8 empty] | 303 | 0.00229
|  | 523 | 1.4789 | 1.2976 | 0.19491 | [8 empty] | 303 | 0.00265
|  | 524 | 1.5905 | 1.3962 | 0.20853 | [8 empty] | 303 | 0.00311
|  | 525 | 1.5781 | 1.3859 | 0.20581 | [8 empty] | 303 | 0.00358
|  | 526 | 1.5341 | 1.3479 | 0.19904 | [8 empty] | 303 | 0.00412
|  | 527 | 1.3417 | 1.1795 | 0.17307 | [8 empty] | 303 | 0.00464
|  | 528 | 1.5357 | 1.3508 | 0.19697 | [8 empty] | 303 | 0.00497
|  | 529 | 1.6071 | 1.4142 | 0.20508 | [8 empty] | 303 | 0.005
|  | 530 | 1.5446 | 1.3598 | 0.19617 | [8 empty] | 303 | 0.00485
|  | 531 | 1.6292 | 1.4348 | 0.2059 | [8 empty] | 303 | 0.00451
|  | 532 | 1.5998 | 1.4094 | 0.20122 | [8 empty] | 303 | 0.004
|  | 533 | 1.4286 | 1.259 | 0.17887 | [8 empty] | 303 | 0.00355
|  | 534 | 1.5302 | 1.3491 | 0.19075 | [8 empty] | 303 | 0.00333
|  | 535 | 1.5535 | 1.3701 | 0.19283 | [8 empty] | 303 | 0.00333
|  | 536 | 1.6199 | 1.4292 | 0.20019 | [8 empty] | 303 | 0.00352
|  | 537 | 1.4989 | 1.3229 | 0.18441 | [8 empty] | 303 | 0.00385
|  | 538 | 1.5738 | 1.3896 | 0.19276 | [8 empty] | 303 | 0.00412
|  | 539 | 1.5352 | 1.3558 | 0.18725 | [8 empty] | 303 | 0.00427
|  | 540 | 1.4825 | 1.3096 | 0.18003 | [8 empty] | 303 | 0.00422
|  | 541 | 1.4251 | 1.2595 | 0.17219 | [8 empty] | 303 | 0.00398
|  | 542 | 1.5511 | 1.3714 | 0.18646 | [8 empty] | 303 | 0.00358
|  | 543 | 1.5256 | 1.3493 | 0.18259 | [8 empty] | 303 | 0.00322
|  | 544 | 1.5792 | 1.3971 | 0.1882 | [8 empty] | 303 | 0.00302
|  | 545 | 1.5435 | 1.3657 | 0.18323 | [8 empty] | 303 | 0.00309
|  | 546 | 1.5291 | 1.3536 | 0.18063 | [8 empty] | 303 | 0.00333
|  | 547 | 1.549 | 1.3717 | 0.18216 | [8 empty] | 303 | 0.00375
|  | 548 | 1.5049 | 1.3331 | 0.17619 | [8 empty] | 303 | 0.00422
|  | 549 | 1.552 | 1.3752 | 0.18096 | [8 empty] | 303 | 0.00462
|  | 550 | 1.5399 | 1.3648 | 0.1788 | [8 empty] | 303 | 0.00486
|  | 551 | 1.5382 | 1.3639 | 0.17779 | [8 empty] | 303 | 0.00502
|  | 552 | 1.5697 | 1.3923 | 0.18058 | [8 empty] | 303 | 0.005
|  | 553 | 1.525 | 1.3533 | 0.17462 | [8 empty] | 303 | 0.00484
|  | 554 | 1.5549 | 1.3802 | 0.17721 | [8 empty] | 303 | 0.00459
|  | 555 | 1.5634 | 1.3883 | 0.17735 | [8 empty] | 303 | 0.00438
|  | 556 | 1.5366 | 1.3651 | 0.17344 | [8 empty] | 303 | 0.00416
|  | 557 | 1.4988 | 1.3321 | 0.16832 | [8 empty] | 303 | 0.0041
|  | 558 | 1.531 | 1.3613 | 0.17103 | [8 empty] | 303 | 0.00423
|  | 559 | 1.4483 | 1.2885 | 0.16095 | [8 empty] | 303 | 0.00444
|  | 560 | 1.474 | 1.3118 | 0.16297 | [8 empty] | 303 | 0.00464
|  | 561 | 1.5595 | 1.3885 | 0.17155 | [8 empty] | 303 | 0.00488
|  | 562 | 1.4847 | 1.3225 | 0.16247 | [8 empty] | 303 | 0.00509
|  | 563 | 1.5408 | 1.3731 | 0.16776 | [8 empty] | 303 | 0.0052
|  | 564 | 1.5106 | 1.3466 | 0.16369 | [8 empty] | 303 | 0.00518
|  | 565 | 1.5201 | 1.3555 | 0.16394 | [8 empty] | 303 | 0.00507
|  | 566 | 1.4374 | 1.2823 | 0.15426 | [8 empty] | 303 | 0.00483
|  | 567 | 1.532 | 1.3673 | 0.16359 | [8 empty] | 303 | 0.00447
|  | 568 | 1.518 | 1.3554 | 0.16123 | [8 empty] | 303 | 0.00398
|  | 569 | 1.4807 | 1.3228 | 0.1563 | [8 empty] | 303 | 0.00351
|  | 570 | 1.4816 | 1.324 | 0.15577 | [8 empty] | 303 | 0.00301
|  | 571 | 1.4331 | 1.281 | 0.15006 | [8 empty] | 303 | 0.00254
|  | 572 | 1.5134 | 1.3534 | 0.15757 | [8 empty] | 303 | 0.00209
|  | 573 | 1.5198 | 1.3595 | 0.15755 | [8 empty] | 303 | 0.0018
|  | 574 | 1.5119 | 1.3527 | 0.15609 | [8 empty] | 303 | 0.00161
|  | 575 | 1.4777 | 1.3225 | 0.15191 | [8 empty] | 303 | 0.00154
|  | 576 | 1.4654 | 1.3118 | 0.15002 | [8 empty] | 303 | 0.0015
|  | 577 | 1.5023 | 1.3452 | 0.15319 | [8 empty] | 303 | 0.00145
|  | 578 | 1.456 | 1.304 | 0.14797 | [8 empty] | 303 | 0.00133
|  | 579 | 1.477 | 1.323 | 0.14966 | [8 empty] | 303 | 0.00114
|  | 580 | 1.502 | 1.3455 | 0.15179 | [8 empty] | 303 | 0.000971
|  | 581 | 1.5089 | 1.3518 | 0.15201 | [8 empty] | 303 | 0.000905
|  | 582 | 1.532 | 1.3729 | 0.15385 | [8 empty] | 303 | 0.00097
|  | 583 | 1.5479 | 1.3872 | 0.155 | [8 empty] | 303 | 0.00114
|  | 584 | 1.5448 | 1.3845 | 0.15422 | [8 empty] | 303 | 0.00144
|  | 585 | 1.5324 | 1.3737 | 0.15245 | [8 empty] | 303 | 0.00178
|  | 586 | 1.4953 | 1.3409 | 0.14809 | [8 empty] | 303 | 0.00205
|  | 587 | 1.5281 | 1.3708 | 0.15057 | [8 empty] | 303 | 0.00229
|  | 588 | 1.4934 | 1.3403 | 0.14623 | [8 empty] | 303 | 0.00251
|  | 589 | 1.2894 | 1.1582 | 0.12506 | [8 empty] | 303 | 0.00262
|  | 590 | 1.3709 | 1.2316 | 0.13253 | [8 empty] | 303 | 0.00269
|  | 591 | 1.4662 | 1.3171 | 0.1416 | [8 empty] | 303 | 0.00279
|  | 592 | 1.4354 | 1.29 | 0.13781 | [8 empty] | 303 | 0.00285
|  | 593 | 1.4561 | 1.3086 | 0.13948 | [8 empty] | 303 | 0.00284
|  | 594 | 1.4491 | 1.3029 | 0.13811 | [8 empty] | 303 | 0.00276
|  | 595 | 1.4308 | 1.287 | 0.13561 | [8 empty] | 303 | 0.00262
|  | 596 | 1.4745 | 1.326 | 0.13966 | [8 empty] | 303 | 0.00233
|  | 597 | 1.4788 | 1.3303 | 0.13942 | [8 empty] | 303 | 0.00198
|  | 598 | 1.4607 | 1.3142 | 0.13726 | [8 empty] | 303 | 0.00169
|  | 599 | 1.4606 | 1.3145 | 0.13676 | [8 empty] | 303 | 0.0015
|  | 600 | 1.4753 | 1.3278 | 0.13773 | [8 empty] | 304 | 0.00639
|  | 601 | 1.4579 | 1.3123 | 0.13568 | [8 empty] | 304 | 0.00632
|  | 602 | 1.436 | 1.2928 | 0.13313 | [8 empty] | 304 | 0.00664
|  | 603 | 1.4664 | 1.3205 | 0.13545 | [8 empty] | 304 | 0.00723
|  | 604 | 1.4921 | 1.3439 | 0.13731 | [8 empty] | 304 | 0.00781
|  | 605 | 1.4895 | 1.3418 | 0.13662 | [8 empty] | 304 | 0.00821
|  | 606 | 1.4822 | 1.3353 | 0.13559 | [8 empty] | 304 | 0.00834
|  | 607 | 1.4911 | 1.3434 | 0.13604 | [8 empty] | 304 | 0.00843
|  | 608 | 1.4862 | 1.3392 | 0.13519 | [8 empty] | 304 | 0.0084
|  | 609 | 1.4749 | 1.3292 | 0.13376 | [8 empty] | 304 | 0.00815
|  | 610 | 1.4686 | 1.3237 | 0.13279 | [8 empty] | 304 | 0.00763
|  | 611 | 1.4611 | 1.317 | 0.13173 | [8 empty] | 304 | 0.00696
|  | 612 | 1.4831 | 1.337 | 0.1333 | [8 empty] | 304 | 0.00599
|  | 613 | 1.4621 | 1.3182 | 0.13099 | [8 empty] | 304 | 0.00487
|  | 614 | 1.4176 | 1.2783 | 0.12662 | [8 empty] | 304 | 0.00409
|  | 615 | 1.4697 | 1.3254 | 0.1309 | [8 empty] | 304 | 0.00374
|  | 616 | 1.431 | 1.2906 | 0.12709 | [8 empty] | 304 | 0.00382
|  | 617 | 1.4128 | 1.2744 | 0.1251 | [8 empty] | 304 | 0.00414
|  | 618 | 1.4664 | 1.3228 | 0.12945 | [8 empty] | 304 | 0.00453
|  | 619 | 1.4733 | 1.3292 | 0.12965 | [8 empty] | 304 | 0.0046
|  | 620 | 1.4739 | 1.3299 | 0.12925 | [8 empty] | 304 | 0.0044
|  | 621 | 1.4802 | 1.3359 | 0.12931 | [8 empty] | 304 | 0.00381
|  | 622 | 1.4269 | 1.2882 | 0.12399 | [8 empty] | 304 | 0.00316
|  | 623 | 1.4165 | 1.2793 | 0.12243 | [8 empty] | 304 | 0.00273
|  | 624 | 1.4118 | 1.2751 | 0.12173 | [8 empty] | 304 | 0.00258
|  | 625 | 1.4026 | 1.2667 | 0.12075 | [8 empty] | 304 | 0.00276
|  | 626 | 1.4012 | 1.2655 | 0.1203 | [8 empty] | 304 | 0.00341
|  | 627 | 1.4417 | 1.3022 | 0.1233 | [8 empty] | 304 | 0.00436
|  | 628 | 1.3631 | 1.2328 | 0.11494 | [8 empty] | 304 | 0.0052
|  | 629 | 1.4114 | 1.2758 | 0.11949 | [8 empty] | 304 | 0.00586
|  | 630 | 1.3924 | 1.2589 | 0.11747 | [8 empty] | 304 | 0.0061
|  | 631 | 1.4161 | 1.2799 | 0.11955 | [8 empty] | 304 | 0.00589
|  | 632 | 1.3638 | 1.2327 | 0.11489 | [8 empty] | 304 | 0.00539
|  | 633 | 1.4508 | 1.311 | 0.12212 | [8 empty] | 304 | 0.00476
|  | 634 | 1.4284 | 1.2907 | 0.12005 | [8 empty] | 304 | 0.0042
|  | 635 | 1.4458 | 1.3065 | 0.12119 | [8 empty] | 304 | 0.00381
|  | 636 | 1.4128 | 1.2768 | 0.11811 | [8 empty] | 304 | 0.00359
|  | 637 | 1.461 | 1.3204 | 0.12181 | [8 empty] | 304 | 0.00345
|  | 638 | 1.4707 | 1.3292 | 0.12236 | [8 empty] | 304 | 0.00357
|  | 639 | 1.4646 | 1.3238 | 0.12156 | [8 empty] | 304 | 0.00395
|  | 640 | 1.434 | 1.2962 | 0.11873 | [8 empty] | 304 | 0.00466
|  | 641 | 1.4348 | 1.297 | 0.11847 | [8 empty] | 304 | 0.00554
|  | 642 | 1.4376 | 1.2995 | 0.11843 | [8 empty] | 304 | 0.00628
|  | 643 | 1.4525 | 1.313 | 0.11935 | [8 empty] | 304 | 0.0067
|  | 644 | 1.4462 | 1.3074 | 0.11855 | [8 empty] | 304 | 0.00669
|  | 645 | 1.4567 | 1.317 | 0.11901 | [8 empty] | 304 | 0.00633
|  | 646 | 1.415 | 1.2797 | 0.11507 | [8 empty] | 304 | 0.00577
|  | 647 | 1.4086 | 1.2744 | 0.11389 | [8 empty] | 304 | 0.00535
|  | 648 | 1.3952 | 1.2625 | 0.11232 | [8 empty] | 304 | 0.0052
|  | 649 | 1.3519 | 1.2234 | 0.10852 | [8 empty] | 304 | 0.00537
|  | 650 | 1.3594 | 1.2299 | 0.10925 | [8 empty] | 304 | 0.00547
|  | 651 | 1.4447 | 1.3071 | 0.11586 | [8 empty] | 304 | 0.00558
|  | 652 | 1.3871 | 1.2558 | 0.11031 | [8 empty] | 304 | 0.00575
|  | 653 | 1.4311 | 1.295 | 0.11409 | [8 empty] | 304 | 0.00569
|  | 654 | 1.4153 | 1.2807 | 0.11256 | [8 empty] | 304 | 0.00551
|  | 655 | 1.3499 | 1.222 | 0.10672 | [8 empty] | 304 | 0.00556
|  | 656 | 1.1851 | 1.0727 | 0.0936 | [8 empty] | 304 | 0.00564
|  | 657 | 1.2393 | 1.1218 | 0.097615 | [8 empty] | 304 | 0.00558
|  | 658 | 1.3855 | 1.254 | 0.10896 | [8 empty] | 304 | 0.00561
|  | 659 | 1.3905 | 1.2586 | 0.10907 | [8 empty] | 304 | 0.00554
|  | 660 | 1.3992 | 1.2668 | 0.10932 | [8 empty] | 304 | 0.00526
|  | 661 | 1.3933 | 1.2618 | 0.10831 | [8 empty] | 304 | 0.00486
|  | 662 | 1.3819 | 1.2518 | 0.10689 | [8 empty] | 304 | 0.00429
|  | 663 | 1.3844 | 1.2539 | 0.10695 | [8 empty] | 304 | 0.00367
|  | 664 | 1.3967 | 1.2647 | 0.10791 | [8 empty] | 304 | 0.00303
|  | 665 | 1.4214 | 1.2871 | 0.10971 | [8 empty] | 304 | 0.00244
|  | 666 | 1.4203 | 1.286 | 0.10946 | [8 empty] | 304 | 0.00198
|  | 667 | 1.4102 | 1.2767 | 0.1085 | [8 empty] | 304 | 0.00174
|  | 668 | 1.415 | 1.281 | 0.10865 | [8 empty] | 304 | 0.00154
|  | 669 | 1.4394 | 1.3032 | 0.11025 | [8 empty] | 304 | 0.00143
|  | 670 | 1.4196 | 1.2853 | 0.10843 | [8 empty] | 304 | 0.00135
|  | 671 | 1.4169 | 1.2829 | 0.10796 | [8 empty] | 304 | 0.00129
|  | 672 | 1.3972 | 1.2651 | 0.10624 | [8 empty] | 304 | 0.00126
|  | 673 | 1.4094 | 1.276 | 0.10696 | [8 empty] | 304 | 0.00142
|  | 674 | 1.4074 | 1.2742 | 0.10651 | [8 empty] | 304 | 0.00177
|  | 675 | 1.3958 | 1.2639 | 0.10534 | [8 empty] | 304 | 0.00226
|  | 676 | 1.412 | 1.2786 | 0.10628 | [8 empty] | 304 | 0.00295
|  | 677 | 1.3991 | 1.2669 | 0.10507 | [8 empty] | 304 | 0.00376
|  | 678 | 1.4066 | 1.2737 | 0.10537 | [8 empty] | 304 | 0.00451
|  | 679 | 1.3947 | 1.2629 | 0.10421 | [8 empty] | 304 | 0.00513
|  | 680 | 1.3969 | 1.265 | 0.1041 | [8 empty] | 304 | 0.00568
|  | 681 | 1.3915 | 1.2601 | 0.10342 | [8 empty] | 304 | 0.00602
|  | 682 | 1.3981 | 1.2662 | 0.10363 | [8 empty] | 304 | 0.00615
|  | 683 | 1.383 | 1.2526 | 0.10222 | [8 empty] | 304 | 0.00627
|  | 684 | 1.3739 | 1.2445 | 0.10124 | [8 empty] | 304 | 0.00643
|  | 685 | 1.3748 | 1.2454 | 0.10102 | [8 empty] | 304 | 0.00647
|  | 686 | 1.3438 | 1.2174 | 0.098453 | [8 empty] | 304 | 0.0064
|  | 687 | 0.96824 | 0.88285 | 0.066126 | [8 empty] | 304 | 0.00638
|  | 688 | 1.1206 | 1.0195 | 0.078249 | [8 empty] | 304 | 0.00629
|  | 689 | 1.1278 | 1.026 | 0.078584 | [8 empty] | 304 | 0.00615
|  | 690 | 1.1821 | 1.0746 | 0.082845 | [8 empty] | 304 | 0.00605
|  | 691 | 1.2333 | 1.1201 | 0.087055 | [8 empty] | 304 | 0.00619
|  | 692 | 1.2689 | 1.1516 | 0.090044 | [8 empty] | 304 | 0.00633
|  | 693 | 1.2609 | 1.1446 | 0.089067 | [8 empty] | 304 | 0.00648
|  | 694 | 1.2464 | 1.1318 | 0.087607 | [8 empty] | 304 | 0.00661
|  | 695 | 1.2714 | 1.1538 | 0.089745 | [8 empty] | 304 | 0.00678
|  | 696 | 1.2684 | 1.1513 | 0.089168 | [8 empty] | 304 | 0.00684
|  | 697 | 1.3403 | 1.2151 | 0.095139 | [8 empty] | 304 | 0.00687
|  | 698 | 1.3192 | 1.1961 | 0.093363 | [8 empty] | 304 | 0.00675
|  | 699 | 1.2918 | 1.1721 | 0.090495 | [8 empty] | 304 | 0.00645
|  | 700 | 1.2823 | 1.1636 | 0.089572 | [8 empty] | 304 | 0.00595
|  | 701 | 1.2659 | 1.1489 | 0.088067 | [8 empty] | 304 | 0.0054
|  | 702 | 1.2674 | 1.15 | 0.088159 | [8 empty] | 304 | 0.0049
|  | 703 | 1.2747 | 1.1567 | 0.088379 | [8 empty] | 304 | 0.00448
|  | 704 | 1.3078 | 1.1864 | 0.090773 | [8 empty] | 304 | 0.00438
|  | 705 | 1.3214 | 1.1989 | 0.091442 | [8 empty] | 304 | 0.00464
|  | 706 | 1.3144 | 1.1925 | 0.090867 | [8 empty] | 304 | 0.00498
|  | 707 | 1.309 | 1.1875 | 0.090288 | [8 empty] | 304 | 0.00515
|  | 708 | 1.3048 | 1.1839 | 0.089744 | [8 empty] | 305 | 0.00867
|  | 709 | 1.3095 | 1.188 | 0.089992 | [8 empty] | 305 | 0.00888
|  | 710 | 1.3175 | 1.1954 | 0.09019 | [8 empty] | 305 | 0.00886
|  | 711 | 1.3155 | 1.1934 | 0.089936 | [8 empty] | 305 | 0.00872
|  | 712 | 1.3071 | 1.1856 | 0.089266 | [8 empty] | 305 | 0.00883
|  | 713 | 1.2918 | 1.1719 | 0.087889 | [8 empty] | 305 | 0.00939
|  | 714 | 1.3029 | 1.1823 | 0.08837 | [8 empty] | 305 | 0.00985
|  | 715 | 1.2587 | 1.1428 | 0.084907 | [8 empty] | 305 | 0.0105
|  | 716 | 1.2716 | 1.1548 | 0.085495 | [8 empty] | 305 | 0.0115
|  | 717 | 1.1071 | 1.0081 | 0.07216 | [8 empty] | 305 | 0.0123
|  | 718 | 1.0296 | 0.93873 | 0.066104 | [8 empty] | 305 | 0.0129
|  | 719 | 0.92318 | 0.84274 | 0.058435 | [8 empty] | 305 | 0.0139
|  | 720 | 0.9855 | 0.8994 | 0.062514 | [8 empty] | 305 | 0.0148
|  | 721 | 1.0861 | 0.98967 | 0.070002 | [8 empty] | 305 | 0.0153
|  | 722 | 1.2407 | 1.1281 | 0.081827 | [8 empty] | 305 | 0.0157
|  | 723 | 1.1444 | 1.0423 | 0.074112 | [8 empty] | 305 | 0.0159
|  | 724 | 1.0555 | 0.96305 | 0.066997 | [8 empty] | 305 | 0.0156
|  | 725 | 1.038 | 0.94741 | 0.065607 | [8 empty] | 305 | 0.0154
|  | 726 | 1.0813 | 0.98638 | 0.068703 | [8 empty] | 305 | 0.0155
|  | 727 | 1.085 | 0.98988 | 0.068807 | [8 empty] | 305 | 0.0156
|  | 728 | 1.04 | 0.94968 | 0.065283 | [8 empty] | 305 | 0.0159
|  | 729 | 1.0466 | 0.95503 | 0.066171 | [8 empty] | 305 | 0.0165
|  | 730 | 1.1285 | 1.0294 | 0.071603 | [8 empty] | 305 | 0.0171
|  | 731 | 1.0703 | 0.97702 | 0.067281 | [8 empty] | 305 | 0.0173
|  | 732 | 1.1534 | 1.052 | 0.073184 | [8 empty] | 305 | 0.0172
|  | 733 | 1.1962 | 1.0901 | 0.076569 | [8 empty] | 305 | 0.0169
|  | 734 | 1.2357 | 1.1261 | 0.079076 | [8 empty] | 305 | 0.0164
|  | 735 | 1.2178 | 1.1101 | 0.077618 | [8 empty] | 305 | 0.0155
|  | 736 | 1.2059 | 1.0994 | 0.076707 | [8 empty] | 305 | 0.0144
|  | 737 | 1.2039 | 1.0978 | 0.076328 | [8 empty] | 305 | 0.0132
|  | 738 | 1.2269 | 1.1184 | 0.078072 | [8 empty] | 305 | 0.0117
|  | 739 | 1.1905 | 1.0855 | 0.075499 | [8 empty] | 305 | 0.0097
|  | 740 | 1.2195 | 1.1119 | 0.077297 | [8 empty] | 305 | 0.0077
|  | 741 | 1.2148 | 1.1078 | 0.076887 | [8 empty] | 305 | 0.00608
|  | 742 | 1.2153 | 1.1084 | 0.076794 | [8 empty] | 305 | 0.00496
|  | 743 | 1.2405 | 1.1316 | 0.078177 | [8 empty] | 305 | 0.00468
|  | 744 | 1.2503 | 1.1408 | 0.078609 | [8 empty] | 305 | 0.00528
|  | 745 | 1.2497 | 1.1404 | 0.078396 | [8 empty] | 305 | 0.0065
|  | 746 | 1.247 | 1.1381 | 0.078025 | [8 empty] | 305 | 0.0077
|  | 747 | 1.2477 | 1.1389 | 0.077873 | [8 empty] | 305 | 0.00879
|  | 748 | 1.2401 | 1.1323 | 0.077175 | [8 empty] | 305 | 0.0097
|  | 749 | 1.2357 | 1.1286 | 0.076685 | [8 empty] | 305 | 0.0103
|  | 750 | 1.2341 | 1.1273 | 0.076397 | [8 empty] | 305 | 0.0108
|  | 751 | 1.2286 | 1.1224 | 0.075876 | [8 empty] | 305 | 0.0116
|  | 752 | 1.233 | 1.1265 | 0.075965 | [8 empty] | 305 | 0.0124
|  | 753 | 1.2266 | 1.121 | 0.075367 | [8 empty] | 305 | 0.0129
|  | 754 | 1.242 | 1.1353 | 0.0761 | [8 empty] | 305 | 0.013
|  | 755 | 1.2383 | 1.1321 | 0.075684 | [8 empty] | 305 | 0.0128
|  | 756 | 1.2232 | 1.1185 | 0.074591 | [8 empty] | 305 | 0.0123
|  | 757 | 1.2221 | 1.1176 | 0.074338 | [8 empty] | 305 | 0.0118
|  | 758 | 1.2295 | 1.1246 | 0.074581 | [8 empty] | 305 | 0.0114
|  | 759 | 1.1945 | 1.0932 | 0.072013 | [8 empty] | 305 | 0.0111
|  | 760 | 0.26604 | 0.24716 | 0.013131 | [8 empty] | 305 | 0.0106
|  | 761 | 0.15396 | 0.14328 | 0.0074031 | [8 empty] | 305 | 0.0101
|  | 762 | 0.68766 | 0.63491 | 0.037011 | [8 empty] | 305 | 0.00941
|  | 763 | 0.37952 | 0.35217 | 0.019039 | [8 empty] | 305 | 0.00885
|  | 764 | 0.53878 | 0.49885 | 0.027891 | [8 empty] | 305 | 0.00834
|  | 765 | 0.68601 | 0.63377 | 0.0366 | [8 empty] | 305 | 0.00811
|  | 766 | 0.81461 | 0.7508 | 0.044846 | [8 empty] | 305 | 0.00786
|  | 767 | 0.97417 | 0.89574 | 0.055263 | [8 empty] | 305 | 0.00754
|  | 768 | 1.1138 | 1.0222 | 0.064672 | [8 empty] | 305 | 0.00717
|  | 769 | 1.1278 | 1.0347 | 0.065711 | [8 empty] | 305 | 0.00682
|  | 770 | 1.1608 | 1.0646 | 0.06793 | [8 empty] | 305 | 0.00628
|  | 771 | 1.1686 | 1.0716 | 0.068421 | [8 empty] | 305 | 0.0057
|  | 772 | 1.1778 | 1.0802 | 0.068843 | [8 empty] | 305 | 0.00505
|  | 773 | 1.1771 | 1.0797 | 0.068614 | [8 empty] | 305 | 0.0043
|  | 774 | 1.1771 | 1.08 | 0.068427 | [8 empty] | 305 | 0.00344
|  | 775 | 1.1771 | 1.0801 | 0.068261 | [8 empty] | 305 | 0.00273
|  | 776 | 1.1798 | 1.0827 | 0.068253 | [8 empty] | 305 | 0.00227
|  | 777 | 1.1727 | 1.0764 | 0.067662 | [8 empty] | 305 | 0.00217
|  | 778 | 1.1713 | 1.0754 | 0.067382 | [8 empty] | 305 | 0.00241
|  | 779 | 1.1765 | 1.0803 | 0.067485 | [8 empty] | 305 | 0.00285
|  | 780 | 1.1636 | 1.0687 | 0.066579 | [8 empty] | 305 | 0.00339
|  | 781 | 1.1607 | 1.0662 | 0.066253 | [8 empty] | 305 | 0.00398
|  | 782 | 1.1662 | 1.0714 | 0.066405 | [8 empty] | 305 | 0.00449
|  | 783 | 1.1614 | 1.0672 | 0.065979 | [8 empty] | 305 | 0.00481
|  | 784 | 1.1536 | 1.0602 | 0.065383 | [8 empty] | 305 | 0.00526
|  | 785 | 1.1586 | 1.0649 | 0.065489 | [8 empty] | 305 | 0.00588
|  | 786 | 1.1592 | 1.0656 | 0.065352 | [8 empty] | 305 | 0.00663
|  | 787 | 1.145 | 1.053 | 0.064217 | [8 empty] | 305 | 0.00751
|  | 788 | 1.1305 | 1.0399 | 0.063144 | [8 empty] | 305 | 0.00871
|  | 789 | 1.1257 | 1.0359 | 0.062647 | [8 empty] | 305 | 0.00976
|  | 790 | 1.091 | 1.0045 | 0.060246 | [8 empty] | 305 | 0.0105
|  | 791 | 1.1058 | 1.0179 | 0.061197 | [8 empty] | 305 | 0.0109
|  | 792 | 1.0953 | 1.0084 | 0.060486 | [8 empty] | 305 | 0.011
|  | 793 | 1.0875 | 1.0015 | 0.059858 | [8 empty] | 305 | 0.0107
|  | 794 | 1.0972 | 1.0101 | 0.060601 | [8 empty] | 305 | 0.01
|  | 795 | 1.0932 | 1.0066 | 0.060149 | [8 empty] | 305 | 0.00935
|  | 796 | 1.0742 | 0.98985 | 0.058529 | [8 empty] | 305 | 0.00875
|  | 797 | 1.0913 | 1.0057 | 0.059349 | [8 empty] | 305 | 0.00838
|  | 798 | 1.1121 | 1.0245 | 0.060723 | [8 empty] | 305 | 0.00836
|  | 799 | 1.0905 | 1.0048 | 0.059311 | [8 empty] | 305 | 0.00857
|  | 800 | 1.0725 | 0.98859 | 0.058067 | [8 empty] | 305 | 0.00869
|  | 801 | 1.0843 | 0.99978 | 0.058478 | [8 empty] | 305 | 0.00853
|  | 802 | 1.0856 | 1.0011 | 0.058417 | [8 empty] | 305 | 0.0081
|  | 803 | 1.0657 | 0.98288 | 0.057162 | [8 empty] | 305 | 0.00738
|  | 804 | 1.0782 | 0.99452 | 0.057725 | [8 empty] | 305 | 0.00672
|  | 805 | 1.0545 | 0.9727 | 0.056429 | [8 empty] | 305 | 0.00645
|  | 806 | 1.0974 | 1.0122 | 0.058755 | [8 empty] | 305 | 0.00663
|  | 807 | 1.0859 | 1.0018 | 0.057939 | [8 empty] | 305 | 0.00717
|  | 808 | 1.0821 | 0.99844 | 0.057623 | [8 empty] | 305 | 0.00787
|  | 809 | 1.0548 | 0.97353 | 0.055894 | [8 empty] | 305 | 0.00832
|  | 810 | 1.0559 | 0.97488 | 0.055679 | [8 empty] | 305 | 0.00854
|  | 811 | 1.0533 | 0.97273 | 0.055303 | [8 empty] | 305 | 0.0085
|  | 812 | 1.0268 | 0.94882 | 0.05344 | [8 empty] | 305 | 0.008
|  | 813 | 1.0086 | 0.93236 | 0.052132 | [8 empty] | 305 | 0.00727
|  | 814 | 0.90356 | 0.83681 | 0.045478 | [8 empty] | 305 | 0.00674
|  | 815 | 0.89523 | 0.82927 | 0.04492 | [8 empty] | 306 | 0.009
|  | 816 | 0.83216 | 0.77171 | 0.041082 | [8 empty] | 306 | 0.00905
|  | 817 | 0.85183 | 0.78984 | 0.042116 | [8 empty] | 306 | 0.00939
|  | 818 | 0.82259 | 0.76299 | 0.040445 | [8 empty] | 306 | 0.00986
|  | 819 | 0.90519 | 0.83844 | 0.045397 | [8 empty] | 306 | 0.0103
|  | 820 | 0.86188 | 0.79899 | 0.04268 | [8 empty] | 306 | 0.0105
|  | 821 | 0.99764 | 0.92292 | 0.050881 | [8 empty] | 306 | 0.0112
|  | 822 | 0.95157 | 0.88081 | 0.048107 | [8 empty] | 306 | 0.0119
|  | 823 | 0.67271 | 0.62576 | 0.031581 | [8 empty] | 306 | 0.0122
|  | 824 | 0.93506 | 0.86619 | 0.046709 | [8 empty] | 306 | 0.0127
|  | 825 | 0.96935 | 0.89752 | 0.048741 | [8 empty] | 306 | 0.0136
|  | 826 | 0.93381 | 0.8653 | 0.04639 | [8 empty] | 306 | 0.0142
|  | 827 | 0.98465 | 0.91178 | 0.04939 | [8 empty] | 306 | 0.0145
|  | 828 | 0.84979 | 0.7887 | 0.041189 | [8 empty] | 306 | 0.0155
|  | 829 | 0.9293 | 0.86135 | 0.045931 | [8 empty] | 306 | 0.0162
|  | 830 | 0.91601 | 0.8493 | 0.045067 | [8 empty] | 306 | 0.0162
|  | 831 | 0.92392 | 0.85666 | 0.045429 | [8 empty] | 306 | 0.0156
|  | 832 | 0.89426 | 0.82961 | 0.043574 | [8 empty] | 306 | 0.0149
|  | 833 | 0.9565 | 0.88622 | 0.04744 | [8 empty] | 306 | 0.0137
|  | 834 | 0.93412 | 0.86608 | 0.045833 | [8 empty] | 306 | 0.0124
|  | 835 | 1.0032 | 0.92917 | 0.049924 | [8 empty] | 306 | 0.0119
|  | 836 | 0.97234 | 0.90135 | 0.047781 | [8 empty] | 306 | 0.0122
|  | 837 | 1.0092 | 0.93493 | 0.050019 | [8 empty] | 306 | 0.0124
|  | 838 | 0.99901 | 0.92585 | 0.049226 | [8 empty] | 306 | 0.013
|  | 839 | 1.0013 | 0.92783 | 0.049428 | [8 empty] | 306 | 0.0141
|  | 840 | 1.0157 | 0.94124 | 0.05008 | [8 empty] | 306 | 0.0151
|  | 841 | 1.0101 | 0.93626 | 0.049591 | [8 empty] | 306 | 0.0158
|  | 842 | 0.99703 | 0.92411 | 0.04895 | [8 empty] | 306 | 0.0167
|  | 843 | 1.0053 | 0.93171 | 0.049362 | [8 empty] | 306 | 0.017
|  | 844 | 0.98631 | 0.91434 | 0.04824 | [8 empty] | 306 | 0.0169
|  | 845 | 1.0165 | 0.94226 | 0.049705 | [8 empty] | 306 | 0.0162
|  | 846 | 1.0187 | 0.94447 | 0.049714 | [8 empty] | 306 | 0.0151
|  | 847 | 0.9917 | 0.91947 | 0.048321 | [8 empty] | 306 | 0.0136
|  | 848 | 0.99217 | 0.9201 | 0.048171 | [8 empty] | 306 | 0.0125
|  | 849 | 0.98596 | 0.91447 | 0.047749 | [8 empty] | 306 | 0.0111
|  | 850 | 0.89372 | 0.829 | 0.043188 | [8 empty] | 306 | 0.0103
|  | 851 | 0.97493 | 0.90454 | 0.046929 | [8 empty] | 306 | 0.0098
|  | 852 | 0.96927 | 0.89942 | 0.04656 | [8 empty] | 306 | 0.00992
|  | 853 | 0.96486 | 0.8954 | 0.046282 | [8 empty] | 306 | 0.0103
|  | 854 | 0.85112 | 0.79 | 0.040687 | [8 empty] | 306 | 0.011
|  | 855 | 0.913 | 0.84746 | 0.043611 | [8 empty] | 306 | 0.0118
|  | 856 | 0.97317 | 0.90343 | 0.04636 | [8 empty] | 306 | 0.0121
|  | 857 | 0.99166 | 0.92059 | 0.047189 | [8 empty] | 306 | 0.012
|  | 858 | 0.99196 | 0.92094 | 0.047096 | [8 empty] | 306 | 0.0117
|  | 859 | 0.99171 | 0.92081 | 0.046995 | [8 empty] | 306 | 0.0109
|  | 860 | 0.98816 | 0.91764 | 0.046733 | [8 empty] | 306 | 0.00973
|  | 861 | 0.98679 | 0.91648 | 0.046561 | [8 empty] | 306 | 0.00868
|  | 862 | 0.99449 | 0.92367 | 0.046843 | [8 empty] | 306 | 0.0076
|  | 863 | 1.0005 | 0.92934 | 0.047039 | [8 empty] | 306 | 0.00628
|  | 864 | 0.97916 | 0.90956 | 0.045939 | [8 empty] | 306 | 0.00513
|  | 865 | 0.96324 | 0.89487 | 0.045099 | [8 empty] | 306 | 0.00428
|  | 866 | 0.849 | 0.78882 | 0.039664 | [8 empty] | 306 | 0.00361
|  | 867 | 0.91546 | 0.85066 | 0.042678 | [8 empty] | 306 | 0.00332
|  | 868 | 0.9592 | 0.8914 | 0.044621 | [8 empty] | 306 | 0.00358
|  | 869 | 0.94956 | 0.88252 | 0.044079 | [8 empty] | 306 | 0.00417
|  | 870 | 0.96755 | 0.89933 | 0.044819 | [8 empty] | 306 | 0.005
|  | 871 | 0.95387 | 0.88671 | 0.044089 | [8 empty] | 306 | 0.00586
|  | 872 | 0.96686 | 0.89887 | 0.044595 | [8 empty] | 306 | 0.00681
|  | 873 | 0.95721 | 0.88999 | 0.044054 | [8 empty] | 306 | 0.00762
|  | 874 | 0.94042 | 0.87451 | 0.043179 | [8 empty] | 306 | 0.00806
|  | 875 | 0.92687 | 0.86204 | 0.042452 | [8 empty] | 306 | 0.00821
|  | 876 | 0.95277 | 0.88625 | 0.043534 | [8 empty] | 306 | 0.00821
|  | 877 | 0.95615 | 0.88948 | 0.043597 | [8 empty] | 306 | 0.00767
|  | 878 | 0.95237 | 0.88607 | 0.04332 | [8 empty] | 306 | 0.00674
|  | 879 | 0.93656 | 0.87144 | 0.042509 | [8 empty] | 306 | 0.00585
|  | 880 | 0.93957 | 0.87434 | 0.042553 | [8 empty] | 306 | 0.00497
|  | 881 | 0.90861 | 0.84563 | 0.041037 | [8 empty] | 306 | 0.00396
|  | 882 | 0.93245 | 0.86787 | 0.042024 | [8 empty] | 306 | 0.00322
|  | 883 | 0.92927 | 0.86494 | 0.041813 | [8 empty] | 306 | 0.00281
|  | 884 | 0.93305 | 0.86859 | 0.041877 | [8 empty] | 306 | 0.00263
|  | 885 | 0.94423 | 0.87913 | 0.042278 | [8 empty] | 306 | 0.00281
|  | 886 | 0.90752 | 0.84515 | 0.040453 | [8 empty] | 306 | 0.00356
|  | 887 | 0.91062 | 0.84799 | 0.040577 | [8 empty] | 306 | 0.00473
|  | 888 | 0.92228 | 0.85899 | 0.040947 | [8 empty] | 306 | 0.00595
|  | 889 | 0.93455 | 0.87041 | 0.041501 | [8 empty] | 306 | 0.00715
|  | 890 | 0.92393 | 0.86078 | 0.040824 | [8 empty] | 306 | 0.0082
|  | 891 | 0.92584 | 0.86255 | 0.040881 | [8 empty] | 306 | 0.00895
|  | 892 | 0.90881 | 0.84688 | 0.03993 | [8 empty] | 306 | 0.00945
|  | 893 | 0.87327 | 0.81412 | 0.038055 | [8 empty] | 306 | 0.00997
|  | 894 | 0.8513 | 0.79413 | 0.036715 | [8 empty] | 306 | 0.0105
|  | 895 | 0.81357 | 0.75956 | 0.034598 | [8 empty] | 306 | 0.0109
|  | 896 | 0.76253 | 0.71265 | 0.03183 | [8 empty] | 306 | 0.0114
|  | 897 | 0.66566 | 0.6231 | 0.026997 | [8 empty] | 306 | 0.0119
|  | 898 | 0.7178 | 0.67137 | 0.029516 | [8 empty] | 306 | 0.0125
|  | 899 | 0.54871 | 0.51461 | 0.021453 | [8 empty] | 306 | 0.0134
|  | 900 | 0.7426 | 0.69429 | 0.030709 | [8 empty] | 306 | 0.0139
|  | 901 | 0.59933 | 0.56162 | 0.023754 | [8 empty] | 306 | 0.0143
|  | 902 | 0.66791 | 0.625 | 0.027132 | [8 empty] | 306 | 0.0146
|  | 903 | 0.68889 | 0.64483 | 0.027808 | [8 empty] | 306 | 0.0142
|  | 904 | 0.84457 | 0.78862 | 0.035612 | [8 empty] | 306 | 0.0133
|  | 905 | 0.81709 | 0.76337 | 0.034131 | [8 empty] | 306 | 0.0125
|  | 906 | 0.77558 | 0.72502 | 0.032032 | [8 empty] | 306 | 0.0116
|  | 907 | 0.63854 | 0.59833 | 0.025224 | [8 empty] | 306 | 0.0107
|  | 908 | 0.65217 | 0.61091 | 0.025889 | [8 empty] | 306 | 0.0101
|  | 909 | 0.70431 | 0.65912 | 0.028449 | [8 empty] | 306 | 0.0102
|  | 910 | 0.62467 | 0.58553 | 0.024499 | [8 empty] | 306 | 0.0104
|  | 911 | 0.66808 | 0.6258 | 0.026501 | [8 empty] | 306 | 0.0109
|  | 912 | 0.68893 | 0.64508 | 0.027493 | [8 empty] | 306 | 0.0112
|  | 913 | 0.62834 | 0.58906 | 0.024495 | [8 empty] | 306 | 0.0115
|  | 914 | 0.62649 | 0.5874 | 0.024371 | [8 empty] | 306 | 0.0111
|  | 915 | 0.67836 | 0.6355 | 0.026796 | [8 empty] | 306 | 0.0103
|  | 916 | 0.57646 | 0.54099 | 0.022007 | [8 empty] | 306 | 0.00945
|  | 917 | 0.73017 | 0.6835 | 0.029198 | [8 empty] | 306 | 0.00863
|  | 918 | 0.59271 | 0.55612 | 0.022673 | [8 empty] | 306 | 0.00799
|  | 919 | 0.73877 | 0.69161 | 0.029477 | [8 empty] | 306 | 0.00778
|  | 920 | 0.74414 | 0.69657 | 0.029741 | [8 empty] | 306 | 0.00801
|  | 921 | 0.78049 | 0.73004 | 0.031595 | [8 empty] | 306 | 0.00837
|  | 922 | 0.70026 | 0.65584 | 0.027646 | [8 empty] | 307 | 0.0179
|  | 923 | 0.74504 | 0.69698 | 0.030022 | [8 empty] | 307 | 0.0201
|  | 924 | 0.7215 | 0.67571 | 0.028492 | [8 empty] | 307 | 0.0224
|  | 925 | 0.7111 | 0.66621 | 0.027883 | [8 empty] | 307 | 0.0252
|  | 926 | 0.70331 | 0.65875 | 0.027671 | [8 empty] | 307 | 0.0274
|  | 927 | 0.78742 | 0.73684 | 0.031479 | [8 empty] | 307 | 0.0286
|  | 928 | 0.58968 | 0.55363 | 0.02213 | [8 empty] | 307 | 0.028
|  | 929 | 0.55127 | 0.51792 | 0.020393 | [8 empty] | 307 | 0.0258
|  | 930 | 0.4321 | 0.40679 | 0.015329 | [8 empty] | 307 | 0.0224
|  | 931 | 0.40921 | 0.3854 | 0.014381 | [8 empty] | 307 | 0.0191
|  | 932 | 0.30086 | 0.28386 | 0.010171 | [8 empty] | 307 | 0.0168
|  | 933 | 0.24841 | 0.23459 | 0.0082224 | [8 empty] | 307 | 0.0161
|  | 934 | 0.1438 | 0.13604 | 0.0045754 | [8 empty] | 307 | 0.0172
|  | 935 | 0.25084 | 0.2369 | 0.008291 | [8 empty] | 307 | 0.0192
|  | 936 | 0.16142 | 0.15267 | 0.0051562 | [8 empty] | 307 | 0.0206
|  | 937 | 0.16338 | 0.15453 | 0.0052095 | [8 empty] | 307 | 0.0206
|  | 938 | 0.20058 | 0.18962 | 0.0064631 | [8 empty] | 307 | 0.0189
|  | 939 | 0.39887 | 0.37591 | 0.01376 | [8 empty] | 307 | 0.0161
|  | 940 | 0.47181 | 0.44411 | 0.016698 | [8 empty] | 307 | 0.0129
|  | 941 | 0.37195 | 0.35071 | 0.012697 | [8 empty] | 307 | 0.0112
|  | 942 | 0.40532 | 0.38192 | 0.014036 | [8 empty] | 307 | 0.0109
|  | 943 | 0.27834 | 0.26289 | 0.0091463 | [8 empty] | 307 | 0.0121
|  | 944 | 0.28579 | 0.26987 | 0.0094293 | [8 empty] | 307 | 0.0147
|  | 945 | 0.36821 | 0.34729 | 0.012463 | [8 empty] | 307 | 0.018
|  | 946 | 0.19461 | 0.18409 | 0.0061654 | [8 empty] | 307 | 0.0206
|  | 947 | 0.37112 | 0.3501 | 0.012508 | [8 empty] | 307 | 0.0223
|  | 948 | 0.27423 | 0.25911 | 0.0089142 | [8 empty] | 307 | 0.0229
|  | 949 | 0.49396 | 0.46514 | 0.017288 | [8 empty] | 307 | 0.0225
|  | 950 | 0.14726 | 0.13944 | 0.0045453 | [8 empty] | 307 | 0.0214
|  | 951 | 0.48378 | 0.45563 | 0.016854 | [8 empty] | 307 | 0.0204
|  | 952 | 0.26891 | 0.25418 | 0.0086523 | [8 empty] | 307 | 0.0199
|  | 953 | 0.34362 | 0.32442 | 0.011346 | [8 empty] | 307 | 0.0203
|  | 954 | 0.42411 | 0.39988 | 0.014413 | [8 empty] | 307 | 0.0212
|  | 955 | 0.34117 | 0.32204 | 0.011301 | [8 empty] | 307 | 0.0218
|  | 956 | 0.32821 | 0.30996 | 0.010753 | [8 empty] | 307 | 0.0219
|  | 957 | 0.27067 | 0.25591 | 0.0086401 | [8 empty] | 307 | 0.0214
|  | 958 | 0.46101 | 0.43453 | 0.015765 | [8 empty] | 307 | 0.0201
|  | 959 | 0.37385 | 0.35294 | 0.012345 | [8 empty] | 307 | 0.0186
|  | 960 | 0.42066 | 0.39685 | 0.014109 | [8 empty] | 307 | 0.0174
|  | 961 | 0.4612 | 0.43481 | 0.015695 | [8 empty] | 307 | 0.0172
|  | 962 | 0.44174 | 0.41664 | 0.014892 | [8 empty] | 307 | 0.0174
|  | 963 | 0.50503 | 0.47585 | 0.0174 | [8 empty] | 307 | 0.0188
|  | 964 | 0.4586 | 0.43242 | 0.015542 | [8 empty] | 307 | 0.0201
|  | 965 | 0.50374 | 0.47469 | 0.017288 | [8 empty] | 307 | 0.0211
|  | 966 | 0.50275 | 0.47377 | 0.017242 | [8 empty] | 307 | 0.0217
|  | 967 | 0.5024 | 0.47353 | 0.017157 | [8 empty] | 307 | 0.0218
|  | 968 | 0.6521 | 0.61301 | 0.023525 | [8 empty] | 307 | 0.0207
|  | 969 | 0.68622 | 0.6448 | 0.024964 | [8 empty] | 307 | 0.0197
|  | 970 | 0.63461 | 0.59689 | 0.022613 | [8 empty] | 307 | 0.0187
|  | 971 | 0.71397 | 0.67059 | 0.026178 | [8 empty] | 307 | 0.0183
|  | 972 | 0.68765 | 0.64629 | 0.024891 | [8 empty] | 307 | 0.0185
|  | 973 | 0.60648 | 0.57081 | 0.021315 | [8 empty] | 307 | 0.0194
|  | 974 | 0.57529 | 0.5417 | 0.020024 | [8 empty] | 307 | 0.0198
|  | 975 | 0.58987 | 0.55536 | 0.020583 | [8 empty] | 307 | 0.0197
|  | 976 | 0.57191 | 0.53872 | 0.019737 | [8 empty] | 307 | 0.0188
|  | 977 | 0.63864 | 0.60084 | 0.022597 | [8 empty] | 307 | 0.0172
|  | 978 | 0.61509 | 0.57903 | 0.021491 | [8 empty] | 307 | 0.0157
|  | 979 | 0.63815 | 0.60046 | 0.02251 | [8 empty] | 307 | 0.0147
|  | 980 | 0.60468 | 0.56941 | 0.020985 | [8 empty] | 307 | 0.0141
|  | 981 | 0.71338 | 0.67058 | 0.02569 | [8 empty] | 307 | 0.014
|  | 982 | 0.69218 | 0.65102 | 0.024641 | [8 empty] | 307 | 0.0141
|  | 983 | 0.66865 | 0.62915 | 0.023587 | [8 empty] | 307 | 0.0138
|  | 984 | 0.73732 | 0.6929 | 0.026659 | [8 empty] | 307 | 0.0134
|  | 985 | 0.68817 | 0.64734 | 0.024381 | [8 empty] | 307 | 0.0132
|  | 986 | 0.75083 | 0.70553 | 0.027192 | [8 empty] | 307 | 0.0125
|  | 987 | 0.73928 | 0.69489 | 0.026601 | [8 empty] | 307 | 0.0119
|  | 988 | 0.73462 | 0.69059 | 0.026361 | [8 empty] | 307 | 0.0113
|  | 989 | 0.74906 | 0.70391 | 0.027055 | [8 empty] | 307 | 0.0103
|  | 990 | 0.73227 | 0.68843 | 0.026208 | [8 empty] | 307 | 0.00903
|  | 991 | 0.75358 | 0.70833 | 0.027077 | [8 empty] | 307 | 0.00781
|  | 992 | 0.75102 | 0.70597 | 0.026949 | [8 empty] | 307 | 0.00654
|  | 993 | 0.73728 | 0.69325 | 0.026282 | [8 empty] | 307 | 0.00573
|  | 994 | 0.7541 | 0.70891 | 0.02698 | [8 empty] | 307 | 0.00571
|  | 995 | 0.75176 | 0.70673 | 0.026867 | [8 empty] | 307 | 0.00658
|  | 996 | 0.74884 | 0.70409 | 0.026686 | [8 empty] | 307 | 0.00822
|  | 997 | 0.73971 | 0.69555 | 0.026321 | [8 empty] | 307 | 0.0102
|  | 998 | 0.73887 | 0.69481 | 0.026235 | [8 empty] | 307 | 0.0117
|  | 999 | 0.73857 | 0.69455 | 0.026183 | [8 empty] | 307 | 0.0122
|  | 1000 | 0.73532 | 0.69159 | 0.025984 | [8 empty] | 307 | 0.0115
|  | 1001 | 0.74442 | 0.70013 | 0.026296 | [8 empty] | 307 | 0.00997
|  | 1002 | 0.72805 | 0.68498 | 0.02552 | [8 empty] | 307 | 0.00808
|  | 1003 | 0.73442 | 0.69086 | 0.025832 | [8 empty] | 307 | 0.00665
|  | 1004 | 0.72336 | 0.68056 | 0.025352 | [8 empty] | 307 | 0.00634
|  | 1005 | 0.68174 | 0.6414 | 0.023898 | [8 empty] | 307 | 0.00728
|  | 1006 | 0.71252 | 0.67047 | 0.024896 | [8 empty] | 307 | 0.00934
|  | 1007 | 0.72753 | 0.68463 | 0.025386 | [8 empty] | 307 | 0.0119
|  | 1008 | 0.72685 | 0.68407 | 0.025286 | [8 empty] | 307 | 0.0148
|  | 1009 | 0.71972 | 0.67742 | 0.024962 | [8 empty] | 307 | 0.0171
|  | 1010 | 0.71914 | 0.67695 | 0.024878 | [8 empty] | 307 | 0.0184
|  | 1011 | 0.72278 | 0.68034 | 0.025034 | [8 empty] | 307 | 0.0189
|  | 1012 | 0.71877 | 0.67667 | 0.024812 | [8 empty] | 307 | 0.0187
|  | 1013 | 0.71761 | 0.67556 | 0.024767 | [8 empty] | 307 | 0.0176
|  | 1014 | 0.72068 | 0.67848 | 0.024829 | [8 empty] | 307 | 0.016
|  | 1015 | 0.70817 | 0.66676 | 0.024346 | [8 empty] | 307 | 0.0147
|  | 1016 | 0.71129 | 0.66976 | 0.024399 | [8 empty] | 307 | 0.0132
|  | 1017 | 0.70337 | 0.66237 | 0.024075 | [8 empty] | 307 | 0.0117
|  | 1018 | 0.71422 | 0.67263 | 0.024414 | [8 empty] | 307 | 0.0105
|  | 1019 | 0.68878 | 0.6488 | 0.023442 | [8 empty] | 307 | 0.00996
|  | 1020 | 0.69896 | 0.65839 | 0.023788 | [8 empty] | 307 | 0.00961
|  | 1021 | 0.70175 | 0.66107 | 0.023845 | [8 empty] | 307 | 0.00932
|  | 1022 | 0.6897 | 0.6498 | 0.023369 | [8 empty] | 307 | 0.00941
|  | 1023 | 0.69508 | 0.6549 | 0.023503 | [8 empty] | 307 | 0.0098
|  | 1024 | 0.69058 | 0.65077 | 0.023253 | [8 empty] | 307 | 0.00968
|  | 1025 | 0.69753 | 0.65727 | 0.023519 | [8 empty] | 307 | 0.00936
|  | 1026 | 0.69636 | 0.65625 | 0.023419 | [8 empty] | 307 | 0.00927
|  | 1027 | 0.69305 | 0.65318 | 0.023263 | [8 empty] | 307 | 0.00921
|  | 1028 | 0.69385 | 0.65398 | 0.023243 | [8 empty] | 308 | 0.0258
|  | 1029 | 0.68628 | 0.64687 | 0.022943 | [8 empty] | 308 | 0.0215
|  | 1030 | 0.69055 | 0.65092 | 0.023062 | [8 empty] | 308 | 0.0176
|  | 1031 | 0.68736 | 0.64799 | 0.022901 | [8 empty] | 308 | 0.0149
|  | 1032 | 0.68787 | 0.64852 | 0.022879 | [8 empty] | 308 | 0.0139
|  | 1033 | 0.67613 | 0.63751 | 0.022441 | [8 empty] | 308 | 0.0141
|  | 1034 | 0.68015 | 0.64136 | 0.022532 | [8 empty] | 308 | 0.0148
|  | 1035 | 0.68234 | 0.64348 | 0.02256 | [8 empty] | 308 | 0.0158
|  | 1036 | 0.68202 | 0.64323 | 0.022498 | [8 empty] | 308 | 0.0169
|  | 1037 | 0.67497 | 0.63664 | 0.022222 | [8 empty] | 308 | 0.0184
|  | 1038 | 0.67172 | 0.63361 | 0.022075 | [8 empty] | 308 | 0.0205
|  | 1039 | 0.67636 | 0.63802 | 0.022184 | [8 empty] | 308 | 0.0224
|  | 1040 | 0.6717 | 0.63366 | 0.021987 | [8 empty] | 308 | 0.0242
|  | 1041 | 0.67176 | 0.63379 | 0.021942 | [8 empty] | 308 | 0.0251
|  | 1042 | 0.672 | 0.63406 | 0.021906 | [8 empty] | 308 | 0.025
|  | 1043 | 0.66525 | 0.62773 | 0.021645 | [8 empty] | 308 | 0.0233
|  | 1044 | 0.66833 | 0.63067 | 0.021703 | [8 empty] | 308 | 0.0213
|  | 1045 | 0.66452 | 0.62712 | 0.021534 | [8 empty] | 308 | 0.0188
|  | 1046 | 0.64714 | 0.61078 | 0.020925 | [8 empty] | 308 | 0.0163
|  | 1047 | 0.65694 | 0.62008 | 0.021198 | [8 empty] | 308 | 0.0143
|  | 1048 | 0.66274 | 0.62559 | 0.021344 | [8 empty] | 308 | 0.0131
|  | 1049 | 0.65896 | 0.62206 | 0.021176 | [8 empty] | 308 | 0.0126
|  | 1050 | 0.65463 | 0.61802 | 0.020991 | [8 empty] | 308 | 0.0127
|  | 1051 | 0.65521 | 0.61862 | 0.020968 | [8 empty] | 308 | 0.013
|  | 1052 | 0.65118 | 0.61487 | 0.020793 | [8 empty] | 308 | 0.0137
|  | 1053 | 0.64919 | 0.61302 | 0.020688 | [8 empty] | 308 | 0.0143
|  | 1054 | 0.64646 | 0.61048 | 0.02056 | [8 empty] | 308 | 0.0153
|  | 1055 | 0.64847 | 0.61242 | 0.020577 | [8 empty] | 308 | 0.0171
|  | 1056 | 0.64641 | 0.61055 | 0.020464 | [8 empty] | 308 | 0.0189
|  | 1057 | 0.64482 | 0.6091 | 0.020369 | [8 empty] | 308 | 0.0206
|  | 1058 | 0.63818 | 0.60286 | 0.020117 | [8 empty] | 308 | 0.0223
|  | 1059 | 0.61875 | 0.58453 | 0.019462 | [8 empty] | 308 | 0.0229
|  | 1060 | 0.63585 | 0.60073 | 0.019967 | [8 empty] | 308 | 0.0223
|  | 1061 | 0.62121 | 0.58694 | 0.01947 | [8 empty] | 308 | 0.022
|  | 1062 | 0.63266 | 0.59782 | 0.01978 | [8 empty] | 308 | 0.0218
|  | 1063 | 0.62239 | 0.58815 | 0.019416 | [8 empty] | 308 | 0.0222
|  | 1064 | 0.63196 | 0.59722 | 0.019679 | [8 empty] | 308 | 0.0235
|  | 1065 | 0.62913 | 0.59461 | 0.019533 | [8 empty] | 308 | 0.0249
|  | 1066 | 0.61713 | 0.5833 | 0.019135 | [8 empty] | 308 | 0.025
|  | 1067 | 0.62032 | 0.58637 | 0.019189 | [8 empty] | 308 | 0.0246
|  | 1068 | 0.61944 | 0.58561 | 0.019109 | [8 empty] | 308 | 0.0236
|  | 1069 | 0.58626 | 0.55428 | 0.018056 | [8 empty] | 308 | 0.0227
|  | 1070 | 0.60469 | 0.57178 | 0.018569 | [8 empty] | 308 | 0.0222
|  | 1071 | 0.61661 | 0.58304 | 0.018942 | [8 empty] | 308 | 0.0228
|  | 1072 | 0.61536 | 0.58194 | 0.01883 | [8 empty] | 308 | 0.0245
|  | 1073 | 0.60363 | 0.57086 | 0.018447 | [8 empty] | 308 | 0.0259
|  | 1074 | 0.62158 | 0.5878 | 0.019007 | [8 empty] | 308 | 0.0265
|  | 1075 | 0.59252 | 0.56054 | 0.017947 | [8 empty] | 308 | 0.0275
|  | 1076 | 0.61471 | 0.58141 | 0.018711 | [8 empty] | 308 | 0.0288
|  | 1077 | 0.60434 | 0.57175 | 0.018275 | [8 empty] | 308 | 0.0294
|  | 1078 | 0.60321 | 0.57076 | 0.018185 | [8 empty] | 308 | 0.0303
|  | 1079 | 0.60474 | 0.5721 | 0.018314 | [8 empty] | 308 | 0.0311
|  | 1080 | 0.59722 | 0.56519 | 0.017911 | [8 empty] | 308 | 0.0301
|  | 1081 | 0.58083 | 0.54973 | 0.017368 | [8 empty] | 308 | 0.0273
|  | 1082 | 0.5894 | 0.55773 | 0.017698 | [8 empty] | 308 | 0.0234
|  | 1083 | 0.59814 | 0.56603 | 0.017944 | [8 empty] | 308 | 0.0188
|  | 1084 | 0.57852 | 0.54775 | 0.017129 | [8 empty] | 308 | 0.0146
|  | 1085 | 0.5933 | 0.56163 | 0.017664 | [8 empty] | 308 | 0.012
|  | 1086 | 0.5541 | 0.52496 | 0.016151 | [8 empty] | 308 | 0.0115
|  | 1087 | 0.56697 | 0.53685 | 0.016757 | [8 empty] | 308 | 0.0121
|  | 1088 | 0.59317 | 0.56159 | 0.017586 | [8 empty] | 308 | 0.014
|  | 1089 | 0.57919 | 0.54856 | 0.017013 | [8 empty] | 308 | 0.0164
|  | 1090 | 0.55573 | 0.52656 | 0.016151 | [8 empty] | 308 | 0.0182
|  | 1091 | 0.58835 | 0.55722 | 0.017294 | [8 empty] | 308 | 0.0187
|  | 1092 | 0.58124 | 0.55048 | 0.01708 | [8 empty] | 308 | 0.0192
|  | 1093 | 0.51058 | 0.48417 | 0.014517 | [8 empty] | 308 | 0.0196
|  | 1094 | 0.53965 | 0.5112 | 0.01575 | [8 empty] | 308 | 0.0201
|  | 1095 | 0.52067 | 0.49363 | 0.014874 | [8 empty] | 308 | 0.0212
|  | 1096 | 0.50323 | 0.47731 | 0.014206 | [8 empty] | 308 | 0.0227
|  | 1097 | 0.57852 | 0.54805 | 0.016857 | [8 empty] | 308 | 0.0244
|  | 1098 | 0.50291 | 0.47709 | 0.014129 | [8 empty] | 308 | 0.0252
|  | 1099 | 0.50772 | 0.48161 | 0.014297 | [8 empty] | 308 | 0.0253
|  | 1100 | 0.48577 | 0.46113 | 0.013416 | [8 empty] | 308 | 0.0245
|  | 1101 | 0.49696 | 0.47169 | 0.013774 | [8 empty] | 308 | 0.0241
|  | 1102 | 0.46883 | 0.44513 | 0.012879 | [8 empty] | 308 | 0.024
|  | 1103 | 0.46637 | 0.44291 | 0.012708 | [8 empty] | 308 | 0.0249
|  | 1104 | 0.46765 | 0.44412 | 0.012738 | [8 empty] | 308 | 0.0261
|  | 1105 | 0.50644 | 0.48065 | 0.014036 | [8 empty] | 308 | 0.028
|  | 1106 | 0.39792 | 0.3784 | 0.010442 | [8 empty] | 308 | 0.0294
|  | 1107 | 0.48304 | 0.45866 | 0.013212 | [8 empty] | 308 | 0.0301
|  | 1108 | 0.41565 | 0.39517 | 0.010976 | [8 empty] | 308 | 0.03
|  | 1109 | 0.41278 | 0.39249 | 0.010869 | [8 empty] | 308 | 0.0292
|  | 1110 | 0.47899 | 0.45496 | 0.012988 | [8 empty] | 308 | 0.0273
|  | 1111 | 0.33154 | 0.31572 | 0.0083587 | [8 empty] | 308 | 0.0245
|  | 1112 | 0.41357 | 0.3933 | 0.010838 | [8 empty] | 308 | 0.0208
|  | 1113 | 0.2685 | 0.25599 | 0.0065337 | [8 empty] | 308 | 0.0167
|  | 1114 | 0.29985 | 0.28576 | 0.0073865 | [8 empty] | 308 | 0.0131
|  | 1115 | 0.24987 | 0.23833 | 0.0059967 | [8 empty] | 308 | 0.0103
|  | 1116 | 0.20136 | 0.19223 | 0.0047029 | [8 empty] | 308 | 0.00851
|  | 1117 | 0.079618 | 0.076164 | 0.0017362 | [8 empty] | 308 | 0.00777
|  | 1118 | 0.21753 | 0.20763 | 0.0051085 | [8 empty] | 308 | 0.0078
|  | 1119 | 0.11317 | 0.10821 | 0.0025075 | [8 empty] | 308 | 0.00826
|  | 1120 | 0.14189 | 0.13562 | 0.0031855 | [8 empty] | 308 | 0.00934
|  | 1121 | 0.18586 | 0.17753 | 0.0042608 | [8 empty] | 308 | 0.0113
|  | 1122 | 0.081686 | 0.078159 | 0.0017672 | [8 empty] | 308 | 0.0144
|  | 1123 | 0.12817 | 0.12255 | 0.0028388 | [8 empty] | 308 | 0.0182
|  | 1124 | 0.1087 | 0.10397 | 0.0023791 | [8 empty] | 308 | 0.0222
|  | 1125 | 0.14428 | 0.13794 | 0.0032125 | [8 empty] | 308 | 0.0256
|  | 1126 | 0.051589 | 0.049394 | 0.0010907 | [8 empty] | 308 | 0.0272
|  | 1127 | 0.15725 | 0.15032 | 0.0035157 | [8 empty] | 308 | 0.0273
|  | 1128 | 0.099224 | 0.094946 | 0.0021421 | [8 empty] | 308 | 0.0264
|  | 1129 | 0.10591 | 0.10133 | 0.0022904 | [8 empty] | 308 | 0.0241
|  | 1130 | 0.070574 | 0.067568 | 0.001495 | [8 empty] | 308 | 0.0212
|  | 1131 | 0.2956 | 0.28201 | 0.0070434 | [8 empty] | 308 | 0.0193
|  | 1132 | 0.23411 | 0.22359 | 0.0053937 | [8 empty] | 308 | 0.0179
|  | 1133 | 0.15331 | 0.14661 | 0.0033786 | [8 empty] | 308 | 0.0172
|  | 1134 | 0.04174 | 0.039988 | 0.00086394 | [8 empty] | 309 | 0.0227
|  | 1135 | 0.015462 | 0.014819 | 0.00031516 | [8 empty] | 309 | 0.0216
|  | 1136 | 0.12876 | 0.1232 | 0.0027822 | [8 empty] | 309 | 0.0211
|  | 1137 | 0.28785 | 0.27472 | 0.0067767 | [8 empty] | 309 | 0.0208
|  | 1138 | 0.20329 | 0.19428 | 0.0045792 | [8 empty] | 309 | 0.0201
|  | 1139 | 0.2985 | 0.28484 | 0.0070598 | [8 empty] | 309 | 0.0189
|  | 1140 | 0.25599 | 0.24447 | 0.0058988 | [8 empty] | 309 | 0.0174
|  | 1141 | 0.19337 | 0.18486 | 0.0043089 | [8 empty] | 309 | 0.015
|  | 1142 | 0.22479 | 0.21481 | 0.0050743 | [8 empty] | 309 | 0.0122
|  | 1143 | 0.31183 | 0.29758 | 0.0073649 | [8 empty] | 309 | 0.00913
|  | 1144 | 0.11326 | 0.10843 | 0.002399 | [8 empty] | 309 | 0.00684
|  | 1145 | 0.14604 | 0.13976 | 0.0031386 | [8 empty] | 309 | 0.0056
|  | 1146 | 0.15764 | 0.15085 | 0.0033998 | [8 empty] | 309 | 0.00548
|  | 1147 | 0.059176 | 0.056715 | 0.0012064 | [8 empty] | 309 | 0.00612
|  | 1148 | 0.27113 | 0.25898 | 0.0062113 | [8 empty] | 309 | 0.00838
|  | 1149 | 0.21854 | 0.20894 | 0.0048585 | [8 empty] | 309 | 0.0119
|  | 1150 | 0.12164 | 0.11648 | 0.002559 | [8 empty] | 309 | 0.0158
|  | 1151 | 0.2034 | 0.19453 | 0.0044679 | [8 empty] | 309 | 0.0201
|  | 1152 | 0.24762 | 0.23666 | 0.0055685 | [8 empty] | 309 | 0.0245
|  | 1153 | 0.23812 | 0.22762 | 0.0053227 | [8 empty] | 309 | 0.0277
|  | 1154 | 0.14248 | 0.13643 | 0.0030048 | [8 empty] | 309 | 0.0291
|  | 1155 | 0.31316 | 0.29903 | 0.0072466 | [8 empty] | 309 | 0.029
|  | 1156 | 0.2809 | 0.26837 | 0.0063889 | [8 empty] | 309 | 0.0271
|  | 1157 | 0.31458 | 0.3004 | 0.007267 | [8 empty] | 309 | 0.0239
|  | 1158 | 0.31171 | 0.2977 | 0.0071776 | [8 empty] | 309 | 0.0204
|  | 1159 | 0.33693 | 0.32163 | 0.0078709 | [8 empty] | 309 | 0.0173
|  | 1160 | 0.28648 | 0.27371 | 0.0065102 | [8 empty] | 309 | 0.0149
|  | 1161 | 0.34753 | 0.33167 | 0.0081842 | [8 empty] | 309 | 0.0134
|  | 1162 | 0.35002 | 0.33412 | 0.0081954 | [8 empty] | 309 | 0.0126
|  | 1163 | 0.46857 | 0.44644 | 0.011637 | [8 empty] | 309 | 0.0124
|  | 1164 | 0.40188 | 0.38332 | 0.0096611 | [8 empty] | 309 | 0.013
|  | 1165 | 0.3886 | 0.3708 | 0.009226 | [8 empty] | 309 | 0.0147
|  | 1166 | 0.37494 | 0.35781 | 0.0088687 | [8 empty] | 309 | 0.0177
|  | 1167 | 0.40996 | 0.39105 | 0.0098307 | [8 empty] | 309 | 0.021
|  | 1168 | 0.41954 | 0.40018 | 0.010073 | [8 empty] | 309 | 0.024
|  | 1169 | 0.4231 | 0.40348 | 0.010234 | [8 empty] | 309 | 0.0261
|  | 1170 | 0.45873 | 0.43731 | 0.011224 | [8 empty] | 309 | 0.0265
|  | 1171 | 0.44831 | 0.4275 | 0.01088 | [8 empty] | 309 | 0.0256
|  | 1172 | 0.45483 | 0.4337 | 0.011058 | [8 empty] | 309 | 0.0252
|  | 1173 | 0.45642 | 0.43522 | 0.011098 | [8 empty] | 309 | 0.025
|  | 1174 | 0.33692 | 0.32193 | 0.007671 | [8 empty] | 309 | 0.0249
|  | 1175 | 0.4524 | 0.43142 | 0.01098 | [8 empty] | 309 | 0.0253
|  | 1176 | 0.47679 | 0.45447 | 0.011748 | [8 empty] | 309 | 0.0248
|  | 1177 | 0.47235 | 0.4504 | 0.011514 | [8 empty] | 309 | 0.0226
|  | 1178 | 0.36 | 0.34391 | 0.0082723 | [8 empty] | 309 | 0.02
|  | 1179 | 0.48371 | 0.46114 | 0.011866 | [8 empty] | 309 | 0.0185
|  | 1180 | 0.44069 | 0.42052 | 0.01051 | [8 empty] | 309 | 0.0184
|  | 1181 | 0.45514 | 0.43423 | 0.010931 | [8 empty] | 309 | 0.0203
|  | 1182 | 0.32318 | 0.30903 | 0.0072209 | [8 empty] | 309 | 0.0237
|  | 1183 | 0.4387 | 0.41853 | 0.010555 | [8 empty] | 309 | 0.0277
|  | 1184 | 0.41985 | 0.40083 | 0.009875 | [8 empty] | 309 | 0.031
|  | 1185 | 0.40741 | 0.38908 | 0.0094775 | [8 empty] | 309 | 0.0321
|  | 1186 | 0.47715 | 0.45518 | 0.011503 | [8 empty] | 309 | 0.0317
|  | 1187 | 0.45575 | 0.43494 | 0.010845 | [8 empty] | 309 | 0.0309
|  | 1188 | 0.33504 | 0.32039 | 0.0074662 | [8 empty] | 309 | 0.0301
|  | 1189 | 0.41569 | 0.39685 | 0.0097856 | [8 empty] | 309 | 0.0288
|  | 1190 | 0.46239 | 0.44124 | 0.01103 | [8 empty] | 309 | 0.0286
|  | 1191 | 0.4466 | 0.42638 | 0.0105 | [8 empty] | 309 | 0.0283
|  | 1192 | 0.47336 | 0.45171 | 0.011284 | [8 empty] | 309 | 0.0267
|  | 1193 | 0.45434 | 0.4337 | 0.01071 | [8 empty] | 309 | 0.0234
|  | 1194 | 0.4689 | 0.44751 | 0.011116 | [8 empty] | 309 | 0.0202
|  | 1195 | 0.44696 | 0.42671 | 0.010478 | [8 empty] | 309 | 0.0169
|  | 1196 | 0.43131 | 0.41188 | 0.010009 | [8 empty] | 309 | 0.0146
|  | 1197 | 0.47715 | 0.45527 | 0.011352 | [8 empty] | 309 | 0.0144
|  | 1198 | 0.43392 | 0.41426 | 0.010125 | [8 empty] | 309 | 0.0161
|  | 1199 | 0.36489 | 0.34869 | 0.0082358 | [8 empty] | 309 | 0.0181
|  | 1200 | 0.44825 | 0.42789 | 0.010465 | [8 empty] | 309 | 0.0205
|  | 1201 | 0.43708 | 0.41735 | 0.010095 | [8 empty] | 309 | 0.0227
|  | 1202 | 0.43717 | 0.41743 | 0.010081 | [8 empty] | 309 | 0.0234
|  | 1203 | 0.43409 | 0.41441 | 0.010063 | [8 empty] | 309 | 0.0236
|  | 1204 | 0.36247 | 0.34645 | 0.0080617 | [8 empty] | 309 | 0.0242
|  | 1205 | 0.43692 | 0.41714 | 0.010053 | [8 empty] | 309 | 0.0243
|  | 1206 | 0.48086 | 0.45872 | 0.011334 | [8 empty] | 309 | 0.0233
|  | 1207 | 0.42986 | 0.41044 | 0.0098196 | [8 empty] | 309 | 0.023
|  | 1208 | 0.43346 | 0.41379 | 0.0099646 | [8 empty] | 309 | 0.0225
|  | 1209 | 0.41428 | 0.39548 | 0.0095172 | [8 empty] | 309 | 0.0212
|  | 1210 | 0.45336 | 0.43267 | 0.010492 | [8 empty] | 309 | 0.0207
|  | 1211 | 0.42232 | 0.40319 | 0.0096512 | [8 empty] | 309 | 0.0212
|  | 1212 | 0.42489 | 0.40572 | 0.0096457 | [8 empty] | 309 | 0.022
|  | 1213 | 0.46956 | 0.44804 | 0.010911 | [8 empty] | 309 | 0.0237
|  | 1214 | 0.43407 | 0.41443 | 0.00988 | [8 empty] | 309 | 0.0267
|  | 1215 | 0.4278 | 0.40851 | 0.0096804 | [8 empty] | 309 | 0.0296
|  | 1216 | 0.4664 | 0.44509 | 0.010779 | [8 empty] | 309 | 0.0322
|  | 1217 | 0.45528 | 0.43457 | 0.010444 | [8 empty] | 309 | 0.034
|  | 1218 | 0.45934 | 0.43842 | 0.010551 | [8 empty] | 309 | 0.035
|  | 1219 | 0.44663 | 0.42639 | 0.010184 | [8 empty] | 309 | 0.0351
|  | 1220 | 0.45805 | 0.43724 | 0.010485 | [8 empty] | 309 | 0.0339
|  | 1221 | 0.46531 | 0.44413 | 0.010681 | [8 empty] | 309 | 0.0321
|  | 1222 | 0.45139 | 0.43096 | 0.010274 | [8 empty] | 309 | 0.0305
|  | 1223 | 0.44406 | 0.424 | 0.010075 | [8 empty] | 309 | 0.0287
|  | 1224 | 0.44808 | 0.42788 | 0.010135 | [8 empty] | 309 | 0.0269
|  | 1225 | 0.46236 | 0.44141 | 0.010544 | [8 empty] | 309 | 0.0262
|  | 1226 | 0.46819 | 0.44696 | 0.010688 | [8 empty] | 309 | 0.0268
|  | 1227 | 0.43304 | 0.4136 | 0.0097306 | [8 empty] | 309 | 0.0286
|  | 1228 | 0.46658 | 0.44544 | 0.010639 | [8 empty] | 309 | 0.0309
|  | 1229 | 0.46721 | 0.44608 | 0.01062 | [8 empty] | 309 | 0.0338
|  | 1230 | 0.46003 | 0.43928 | 0.010408 | [8 empty] | 309 | 0.0366
|  | 1231 | 0.47203 | 0.45067 | 0.01074 | [8 empty] | 309 | 0.0386
|  | 1232 | 0.46633 | 0.44525 | 0.010589 | [8 empty] | 309 | 0.0391
|  | 1233 | 0.45397 | 0.43359 | 0.010201 | [8 empty] | 309 | 0.0391
|  | 1234 | 0.47016 | 0.44893 | 0.010659 | [8 empty] | 309 | 0.0381
|  | 1235 | 0.46504 | 0.44409 | 0.010511 | [8 empty] | 309 | 0.0364
|  | 1236 | 0.46908 | 0.44795 | 0.010595 | [8 empty] | 309 | 0.0337
|  | 1237 | 0.46339 | 0.44259 | 0.010417 | [8 empty] | 309 | 0.0301
|  | 1238 | 0.46797 | 0.44694 | 0.010533 | [8 empty] | 310 | 0.0382
|  | 1239 | 0.46272 | 0.44194 | 0.010395 | [8 empty] | 310 | 0.0364
|  | 1240 | 0.46077 | 0.44011 | 0.010338 | [8 empty] | 310 | 0.0359
|  | 1241 | 0.46197 | 0.4413 | 0.010324 | [8 empty] | 310 | 0.0366
|  | 1242 | 0.46247 | 0.44179 | 0.010336 | [8 empty] | 310 | 0.0379
|  | 1243 | 0.45754 | 0.43712 | 0.010208 | [8 empty] | 310 | 0.039
|  | 1244 | 0.45528 | 0.43499 | 0.010131 | [8 empty] | 310 | 0.0398
|  | 1245 | 0.45655 | 0.43622 | 0.010146 | [8 empty] | 310 | 0.0414
|  | 1246 | 0.45945 | 0.43902 | 0.010193 | [8 empty] | 310 | 0.0445
|  | 1247 | 0.45746 | 0.43715 | 0.010125 | [8 empty] | 310 | 0.0484
|  | 1248 | 0.4586 | 0.43828 | 0.010121 | [8 empty] | 310 | 0.0519
|  | 1249 | 0.45966 | 0.4393 | 0.010137 | [8 empty] | 310 | 0.0548
|  | 1250 | 0.45705 | 0.43684 | 0.010055 | [8 empty] | 310 | 0.0562
|  | 1251 | 0.45258 | 0.4326 | 0.0099254 | [8 empty] | 310 | 0.0542
|  | 1252 | 0.45097 | 0.43106 | 0.0098897 | [8 empty] | 310 | 0.0491
|  | 1253 | 0.44773 | 0.42803 | 0.0097717 | [8 empty] | 310 | 0.0428
|  | 1254 | 0.44363 | 0.42416 | 0.0096418 | [8 empty] | 310 | 0.0356
|  | 1255 | 0.4507 | 0.43088 | 0.0098243 | [8 empty] | 310 | 0.0276
|  | 1256 | 0.44023 | 0.42096 | 0.009524 | [8 empty] | 310 | 0.0209
|  | 1257 | 0.43532 | 0.4163 | 0.0093902 | [8 empty] | 310 | 0.0165
|  | 1258 | 0.44496 | 0.42549 | 0.0096253 | [8 empty] | 310 | 0.0135
|  | 1259 | 0.42725 | 0.40868 | 0.0091428 | [8 empty] | 310 | 0.0112
|  | 1260 | 0.4311 | 0.41235 | 0.0092206 | [8 empty] | 310 | 0.00976
|  | 1261 | 0.41146 | 0.39371 | 0.0086835 | [8 empty] | 310 | 0.0091
|  | 1262 | 0.39567 | 0.37867 | 0.008286 | [8 empty] | 310 | 0.00908
|  | 1263 | 0.40019 | 0.383 | 0.0083643 | [8 empty] | 310 | 0.0099
|  | 1264 | 0.37148 | 0.35568 | 0.007637 | [8 empty] | 310 | 0.0123
|  | 1265 | 0.3957 | 0.37871 | 0.0082475 | [8 empty] | 310 | 0.0157
|  | 1266 | 0.38527 | 0.36881 | 0.007948 | [8 empty] | 310 | 0.0187
|  | 1267 | 0.38822 | 0.37159 | 0.0080426 | [8 empty] | 310 | 0.0204
|  | 1268 | 0.37051 | 0.35475 | 0.0075878 | [8 empty] | 310 | 0.0207
|  | 1269 | 0.24652 | 0.23656 | 0.0046274 | [8 empty] | 310 | 0.0189
|  | 1270 | 0.38744 | 0.37087 | 0.0079729 | [8 empty] | 310 | 0.0157
|  | 1271 | 0.40825 | 0.39062 | 0.0085004 | [8 empty] | 310 | 0.0126
|  | 1272 | 0.40879 | 0.39114 | 0.0085087 | [8 empty] | 310 | 0.0101
|  | 1273 | 0.40625 | 0.38874 | 0.0084299 | [8 empty] | 310 | 0.00831
|  | 1274 | 0.40614 | 0.38864 | 0.0084267 | [8 empty] | 310 | 0.00766
|  | 1275 | 0.41233 | 0.39455 | 0.0085608 | [8 empty] | 310 | 0.00745
|  | 1276 | 0.41693 | 0.39895 | 0.0086611 | [8 empty] | 310 | 0.00695
|  | 1277 | 0.42001 | 0.40191 | 0.0087268 | [8 empty] | 310 | 0.00643
|  | 1278 | 0.42763 | 0.40916 | 0.0089174 | [8 empty] | 310 | 0.00625
|  | 1279 | 0.42456 | 0.40626 | 0.0088353 | [8 empty] | 310 | 0.00641
|  | 1280 | 0.42204 | 0.40387 | 0.0087679 | [8 empty] | 310 | 0.00706
|  | 1281 | 0.41335 | 0.39554 | 0.0085935 | [8 empty] | 310 | 0.00844
|  | 1282 | 0.37305 | 0.35695 | 0.007774 | [8 empty] | 310 | 0.0102
|  | 1283 | 0.40733 | 0.38978 | 0.0084674 | [8 empty] | 310 | 0.0118
|  | 1284 | 0.42078 | 0.40268 | 0.0087239 | [8 empty] | 310 | 0.0128
|  | 1285 | 0.42399 | 0.40577 | 0.0087804 | [8 empty] | 310 | 0.0134
|  | 1286 | 0.42714 | 0.40878 | 0.0088505 | [8 empty] | 310 | 0.0142
|  | 1287 | 0.42213 | 0.40405 | 0.0086948 | [8 empty] | 310 | 0.016
|  | 1288 | 0.41989 | 0.40192 | 0.0086413 | [8 empty] | 310 | 0.0189
|  | 1289 | 0.40936 | 0.39194 | 0.0083483 | [8 empty] | 310 | 0.0226
|  | 1290 | 0.41285 | 0.39522 | 0.0084715 | [8 empty] | 310 | 0.0268
|  | 1291 | 0.41786 | 0.40004 | 0.0085694 | [8 empty] | 310 | 0.0301
|  | 1292 | 0.39618 | 0.37946 | 0.0079907 | [8 empty] | 310 | 0.0317
|  | 1293 | 0.41257 | 0.39506 | 0.0083981 | [8 empty] | 310 | 0.0319
|  | 1294 | 0.40421 | 0.38709 | 0.0082032 | [8 empty] | 310 | 0.0316
|  | 1295 | 0.40514 | 0.38801 | 0.008195 | [8 empty] | 310 | 0.0309
|  | 1296 | 0.38957 | 0.37322 | 0.0077851 | [8 empty] | 310 | 0.0306
|  | 1297 | 0.3713 | 0.35583 | 0.0073303 | [8 empty] | 310 | 0.0318
|  | 1298 | 0.39183 | 0.37536 | 0.007851 | [8 empty] | 310 | 0.0339
|  | 1299 | 0.40852 | 0.39127 | 0.0082405 | [8 empty] | 310 | 0.0371
|  | 1300 | 0.35312 | 0.33855 | 0.0068628 | [8 empty] | 310 | 0.0417
|  | 1301 | 0.36228 | 0.34728 | 0.0070758 | [8 empty] | 310 | 0.0461
|  | 1302 | 0.39181 | 0.37539 | 0.007814 | [8 empty] | 310 | 0.0485
|  | 1303 | 0.34621 | 0.33197 | 0.0066936 | [8 empty] | 310 | 0.0484
|  | 1304 | 0.30062 | 0.28849 | 0.0056256 | [8 empty] | 310 | 0.0457
|  | 1305 | 0.38382 | 0.36783 | 0.0075732 | [8 empty] | 310 | 0.0402
|  | 1306 | 0.38453 | 0.36853 | 0.0075765 | [8 empty] | 310 | 0.0333
|  | 1307 | 0.30594 | 0.29362 | 0.0057097 | [8 empty] | 310 | 0.0268
|  | 1308 | 0.34696 | 0.33277 | 0.0066536 | [8 empty] | 310 | 0.0207
|  | 1309 | 0.38413 | 0.36822 | 0.0075316 | [8 empty] | 310 | 0.0154
|  | 1310 | 0.30114 | 0.28908 | 0.00558 | [8 empty] | 310 | 0.0118
|  | 1311 | 0.33366 | 0.32012 | 0.0063173 | [8 empty] | 310 | 0.0102
|  | 1312 | 0.33337 | 0.31986 | 0.0063084 | [8 empty] | 310 | 0.0104
|  | 1313 | 0.31352 | 0.30089 | 0.0058802 | [8 empty] | 310 | 0.0122
|  | 1314 | 0.28833 | 0.2769 | 0.0052724 | [8 empty] | 310 | 0.0151
|  | 1315 | 0.28581 | 0.27447 | 0.0052335 | [8 empty] | 310 | 0.0181
|  | 1316 | 0.32419 | 0.31113 | 0.0060841 | [8 empty] | 310 | 0.0199
|  | 1317 | 0.31217 | 0.29969 | 0.0057804 | [8 empty] | 310 | 0.021
|  | 1318 | 0.33328 | 0.31984 | 0.0062718 | [8 empty] | 310 | 0.0222
|  | 1319 | 0.26855 | 0.25803 | 0.0048043 | [8 empty] | 310 | 0.024
|  | 1320 | 0.25872 | 0.24864 | 0.0045976 | [8 empty] | 310 | 0.0265
|  | 1321 | 0.29866 | 0.28684 | 0.0054556 | [8 empty] | 310 | 0.0307
|  | 1322 | 0.30217 | 0.29023 | 0.0055208 | [8 empty] | 310 | 0.0357
|  | 1323 | 0.23279 | 0.22386 | 0.0040409 | [8 empty] | 310 | 0.0399
|  | 1324 | 0.26249 | 0.25231 | 0.0046491 | [8 empty] | 310 | 0.042
|  | 1325 | 0.32224 | 0.30943 | 0.0059488 | [8 empty] | 310 | 0.0422
|  | 1326 | 0.28051 | 0.26956 | 0.0050236 | [8 empty] | 310 | 0.0408
|  | 1327 | 0.26625 | 0.25593 | 0.00472 | [8 empty] | 310 | 0.0384
|  | 1328 | 0.2345 | 0.22555 | 0.0040533 | [8 empty] | 310 | 0.0355
|  | 1329 | 0.17759 | 0.17097 | 0.0029477 | [8 empty] | 310 | 0.0346
|  | 1330 | 0.22923 | 0.22052 | 0.0039357 | [8 empty] | 310 | 0.0357
|  | 1331 | 0.1448 | 0.13951 | 0.002328 | [8 empty] | 310 | 0.0366
|  | 1332 | 0.14579 | 0.14046 | 0.0023501 | [8 empty] | 310 | 0.0375
|  | 1333 | 0.20304 | 0.19545 | 0.0033974 | [8 empty] | 310 | 0.0391
|  | 1334 | 0.16925 | 0.16302 | 0.0027644 | [8 empty] | 310 | 0.0393
|  | 1335 | 0.23117 | 0.22244 | 0.0039448 | [8 empty] | 310 | 0.037
|  | 1336 | 0.18348 | 0.1767 | 0.0030212 | [8 empty] | 310 | 0.0347
|  | 1337 | 0.16454 | 0.15852 | 0.0026652 | [8 empty] | 310 | 0.0323
|  | 1338 | 0.17804 | 0.17151 | 0.002909 | [8 empty] | 310 | 0.0293
|  | 1339 | 0.17681 | 0.17033 | 0.0028876 | [8 empty] | 310 | 0.0263
|  | 1340 | 0.16831 | 0.16216 | 0.0027307 | [8 empty] | 310 | 0.0247
|  | 1341 | 0.17039 | 0.16419 | 0.0027533 | [8 empty] | 310 | 0.0238
|  | 1342 | 0.17798 | 0.17149 | 0.0028883 | [8 empty] | 311 | 0.0468
|  | 1343 | 0.12711 | 0.12259 | 0.0019776 | [8 empty] | 311 | 0.0513
|  | 1344 | 0.075645 | 0.073018 | 0.001132 | [8 empty] | 311 | 0.0544
|  | 1345 | 0.10904 | 0.10521 | 0.0016702 | [8 empty] | 311 | 0.0538
|  | 1346 | 0.058186 | 0.056189 | 0.00085521 | [8 empty] | 311 | 0.0506
|  | 1347 | 0.060119 | 0.058058 | 0.00088292 | [8 empty] | 311 | 0.047
|  | 1348 | 0.0047451 | 0.0045862 | 6.6822e-05 | [8 empty] | 311 | 0.0449
|  | 1349 | 0.016159 | 0.015617 | 0.00022898 | [8 empty] | 311 | 0.0463
|  | 1350 | 0.016025 | 0.015488 | 0.00022684 | [8 empty] | 311 | 0.0516
|  | 1351 | 0.0046298 | 0.0044759 | 6.4899e-05 | [8 empty] | 311 | 0.0588
|  | 1352 | 0.0015164 | 0.0014661 | 2.1182e-05 | [8 empty] | 311 | 0.0659
|  | 1353 | 9.6096e-05 | 9.2918e-05 | 1.3393e-06 | [8 empty] | 311 | 0.0724
|  | 1354 | 0.00029009 | 0.00028051 | 4.0375e-06 | [8 empty] | 311 | 0.0778
|  | 1355 | 3.6034e-06 | 3.4847e-06 | 5.0072e-08 | [8 empty] | 311 | 0.0816
|  | 1356 | 4.807e-05 | 4.6489e-05 | 6.67e-07 | [8 empty] | 311 | 0.0833
|  | 1357 | 7.1786e-05 | 6.9429e-05 | 9.9463e-07 | [8 empty] | 311 | 0.082
|  | 1358 | 4.1948e-06 | 4.0575e-06 | 5.8036e-08 | [8 empty] | 311 | 0.0767
|  | 1359 | 7.3439e-07 | 7.104e-07 | 1.0146e-08 | [8 empty] | 311 | 0.0681
|  | 1360 | 2.1404e-06 | 2.0706e-06 | 2.9527e-08 | [8 empty] | 311 | 0.0575
|  | 1361 | 4.8133e-09 | 4.6566e-09 | 6.6301e-11 | [8 empty] | 311 | 0.0471
|  | 1362 | 1.8076e-11 | 1.7489e-11 | 2.4863e-13 | [8 empty] | 311 | 0.0391
|  | 1363 | 3.1563e-06 | 3.054e-06 | 4.3351e-08 | [8 empty] | 311 | 0.0356
|  | 1364 | 1.3589e-06 | 1.315e-06 | 1.8638e-08 | [8 empty] | 311 | 0.037
|  | 1365 | 9.0764e-12 | 8.7833e-12 | 1.243e-13 | [8 empty] | 311 | 0.0419
|  | 1366 | 1.2791e-05 | 1.2379e-05 | 1.7492e-07 | [8 empty] | 311 | 0.0486
|  | 1367 | 4.9764e-06 | 4.8161e-06 | 6.795e-08 | [8 empty] | 311 | 0.0553
|  | 1368 | 1.481e-13 | 1.4311e-13 | 2.016e-15 | [8 empty] | 311 | 0.0598
|  | 1369 | 5.1667e-07 | 5.0008e-07 | 7.0343e-09 | [8 empty] | 311 | 0.0605
|  | 1370 | 2.92e-07 | 2.8266e-07 | 3.9699e-09 | [8 empty] | 311 | 0.0584
|  | 1371 | 1.9731e-08 | 1.9101e-08 | 2.6787e-10 | [8 empty] | 311 | 0.0544
|  | 1372 | 2.7498e-06 | 2.6623e-06 | 3.7279e-08 | [8 empty] | 311 | 0.0498
|  | 1373 | 4.4401e-05 | 4.2991e-05 | 6.011e-07 | [8 empty] | 311 | 0.0461
|  | 1374 | 0.00017917 | 0.0001735 | 2.4224e-06 | [8 empty] | 311 | 0.0435
|  | 1375 | 0.00032332 | 0.00031309 | 4.3651e-06 | [8 empty] | 311 | 0.0416
|  | 1376 | 0.00025748 | 0.00024935 | 3.4711e-06 | [8 empty] | 311 | 0.0411
|  | 1377 | 0.0001227 | 0.00011883 | 1.6517e-06 | [8 empty] | 311 | 0.0418
|  | 1378 | 0.0011089 | 0.0010741 | 1.4914e-05 | [8 empty] | 311 | 0.0426
|  | 1379 | 5.2164e-05 | 5.0533e-05 | 7.0024e-07 | [8 empty] | 311 | 0.0434
|  | 1380 | 8.1587e-05 | 7.9042e-05 | 1.0937e-06 | [8 empty] | 311 | 0.0444
|  | 1381 | 2.3716e-06 | 2.2978e-06 | 3.1745e-08 | [8 empty] | 311 | 0.0446
|  | 1382 | 2.5672e-06 | 2.4874e-06 | 3.4313e-08 | [8 empty] | 311 | 0.0447
|  | 1383 | 4.4017e-08 | 4.2653e-08 | 5.8751e-10 | [8 empty] | 311 | 0.047
|  | 1384 | 6.1689e-07 | 5.9782e-07 | 8.2224e-09 | [8 empty] | 311 | 0.0519
|  | 1385 | 2.0899e-06 | 2.0255e-06 | 2.7817e-08 | [8 empty] | 311 | 0.0576
|  | 1386 | 2.5215e-06 | 2.4441e-06 | 3.3516e-08 | [8 empty] | 311 | 0.0628
|  | 1387 | 0.00019896 | 0.00019288 | 2.6413e-06 | [8 empty] | 311 | 0.0661
|  | 1388 | 4.0262e-06 | 3.9037e-06 | 5.3374e-08 | [8 empty] | 311 | 0.0661
|  | 1389 | 0.00058098 | 0.00056338 | 7.6937e-06 | [8 empty] | 311 | 0.064
|  | 1390 | 0.00049328 | 0.00047836 | 6.5228e-06 | [8 empty] | 311 | 0.0619
|  | 1391 | 0.00034384 | 0.00033345 | 4.5398e-06 | [8 empty] | 311 | 0.0613
|  | 1392 | 2.3782e-05 | 2.3065e-05 | 3.1351e-07 | [8 empty] | 311 | 0.0631
|  | 1393 | 0.00011586 | 0.00011238 | 1.5253e-06 | [8 empty] | 311 | 0.0659
|  | 1394 | 7.5526e-05 | 7.3268e-05 | 9.93e-07 | [8 empty] | 311 | 0.0675
|  | 1395 | 6.7136e-07 | 6.5137e-07 | 8.8147e-09 | [8 empty] | 311 | 0.067
|  | 1396 | 6.3215e-09 | 6.1338e-09 | 8.2885e-11 | [8 empty] | 311 | 0.0648
|  | 1397 | 4.9057e-05 | 4.7605e-05 | 6.4235e-07 | [8 empty] | 311 | 0.0608
|  | 1398 | 0.0012704 | 0.0012329 | 1.6622e-05 | [8 empty] | 311 | 0.0558
|  | 1399 | 0.00081226 | 0.00078835 | 1.0611e-05 | [8 empty] | 311 | 0.0525
|  | 1400 | 3.2466e-09 | 3.1513e-09 | 4.2335e-11 | [8 empty] | 311 | 0.0522
|  | 1401 | 1.0528e-08 | 1.0219e-08 | 1.3709e-10 | [8 empty] | 311 | 0.0532
|  | 1402 | 0.0018353 | 0.0017817 | 2.3892e-05 | [8 empty] | 311 | 0.0552
|  | 1403 | 0.00238 | 0.0023108 | 3.0951e-05 | [8 empty] | 311 | 0.0579
|  | 1404 | 0.00073892 | 0.00071755 | 9.5878e-06 | [8 empty] | 311 | 0.0592
|  | 1405 | 3.6444e-07 | 3.5395e-07 | 4.7206e-09 | [8 empty] | 311 | 0.0573
|  | 1406 | 0.0020448 | 0.0019861 | 2.6479e-05 | [8 empty] | 311 | 0.0532
|  | 1407 | 0.00017457 | 0.00016957 | 2.2553e-06 | [8 empty] | 311 | 0.0482
|  | 1408 | 0.0016493 | 0.0016023 | 2.1296e-05 | [8 empty] | 311 | 0.0436
|  | 1409 | 0.00061919 | 0.00060159 | 7.9796e-06 | [8 empty] | 311 | 0.0413
|  | 1410 | 0.00046653 | 0.00045332 | 6.0038e-06 | [8 empty] | 311 | 0.0423
|  | 1411 | 0.0021142 | 0.0020544 | 2.7197e-05 | [8 empty] | 311 | 0.0458
|  | 1412 | 0.0026396 | 0.002565 | 3.3921e-05 | [8 empty] | 311 | 0.0503
|  | 1413 | 0.023353 | 0.02269 | 0.00030396 | [8 empty] | 311 | 0.0545
|  | 1414 | 0.00036378 | 0.00035359 | 4.6559e-06 | [8 empty] | 311 | 0.0572
|  | 1415 | 0.00018366 | 0.00017854 | 2.3473e-06 | [8 empty] | 311 | 0.0574
|  | 1416 | 0.035565 | 0.034561 | 0.00046543 | [8 empty] | 311 | 0.056
|  | 1417 | 0.011759 | 0.011431 | 0.00015102 | [8 empty] | 311 | 0.0549
|  | 1418 | 0.013559 | 0.013182 | 0.00017409 | [8 empty] | 311 | 0.0536
|  | 1419 | 0.0021442 | 0.0020851 | 2.7293e-05 | [8 empty] | 311 | 0.051
|  | 1420 | 0.0082718 | 0.0080437 | 0.00010557 | [8 empty] | 311 | 0.0487
|  | 1421 | 0.0091637 | 0.0089117 | 0.00011685 | [8 empty] | 311 | 0.0467
|  | 1422 | 0.046314 | 0.045023 | 0.00060595 | [8 empty] | 311 | 0.0435
|  | 1423 | 0.0092198 | 0.0089676 | 0.00011732 | [8 empty] | 311 | 0.0408
|  | 1424 | 0.016975 | 0.016511 | 0.00021692 | [8 empty] | 311 | 0.0402
|  | 1425 | 0.02585 | 0.025142 | 0.00033177 | [8 empty] | 311 | 0.04
|  | 1426 | 0.027792 | 0.027032 | 0.00035708 | [8 empty] | 311 | 0.0395
|  | 1427 | 0.049546 | 0.04818 | 0.00064622 | [8 empty] | 311 | 0.0387
|  | 1428 | 0.0045588 | 0.004436 | 5.7413e-05 | [8 empty] | 311 | 0.0366
|  | 1429 | 0.03802 | 0.036985 | 0.00049023 | [8 empty] | 311 | 0.0335
|  | 1430 | 0.061601 | 0.059912 | 0.0008079 | [8 empty] | 311 | 0.0308
|  | 1431 | 0.050156 | 0.048792 | 0.00065076 | [8 empty] | 311 | 0.0293
|  | 1432 | 0.0025194 | 0.0024524 | 3.152e-05 | [8 empty] | 311 | 0.0301
|  | 1433 | 0.035834 | 0.03487 | 0.00045856 | [8 empty] | 311 | 0.0324
|  | 1434 | 0.020962 | 0.020403 | 0.00026515 | [8 empty] | 311 | 0.0354
|  | 1435 | 0.021416 | 0.020847 | 0.00027033 | [8 empty] | 311 | 0.0393
|  | 1436 | 0.038351 | 0.037326 | 0.00048947 | [8 empty] | 311 | 0.0428
|  | 1437 | 0.02988 | 0.029085 | 0.0003786 | [8 empty] | 311 | 0.0449
|  | 1438 | 0.013263 | 0.012913 | 0.00016584 | [8 empty] | 311 | 0.0463
|  | 1439 | 0.051039 | 0.049672 | 0.00065456 | [8 empty] | 311 | 0.0466
|  | 1440 | 0.039601 | 0.038547 | 0.00050393 | [8 empty] | 311 | 0.0458
|  | 1441 | 0.0318 | 0.030959 | 0.00040144 | [8 empty] | 311 | 0.0455
|  | 1442 | 0.036317 | 0.035356 | 0.00045941 | [8 empty] | 311 | 0.0453
|  | 1443 | 0.045063 | 0.043868 | 0.00057336 | [8 empty] | 311 | 0.0442
|  | 1444 | 0.061791 | 0.060143 | 0.00079484 | [8 empty] | 311 | 0.0426
|  | 1445 | 0.049751 | 0.048434 | 0.00063298 | [8 empty] | 311 | 0.0406
|  | 1446 | 0.023095 | 0.022492 | 0.00028781 | [8 empty] | 312 | 0.0792
|  | 1447 | 0.036215 | 0.035265 | 0.00045502 | [8 empty] | 312 | 0.0724
|  | 1448 | 0.11569 | 0.11254 | 0.0015417 | [8 empty] | 312 | 0.0666
|  | 1449 | 0.10213 | 0.099374 | 0.0013449 | [8 empty] | 312 | 0.0614
|  | 1450 | 0.027412 | 0.026699 | 0.00034091 | [8 empty] | 312 | 0.0562
|  | 1451 | 0.011271 | 0.01098 | 0.00013836 | [8 empty] | 312 | 0.0508
|  | 1452 | 0.062361 | 0.060718 | 0.00079465 | [8 empty] | 312 | 0.0457
|  | 1453 | 0.081978 | 0.079803 | 0.0010584 | [8 empty] | 312 | 0.0418
|  | 1454 | 0.13759 | 0.13384 | 0.0018533 | [8 empty] | 312 | 0.0407
|  | 1455 | 0.06615 | 0.064409 | 0.00084274 | [8 empty] | 312 | 0.0436
|  | 1456 | 0.088509 | 0.086158 | 0.0011447 | [8 empty] | 312 | 0.0485
|  | 1457 | 0.117 | 0.11386 | 0.0015448 | [8 empty] | 312 | 0.052
|  | 1458 | 0.13643 | 0.13273 | 0.001826 | [8 empty] | 312 | 0.053
|  | 1459 | 0.16307 | 0.1586 | 0.0022197 | [8 empty] | 312 | 0.0515
|  | 1460 | 0.085421 | 0.083161 | 0.0010972 | [8 empty] | 312 | 0.0463
|  | 1461 | 0.090276 | 0.087886 | 0.0011611 | [8 empty] | 312 | 0.0388
|  | 1462 | 0.1306 | 0.12708 | 0.0017315 | [8 empty] | 312 | 0.0336
|  | 1463 | 0.043225 | 0.042106 | 0.00053541 | [8 empty] | 312 | 0.0313
|  | 1464 | 0.15184 | 0.1477 | 0.0020437 | [8 empty] | 312 | 0.0309
|  | 1465 | 0.093383 | 0.090911 | 0.0012003 | [8 empty] | 312 | 0.0328
|  | 1466 | 0.065197 | 0.063498 | 0.00081772 | [8 empty] | 312 | 0.0363
|  | 1467 | 0.036054 | 0.035128 | 0.00044118 | [8 empty] | 312 | 0.0382
|  | 1468 | 0.076942 | 0.074928 | 0.00097134 | [8 empty] | 312 | 0.0382
|  | 1469 | 0.094845 | 0.092344 | 0.0012114 | [8 empty] | 312 | 0.0383
|  | 1470 | 0.049678 | 0.048397 | 0.00061179 | [8 empty] | 312 | 0.0394
|  | 1471 | 0.017848 | 0.017394 | 0.00021446 | [8 empty] | 312 | 0.042
|  | 1472 | 0.046771 | 0.045566 | 0.00057347 | [8 empty] | 312 | 0.0462
|  | 1473 | 0.070198 | 0.068368 | 0.00087597 | [8 empty] | 312 | 0.0517
|  | 1474 | 0.097339 | 0.094765 | 0.0012432 | [8 empty] | 312 | 0.0581
|  | 1475 | 0.18463 | 0.17954 | 0.0025153 | [8 empty] | 312 | 0.0635
|  | 1476 | 0.068778 | 0.066987 | 0.00085473 | [8 empty] | 312 | 0.0673
|  | 1477 | 0.069736 | 0.067916 | 0.00086592 | [8 empty] | 312 | 0.0711
|  | 1478 | 0.06348 | 0.061825 | 0.0007843 | [8 empty] | 312 | 0.0741
|  | 1479 | 0.12001 | 0.1168 | 0.0015473 | [8 empty] | 312 | 0.0732
|  | 1480 | 0.060637 | 0.059063 | 0.0007444 | [8 empty] | 312 | 0.068
|  | 1481 | 0.11529 | 0.11221 | 0.001478 | [8 empty] | 312 | 0.06
|  | 1482 | 0.05849 | 0.056967 | 0.00071566 | [8 empty] | 312 | 0.05
|  | 1483 | 0.14859 | 0.14454 | 0.001953 | [8 empty] | 312 | 0.0399
|  | 1484 | 0.13747 | 0.13375 | 0.0017888 | [8 empty] | 312 | 0.0334
|  | 1485 | 0.12503 | 0.12168 | 0.0016056 | [8 empty] | 312 | 0.0322
|  | 1486 | 0.1234 | 0.12008 | 0.0015821 | [8 empty] | 312 | 0.0342
|  | 1487 | 0.060629 | 0.059042 | 0.00073819 | [8 empty] | 312 | 0.0363
|  | 1488 | 0.09418 | 0.091654 | 0.0011897 | [8 empty] | 312 | 0.0373
|  | 1489 | 0.18973 | 0.18443 | 0.002559 | [8 empty] | 312 | 0.0357
|  | 1490 | 0.17478 | 0.16993 | 0.0023272 | [8 empty] | 312 | 0.0317
|  | 1491 | 0.19778 | 0.19222 | 0.0026783 | [8 empty] | 312 | 0.0282
|  | 1492 | 0.16441 | 0.15986 | 0.002166 | [8 empty] | 312 | 0.0269
|  | 1493 | 0.18157 | 0.17651 | 0.0024179 | [8 empty] | 312 | 0.0285
|  | 1494 | 0.20367 | 0.19794 | 0.0027592 | [8 empty] | 312 | 0.033
|  | 1495 | 0.18253 | 0.17745 | 0.00243 | [8 empty] | 312 | 0.0379
|  | 1496 | 0.16852 | 0.16385 | 0.0022253 | [8 empty] | 312 | 0.0407
|  | 1497 | 0.2285 | 0.22198 | 0.0031573 | [8 empty] | 312 | 0.0411
|  | 1498 | 0.18968 | 0.18437 | 0.0025331 | [8 empty] | 312 | 0.0388
|  | 1499 | 0.21759 | 0.21141 | 0.002973 | [8 empty] | 312 | 0.0339
|  | 1500 | 0.25061 | 0.24339 | 0.0034999 | [8 empty] | 312 | 0.0286
|  | 1501 | 0.26552 | 0.25782 | 0.0037467 | [8 empty] | 312 | 0.0248
|  | 1502 | 0.23356 | 0.22688 | 0.0032173 | [8 empty] | 312 | 0.023
|  | 1503 | 0.18493 | 0.17972 | 0.0024844 | [8 empty] | 312 | 0.024
|  | 1504 | 0.16029 | 0.15586 | 0.0020892 | [8 empty] | 312 | 0.0285
|  | 1505 | 0.18402 | 0.17885 | 0.0024609 | [8 empty] | 312 | 0.0352
|  | 1506 | 0.25773 | 0.25026 | 0.0036329 | [8 empty] | 312 | 0.042
|  | 1507 | 0.25514 | 0.24779 | 0.0035591 | [8 empty] | 312 | 0.0465
|  | 1508 | 0.24302 | 0.23606 | 0.0033616 | [8 empty] | 312 | 0.048
|  | 1509 | 0.1869 | 0.18169 | 0.0024694 | [8 empty] | 312 | 0.0469
|  | 1510 | 0.27052 | 0.26269 | 0.0038036 | [8 empty] | 312 | 0.0453
|  | 1511 | 0.26474 | 0.2571 | 0.0036991 | [8 empty] | 312 | 0.0453
|  | 1512 | 0.26068 | 0.25315 | 0.0036434 | [8 empty] | 312 | 0.0477
|  | 1513 | 0.24239 | 0.23544 | 0.0033352 | [8 empty] | 312 | 0.0518
|  | 1514 | 0.22571 | 0.2193 | 0.0030643 | [8 empty] | 312 | 0.0554
|  | 1515 | 0.26573 | 0.25804 | 0.0037153 | [8 empty] | 312 | 0.0557
|  | 1516 | 0.25683 | 0.24943 | 0.0035631 | [8 empty] | 312 | 0.0526
|  | 1517 | 0.24929 | 0.24214 | 0.0034365 | [8 empty] | 312 | 0.0482
|  | 1518 | 0.25211 | 0.24489 | 0.0034688 | [8 empty] | 312 | 0.0431
|  | 1519 | 0.24437 | 0.23739 | 0.0033475 | [8 empty] | 312 | 0.0377
|  | 1520 | 0.2645 | 0.25688 | 0.00367 | [8 empty] | 312 | 0.0346
|  | 1521 | 0.27505 | 0.26707 | 0.0038662 | [8 empty] | 312 | 0.0345
|  | 1522 | 0.26378 | 0.25617 | 0.0036695 | [8 empty] | 312 | 0.036
|  | 1523 | 0.28004 | 0.27192 | 0.0039305 | [8 empty] | 312 | 0.0401
|  | 1524 | 0.27539 | 0.26743 | 0.003844 | [8 empty] | 312 | 0.0478
|  | 1525 | 0.25884 | 0.2514 | 0.0035769 | [8 empty] | 312 | 0.0574
|  | 1526 | 0.26745 | 0.25977 | 0.003696 | [8 empty] | 312 | 0.0658
|  | 1527 | 0.2622 | 0.25468 | 0.003612 | [8 empty] | 312 | 0.0719
|  | 1528 | 0.27928 | 0.27122 | 0.0038903 | [8 empty] | 312 | 0.0754
|  | 1529 | 0.27244 | 0.2646 | 0.0037744 | [8 empty] | 312 | 0.0753
|  | 1530 | 0.25522 | 0.24789 | 0.0035246 | [8 empty] | 312 | 0.0715
|  | 1531 | 0.26973 | 0.262 | 0.0037193 | [8 empty] | 312 | 0.0657
|  | 1532 | 0.27839 | 0.27039 | 0.0038607 | [8 empty] | 312 | 0.06
|  | 1533 | 0.27714 | 0.26918 | 0.0038408 | [8 empty] | 312 | 0.0552
|  | 1534 | 0.26892 | 0.26122 | 0.0037118 | [8 empty] | 312 | 0.0517
|  | 1535 | 0.26686 | 0.25924 | 0.0036659 | [8 empty] | 312 | 0.0499
|  | 1536 | 0.27464 | 0.26679 | 0.0037824 | [8 empty] | 312 | 0.0501
|  | 1537 | 0.27336 | 0.26558 | 0.0037533 | [8 empty] | 312 | 0.051
|  | 1538 | 0.27202 | 0.26427 | 0.0037478 | [8 empty] | 312 | 0.0498
|  | 1539 | 0.27295 | 0.26519 | 0.0037429 | [8 empty] | 312 | 0.0471
|  | 1540 | 0.26491 | 0.25737 | 0.0036309 | [8 empty] | 312 | 0.0453
|  | 1541 | 0.26904 | 0.26141 | 0.0036804 | [8 empty] | 312 | 0.0441
|  | 1542 | 0.26927 | 0.26165 | 0.0036704 | [8 empty] | 312 | 0.043
|  | 1543 | 0.27208 | 0.26439 | 0.0037125 | [8 empty] | 312 | 0.0438
|  | 1544 | 0.2721 | 0.26443 | 0.0037004 | [8 empty] | 312 | 0.0454
|  | 1545 | 0.27705 | 0.26922 | 0.0037757 | [8 empty] | 312 | 0.0447
|  | 1546 | 0.27481 | 0.26705 | 0.0037345 | [8 empty] | 312 | 0.0427
|  | 1547 | 0.27309 | 0.26537 | 0.0037121 | [8 empty] | 312 | 0.0425
|  | 1548 | 0.26675 | 0.2592 | 0.0036216 | [8 empty] | 312 | 0.044
|  | 1549 | 0.27342 | 0.26568 | 0.00371 | [8 empty] | 313 | 0.0284
|  | 1550 | 0.2699 | 0.26226 | 0.0036558 | [8 empty] | 313 | 0.0388
|  | 1551 | 0.27058 | 0.26293 | 0.0036579 | [8 empty] | 313 | 0.0518
|  | 1552 | 0.27182 | 0.26415 | 0.0036628 | [8 empty] | 313 | 0.0638
|  | 1553 | 0.27132 | 0.26366 | 0.0036584 | [8 empty] | 313 | 0.0713
|  | 1554 | 0.26474 | 0.25727 | 0.0035622 | [8 empty] | 313 | 0.0726
|  | 1555 | 0.26759 | 0.26005 | 0.003597 | [8 empty] | 313 | 0.0689
|  | 1556 | 0.2631 | 0.25569 | 0.0035303 | [8 empty] | 313 | 0.0635
|  | 1557 | 0.27062 | 0.26301 | 0.0036266 | [8 empty] | 313 | 0.0592
|  | 1558 | 0.26848 | 0.26093 | 0.0035924 | [8 empty] | 313 | 0.059
|  | 1559 | 0.26808 | 0.26054 | 0.0035817 | [8 empty] | 313 | 0.0636
|  | 1560 | 0.26568 | 0.25821 | 0.0035447 | [8 empty] | 313 | 0.0697
|  | 1561 | 0.27002 | 0.26242 | 0.003598 | [8 empty] | 313 | 0.074
|  | 1562 | 0.26756 | 0.26003 | 0.0035571 | [8 empty] | 313 | 0.0759
|  | 1563 | 0.26667 | 0.25917 | 0.0035421 | [8 empty] | 313 | 0.0742
|  | 1564 | 0.26264 | 0.25525 | 0.003483 | [8 empty] | 313 | 0.068
|  | 1565 | 0.26728 | 0.25975 | 0.0035424 | [8 empty] | 313 | 0.0604
|  | 1566 | 0.26245 | 0.25506 | 0.0034719 | [8 empty] | 313 | 0.0541
|  | 1567 | 0.26308 | 0.25566 | 0.0034747 | [8 empty] | 313 | 0.0497
|  | 1568 | 0.25722 | 0.24997 | 0.0033847 | [8 empty] | 313 | 0.0487
|  | 1569 | 0.25452 | 0.24736 | 0.0033304 | [8 empty] | 313 | 0.0514
|  | 1570 | 0.24175 | 0.23497 | 0.003129 | [8 empty] | 313 | 0.056
|  | 1571 | 0.23507 | 0.2285 | 0.0030065 | [8 empty] | 313 | 0.0606
|  | 1572 | 0.23775 | 0.23108 | 0.0030442 | [8 empty] | 313 | 0.0634
|  | 1573 | 0.23407 | 0.2275 | 0.0029918 | [8 empty] | 313 | 0.0637
|  | 1574 | 0.24145 | 0.23464 | 0.0031059 | [8 empty] | 313 | 0.0642
|  | 1575 | 0.23974 | 0.23294 | 0.0031152 | [8 empty] | 313 | 0.0663
|  | 1576 | 0.24678 | 0.2398 | 0.0031859 | [8 empty] | 313 | 0.0686
|  | 1577 | 0.21602 | 0.20994 | 0.0027606 | [8 empty] | 313 | 0.0698
|  | 1578 | 0.23516 | 0.22854 | 0.0030033 | [8 empty] | 313 | 0.069
|  | 1579 | 0.23672 | 0.23005 | 0.0030126 | [8 empty] | 313 | 0.0646
|  | 1580 | 0.24464 | 0.23772 | 0.0031265 | [8 empty] | 313 | 0.0568
|  | 1581 | 0.2487 | 0.24165 | 0.0031831 | [8 empty] | 313 | 0.0485
|  | 1582 | 0.24195 | 0.23508 | 0.0031023 | [8 empty] | 313 | 0.0429
|  | 1583 | 0.24755 | 0.24051 | 0.0031763 | [8 empty] | 313 | 0.04
|  | 1584 | 0.24904 | 0.24194 | 0.0032049 | [8 empty] | 313 | 0.0384
|  | 1585 | 0.25874 | 0.25135 | 0.0033324 | [8 empty] | 313 | 0.0386
|  | 1586 | 0.25569 | 0.24838 | 0.003291 | [8 empty] | 313 | 0.0409
|  | 1587 | 0.25303 | 0.24579 | 0.0032541 | [8 empty] | 313 | 0.0445
|  | 1588 | 0.25107 | 0.24388 | 0.0032321 | [8 empty] | 313 | 0.0502
|  | 1589 | 0.23233 | 0.22567 | 0.0029877 | [8 empty] | 313 | 0.0595
|  | 1590 | 0.24179 | 0.23486 | 0.0031035 | [8 empty] | 313 | 0.0705
|  | 1591 | 0.24197 | 0.23503 | 0.003103 | [8 empty] | 313 | 0.0807
|  | 1592 | 0.25225 | 0.24502 | 0.0032268 | [8 empty] | 313 | 0.0888
|  | 1593 | 0.25833 | 0.25092 | 0.003304 | [8 empty] | 313 | 0.0933
|  | 1594 | 0.25624 | 0.2489 | 0.0032694 | [8 empty] | 313 | 0.0934
|  | 1595 | 0.25823 | 0.25083 | 0.0032925 | [8 empty] | 313 | 0.09
|  | 1596 | 0.24452 | 0.23751 | 0.003112 | [8 empty] | 313 | 0.0846
|  | 1597 | 0.24692 | 0.23985 | 0.0031336 | [8 empty] | 313 | 0.0782
|  | 1598 | 0.25421 | 0.24693 | 0.0032207 | [8 empty] | 313 | 0.0723
|  | 1599 | 0.24202 | 0.23511 | 0.0030455 | [8 empty] | 313 | 0.0676
|  | 1600 | 0.2381 | 0.23133 | 0.0029732 | [8 empty] | 313 | 0.0628
|  | 1601 | 0.22323 | 0.21691 | 0.0027626 | [8 empty] | 313 | 0.0568
|  | 1602 | 0.22413 | 0.2178 | 0.0027632 | [8 empty] | 313 | 0.0509
|  | 1603 | 0.22397 | 0.21765 | 0.0027558 | [8 empty] | 313 | 0.0454
|  | 1604 | 0.22842 | 0.22197 | 0.0028161 | [8 empty] | 313 | 0.0413
|  | 1605 | 0.23683 | 0.2301 | 0.0029472 | [8 empty] | 313 | 0.0408
|  | 1606 | 0.2414 | 0.23453 | 0.0030117 | [8 empty] | 313 | 0.0443
|  | 1607 | 0.23296 | 0.22637 | 0.0028841 | [8 empty] | 313 | 0.0511
|  | 1608 | 0.2299 | 0.22343 | 0.0028221 | [8 empty] | 313 | 0.0596
|  | 1609 | 0.22727 | 0.22088 | 0.0027821 | [8 empty] | 313 | 0.0665
|  | 1610 | 0.2176 | 0.21146 | 0.0026723 | [8 empty] | 313 | 0.0692
|  | 1611 | 0.2268 | 0.22039 | 0.0027875 | [8 empty] | 313 | 0.0687
|  | 1612 | 0.23076 | 0.22422 | 0.0028424 | [8 empty] | 313 | 0.0656
|  | 1613 | 0.23719 | 0.23047 | 0.0029233 | [8 empty] | 313 | 0.0622
|  | 1614 | 0.23838 | 0.23162 | 0.0029436 | [8 empty] | 313 | 0.0617
|  | 1615 | 0.24104 | 0.2342 | 0.0029779 | [8 empty] | 313 | 0.066
|  | 1616 | 0.2305 | 0.22395 | 0.0028475 | [8 empty] | 313 | 0.0734
|  | 1617 | 0.23465 | 0.22798 | 0.0028958 | [8 empty] | 313 | 0.0813
|  | 1618 | 0.24352 | 0.2366 | 0.0030046 | [8 empty] | 313 | 0.0881
|  | 1619 | 0.241 | 0.23415 | 0.0029673 | [8 empty] | 313 | 0.0927
|  | 1620 | 0.23449 | 0.22783 | 0.0028878 | [8 empty] | 313 | 0.0933
|  | 1621 | 0.2343 | 0.22765 | 0.0028814 | [8 empty] | 313 | 0.0898
|  | 1622 | 0.23754 | 0.23081 | 0.0029174 | [8 empty] | 313 | 0.0841
|  | 1623 | 0.24246 | 0.23559 | 0.0029743 | [8 empty] | 313 | 0.0775
|  | 1624 | 0.24269 | 0.23582 | 0.0029714 | [8 empty] | 313 | 0.0704
|  | 1625 | 0.23782 | 0.23109 | 0.0029079 | [8 empty] | 313 | 0.0637
|  | 1626 | 0.23971 | 0.23294 | 0.0029262 | [8 empty] | 313 | 0.0591
|  | 1627 | 0.24078 | 0.23398 | 0.0029359 | [8 empty] | 313 | 0.0569
|  | 1628 | 0.24126 | 0.23446 | 0.0029358 | [8 empty] | 313 | 0.0562
|  | 1629 | 0.24137 | 0.23456 | 0.0029343 | [8 empty] | 313 | 0.0567
|  | 1630 | 0.23651 | 0.22984 | 0.0028703 | [8 empty] | 313 | 0.0586
|  | 1631 | 0.23806 | 0.23136 | 0.0028816 | [8 empty] | 313 | 0.0602
|  | 1632 | 0.23821 | 0.23151 | 0.0028812 | [8 empty] | 313 | 0.0602
|  | 1633 | 0.23267 | 0.22614 | 0.002803 | [8 empty] | 313 | 0.059
|  | 1634 | 0.23282 | 0.22628 | 0.0028101 | [8 empty] | 313 | 0.0564
|  | 1635 | 0.23367 | 0.22712 | 0.0028059 | [8 empty] | 313 | 0.0527
|  | 1636 | 0.23539 | 0.22879 | 0.0028292 | [8 empty] | 313 | 0.05
|  | 1637 | 0.227 | 0.22064 | 0.0027269 | [8 empty] | 313 | 0.0477
|  | 1638 | 0.22007 | 0.21393 | 0.002622 | [8 empty] | 313 | 0.0445
|  | 1639 | 0.22026 | 0.2141 | 0.0026348 | [8 empty] | 313 | 0.0416
|  | 1640 | 0.21511 | 0.20913 | 0.0025462 | [8 empty] | 313 | 0.0402
|  | 1641 | 0.2196 | 0.21348 | 0.0026127 | [8 empty] | 313 | 0.0397
|  | 1642 | 0.22082 | 0.21467 | 0.0026267 | [8 empty] | 313 | 0.0416
|  | 1643 | 0.21535 | 0.20939 | 0.0025313 | [8 empty] | 313 | 0.048
|  | 1644 | 0.22355 | 0.21733 | 0.0026548 | [8 empty] | 313 | 0.0581
|  | 1645 | 0.21822 | 0.21216 | 0.002575 | [8 empty] | 313 | 0.0697
|  | 1646 | 0.21749 | 0.21147 | 0.0025511 | [8 empty] | 313 | 0.0806
|  | 1647 | 0.22768 | 0.22135 | 0.0026949 | [8 empty] | 313 | 0.0889
|  | 1648 | 0.21655 | 0.21057 | 0.0025307 | [8 empty] | 313 | 0.093
|  | 1649 | 0.21867 | 0.21261 | 0.0025716 | [8 empty] | 313 | 0.0919
|  | 1650 | 0.22526 | 0.21902 | 0.0026506 | [8 empty] | 313 | 0.0864
|  | 1651 | 0.20855 | 0.20281 | 0.0024195 | [8 empty] | 314 | 0.0133
|  | 1652 | 0.22373 | 0.21754 | 0.0026222 | [8 empty] | 314 | 0.0123
|  | 1653 | 0.22277 | 0.21661 | 0.0026116 | [8 empty] | 314 | 0.0127
|  | 1654 | 0.21583 | 0.20991 | 0.002505 | [8 empty] | 314 | 0.0152
|  | 1655 | 0.22231 | 0.21619 | 0.0026011 | [8 empty] | 314 | 0.0198
|  | 1656 | 0.22101 | 0.21494 | 0.0025731 | [8 empty] | 314 | 0.0264
|  | 1657 | 0.22223 | 0.21613 | 0.0025882 | [8 empty] | 314 | 0.0344
|  | 1658 | 0.22487 | 0.2187 | 0.0026231 | [8 empty] | 314 | 0.0414
|  | 1659 | 0.2212 | 0.21514 | 0.0025746 | [8 empty] | 314 | 0.0468
|  | 1660 | 0.22332 | 0.21721 | 0.002596 | [8 empty] | 314 | 0.0513
|  | 1661 | 0.22384 | 0.21774 | 0.0025961 | [8 empty] | 314 | 0.0544
|  | 1662 | 0.21908 | 0.21313 | 0.0025277 | [8 empty] | 314 | 0.0558
|  | 1663 | 0.22235 | 0.2163 | 0.0025745 | [8 empty] | 314 | 0.0578
|  | 1664 | 0.22098 | 0.21498 | 0.0025514 | [8 empty] | 314 | 0.0613
|  | 1665 | 0.21178 | 0.20607 | 0.0024209 | [8 empty] | 314 | 0.0641
|  | 1666 | 0.17884 | 0.17411 | 0.0019759 | [8 empty] | 314 | 0.0655
|  | 1667 | 0.21068 | 0.20502 | 0.0024014 | [8 empty] | 314 | 0.0671
|  | 1668 | 0.21459 | 0.20881 | 0.0024626 | [8 empty] | 314 | 0.069
|  | 1669 | 0.21516 | 0.20939 | 0.002462 | [8 empty] | 314 | 0.07
|  | 1670 | 0.22168 | 0.21573 | 0.0025395 | [8 empty] | 314 | 0.0724
|  | 1671 | 0.21879 | 0.21294 | 0.0024982 | [8 empty] | 314 | 0.0781
|  | 1672 | 0.21147 | 0.20582 | 0.0024148 | [8 empty] | 314 | 0.0851
|  | 1673 | 0.21629 | 0.21052 | 0.0024685 | [8 empty] | 314 | 0.0915
|  | 1674 | 0.21575 | 0.21002 | 0.0024495 | [8 empty] | 314 | 0.0969
|  | 1675 | 0.2136 | 0.20793 | 0.0024233 | [8 empty] | 314 | 0.0989
|  | 1676 | 0.21145 | 0.20584 | 0.0023975 | [8 empty] | 314 | 0.0968
|  | 1677 | 0.21229 | 0.20668 | 0.0023998 | [8 empty] | 314 | 0.0933
|  | 1678 | 0.20915 | 0.20365 | 0.0023521 | [8 empty] | 314 | 0.0904
|  | 1679 | 0.21303 | 0.20741 | 0.0024094 | [8 empty] | 314 | 0.0885
|  | 1680 | 0.20558 | 0.20017 | 0.0023196 | [8 empty] | 314 | 0.0876
|  | 1681 | 0.19447 | 0.18936 | 0.0021832 | [8 empty] | 314 | 0.0886
|  | 1682 | 0.20366 | 0.1983 | 0.0022946 | [8 empty] | 314 | 0.0903
|  | 1683 | 0.20906 | 0.20357 | 0.0023518 | [8 empty] | 314 | 0.0891
|  | 1684 | 0.19797 | 0.19283 | 0.0021898 | [8 empty] | 314 | 0.0846
|  | 1685 | 0.21321 | 0.20763 | 0.0023917 | [8 empty] | 314 | 0.0802
|  | 1686 | 0.21026 | 0.20476 | 0.0023551 | [8 empty] | 314 | 0.0752
|  | 1687 | 0.20484 | 0.19951 | 0.0022758 | [8 empty] | 314 | 0.0682
|  | 1688 | 0.21013 | 0.20465 | 0.0023455 | [8 empty] | 314 | 0.0625
|  | 1689 | 0.20718 | 0.20178 | 0.0023088 | [8 empty] | 314 | 0.0595
|  | 1690 | 0.20523 | 0.19991 | 0.0022781 | [8 empty] | 314 | 0.0569
|  | 1691 | 0.19303 | 0.18808 | 0.0021041 | [8 empty] | 314 | 0.0541
|  | 1692 | 0.20708 | 0.20174 | 0.0022877 | [8 empty] | 314 | 0.0537
|  | 1693 | 0.21134 | 0.20587 | 0.0023443 | [8 empty] | 314 | 0.0569
|  | 1694 | 0.20477 | 0.1995 | 0.0022539 | [8 empty] | 314 | 0.0632
|  | 1695 | 0.20968 | 0.20427 | 0.0023174 | [8 empty] | 314 | 0.0712
|  | 1696 | 0.20922 | 0.20383 | 0.0023102 | [8 empty] | 314 | 0.0794
|  | 1697 | 0.18107 | 0.17649 | 0.0019392 | [8 empty] | 314 | 0.0849
|  | 1698 | 0.20739 | 0.20207 | 0.0022812 | [8 empty] | 314 | 0.0852
|  | 1699 | 0.20551 | 0.20024 | 0.0022551 | [8 empty] | 314 | 0.0811
|  | 1700 | 0.19975 | 0.19464 | 0.0021816 | [8 empty] | 314 | 0.0765
|  | 1702 | 0.20396 | 0.19874 | 0.0022326 | [8 empty] | 314 | 0.0739
|  | 1705 | 0.19778 | 0.19275 | 0.0021443 | [8 empty] | 314 | 0.0738
|  | 1710 | 0.1879 | 0.18316 | 0.0020133 | [8 empty] | 314 | 0.0754
|  | 1715 | 0.18965 | 0.1849 | 0.0020169 | [8 empty] | 314 | 0.0783
|  | 1720 | 0.18698 | 0.18231 | 0.0019787 | [8 empty] | 314 | 0.0814
|  | 1725 | 0.17808 | 0.17367 | 0.0018566 | [8 empty] | 314 | 0.0841
|  | 1730 | 0.17407 | 0.16979 | 0.0018023 | [8 empty] | 314 | 0.0871
|  | 1735 | 0.16154 | 0.15758 | 0.0016578 | [8 empty] | 314 | 0.0913
|  | 1740 | 0.16818 | 0.16405 | 0.0017153 | [8 empty] | 314 | 0.0952
|  | 1745 | 0.15481 | 0.15105 | 0.0015519 | [8 empty] | 314 | 0.097
|  | 1750 | 0.16566 | 0.16162 | 0.0016737 | [8 empty] | 314 | 0.0967
|  | 1755 | 0.15301 | 0.14931 | 0.0015152 | [8 empty] | 314 | 0.0948
|  | 1760 | 0.15998 | 0.15608 | 0.0015929 | [8 empty] | 314 | 0.0924
|  | 1765 | 0.13284 | 0.12967 | 0.0012747 | [8 empty] | 314 | 0.09
|  | 1770 | 0.14172 | 0.13831 | 0.0013686 | [8 empty] | 314 | 0.0883
|  | 1775 | 0.11484 | 0.11213 | 0.0010706 | [8 empty] | 314 | 0.0883
|  | 1780 | 0.1005 | 0.098143 | 0.00091555 | [8 empty] | 314 | 0.0891
|  | 1785 | 0.076981 | 0.075201 | 0.0006774 | [8 empty] | 314 | 0.0882
|  | 1790 | 0.088904 | 0.086831 | 0.0007904 | [8 empty] | 314 | 0.0857
|  | 1795 | 0.046931 | 0.045864 | 0.00039294 | [8 empty] | 314 | 0.0817
|  | 1800 | 0.031828 | 0.031112 | 0.00026051 | [8 empty] | 314 | 0.0737
|  | 1805 | 0.014815 | 0.014485 | 0.00011775 | [8 empty] | 314 | 0.0617
|  | 1810 | 0.0096911 | 0.0094762 | 7.619e-05 | [8 empty] | 314 | 0.0502
|  | 1815 | 0.0032816 | 0.0032093 | 2.5472e-05 | [8 empty] | 314 | 0.0421
|  | 1820 | 0.00098755 | 0.00096578 | 7.6074e-06 | [8 empty] | 314 | 0.0377
|  | 1825 | 0.0012744 | 0.0012463 | 9.7736e-06 | [8 empty] | 314 | 0.0383
|  | 1830 | 5.2041e-06 | 5.0896e-06 | 3.9677e-08 | [8 empty] | 314 | 0.0441
|  | 1835 | 6.419e-06 | 6.2784e-06 | 4.8721e-08 | [8 empty] | 314 | 0.0517
|  | 1840 | 6.2703e-08 | 6.1337e-08 | 4.7382e-10 | [8 empty] | 314 | 0.0579
|  | 1845 | 6.2658e-06 | 6.1298e-06 | 4.7141e-08 | [8 empty] | 314 | 0.062
|  | 1850 | 2.9993e-06 | 2.9348e-06 | 2.247e-08 | [8 empty] | 314 | 0.0644
|  | 1855 | 2.8396e-07 | 2.7795e-07 | 2.1188e-09 | [8 empty] | 314 | 0.0663
|  | 1860 | 1.1151e-05 | 1.092e-05 | 8.2881e-08 | [8 empty] | 314 | 0.0686
|  | 1865 | 1.6982e-05 | 1.6644e-05 | 1.2579e-07 | [8 empty] | 314 | 0.0704
|  | 1870 | 2.6662e-10 | 2.6148e-10 | 1.9678e-12 | [8 empty] | 314 | 0.0725
|  | 1875 | 4.513e-10 | 4.4296e-10 | 3.3197e-12 | [8 empty] | 314 | 0.0752
|  | 1880 | 7.7505e-05 | 7.6123e-05 | 5.6817e-07 | [8 empty] | 314 | 0.0769
|  | 1885 | 4.389e-05 | 4.3129e-05 | 3.2059e-07 | [8 empty] | 314 | 0.0771
|  | 1890 | 0.00022333 | 0.00021956 | 1.6257e-06 | [8 empty] | 314 | 0.077
|  | 1895 | 0.00012947 | 0.00012743 | 9.397e-07 | [8 empty] | 314 | 0.0767
|  | 1900 | 8.6221e-07 | 8.4916e-07 | 6.2369e-09 | [8 empty] | 314 | 0.0745
|  | 1905 | 5.6667e-07 | 5.5798e-07 | 4.0823e-09 | [8 empty] | 314 | 0.07
|  | 1910 | 2.3045e-05 | 2.2726e-05 | 1.6563e-07 | [8 empty] | 314 | 0.064
|  | 1915 | 1.9947e-05 | 1.9673e-05 | 1.4284e-07 | [8 empty] | 314 | 0.0572
|  | 1920 | 0.00045069 | 0.00044451 | 3.2166e-06 | [8 empty] | 314 | 0.0492
|  | 1925 | 0.00093615 | 0.00092326 | 6.6595e-06 | [8 empty] | 314 | 0.0409
|  | 1930 | 0.00055242 | 0.00054474 | 3.9136e-06 | [8 empty] | 314 | 0.034
|  | 1935 | 0.0035935 | 0.0035428 | 2.5445e-05 | [8 empty] | 314 | 0.0281
|  | 1940 | 0.0032821 | 0.0032357 | 2.3155e-05 | [8 empty] | 314 | 0.023
|  | 1945 | 0.010863 | 0.010707 | 7.7155e-05 | [8 empty] | 314 | 0.0207
|  | 1950 | 0.016727 | 0.016482 | 0.00011919 | [8 empty] | 314 | 0.0224
|  | 1955 | 0.010036 | 0.009886 | 7.0587e-05 | [8 empty] | 315 | 0.0893
|  | 1960 | 0.021906 | 0.021569 | 0.00015611 | [8 empty] | 315 | 0.109
|  | 1965 | 0.028563 | 0.028114 | 0.00020494 | [8 empty] | 315 | 0.129
|  | 1970 | 0.048847 | 0.048055 | 0.00035972 | [8 empty] | 315 | 0.143
|  | 1975 | 0.067857 | 0.06673 | 0.00051328 | [8 empty] | 315 | 0.148
|  | 1980 | 0.075512 | 0.074234 | 0.00057751 | [8 empty] | 315 | 0.142
|  | 1985 | 0.083063 | 0.081625 | 0.00064151 | [8 empty] | 315 | 0.126
|  | 1990 | 0.085613 | 0.084124 | 0.00066101 | [8 empty] | 315 | 0.107
|  | 1995 | 0.08119 | 0.079787 | 0.00062223 | [8 empty] | 315 | 0.0915
|  | 2000 | 0.038156 | 0.037491 | 0.00029848 | [8 empty] | 315 | 0.0835
|  | 2005 | 0.015001 | 0.014747 | 0.00011297 | [8 empty] | 315 | 0.0846
|  | 2010 | 0.039748 | 0.039071 | 0.00030954 | [8 empty] | 315 | 0.0929
|  | 2015 | 0.026648 | 0.026208 | 0.00020276 | [8 empty] | 315 | 0.103
|  | 2020 | 0.044981 | 0.044239 | 0.00035104 | [8 empty] | 315 | 0.111
|  | 2025 | 0.07401 | 0.072779 | 0.00060184 | [8 empty] | 315 | 0.113
|  | 2030 | 0.084856 | 0.08346 | 0.00070012 | [8 empty] | 315 | 0.107
|  | 2035 | 0.096386 | 0.094808 | 0.0008062 | [8 empty] | 315 | 0.0949
|  | 2040 | 0.089781 | 0.088344 | 0.00074165 | [8 empty] | 315 | 0.0808
|  | 2045 | 0.091074 | 0.089636 | 0.00074988 | [8 empty] | 315 | 0.0678
|  | 2050 | 0.067927 | 0.066892 | 0.00053812 | [8 empty] | 315 | 0.059
|  | 2055 | 0.054906 | 0.05409 | 0.00042486 | [8 empty] | 315 | 0.056
|  | 2060 | 0.069193 | 0.068157 | 0.00054622 | [8 empty] | 315 | 0.0588
|  | 2065 | 0.061875 | 0.060962 | 0.00048146 | [8 empty] | 315 | 0.0663
|  | 2070 | 0.065676 | 0.064715 | 0.00051242 | [8 empty] | 315 | 0.0756
|  | 2075 | 0.077443 | 0.076305 | 0.00061318 | [8 empty] | 315 | 0.0834
|  | 2080 | 0.086812 | 0.085528 | 0.00069642 | [8 empty] | 315 | 0.0894
|  | 2085 | 0.085102 | 0.083847 | 0.00067908 | [8 empty] | 315 | 0.092
|  | 2090 | 0.0891 | 0.087779 | 0.00071367 | [8 empty] | 315 | 0.0908
|  | 2095 | 0.089747 | 0.088421 | 0.00071833 | [8 empty] | 315 | 0.0899
|  | 2100 | 0.086133 | 0.084869 | 0.00068244 | [8 empty] | 315 | 0.0912
|  | 2105 | 0.093153 | 0.091771 | 0.00074423 | [8 empty] | 315 | 0.0936
|  | 2110 | 0.089654 | 0.08832 | 0.00071095 | [8 empty] | 315 | 0.0983
|  | 2115 | 0.091673 | 0.090308 | 0.00072736 | [8 empty] | 315 | 0.105
|  | 2120 | 0.087588 | 0.086281 | 0.00068859 | [8 empty] | 315 | 0.109
|  | 2125 | 0.088632 | 0.087303 | 0.00069648 | [8 empty] | 315 | 0.11
|  | 2130 | 0.089774 | 0.088422 | 0.00070403 | [8 empty] | 315 | 0.107
|  | 2135 | 0.090044 | 0.088679 | 0.00070535 | [8 empty] | 315 | 0.099
|  | 2140 | 0.090767 | 0.08939 | 0.00070914 | [8 empty] | 315 | 0.0891
|  | 2145 | 0.089486 | 0.088132 | 0.00069603 | [8 empty] | 315 | 0.0792
|  | 2150 | 0.084639 | 0.083369 | 0.00065031 | [8 empty] | 315 | 0.0714
|  | 2155 | 0.08484 | 0.083566 | 0.00065033 | [8 empty] | 315 | 0.0682
|  | 2160 | 0.08417 | 0.082912 | 0.00064273 | [8 empty] | 315 | 0.0696
|  | 2165 | 0.07631 | 0.075175 | 0.00057789 | [8 empty] | 315 | 0.0737
|  | 2170 | 0.081996 | 0.080776 | 0.00062119 | [8 empty] | 315 | 0.0804
|  | 2175 | 0.080448 | 0.079257 | 0.0006047 | [8 empty] | 315 | 0.0883
|  | 2180 | 0.081808 | 0.080597 | 0.00061501 | [8 empty] | 315 | 0.0959
|  | 2185 | 0.07455 | 0.073458 | 0.00055078 | [8 empty] | 315 | 0.105
|  | 2190 | 0.079068 | 0.077905 | 0.0005879 | [8 empty] | 315 | 0.115
|  | 2195 | 0.078992 | 0.077833 | 0.00058437 | [8 empty] | 315 | 0.123
|  | 2200 | 0.071202 | 0.070175 | 0.0005173 | [8 empty] | 315 | 0.129
|  | 2205 | 0.07401 | 0.072947 | 0.00053976 | [8 empty] | 315 | 0.132
|  | 2210 | 0.079315 | 0.078174 | 0.00058168 | [8 empty] | 315 | 0.132
|  | 2215 | 0.076273 | 0.075189 | 0.00055395 | [8 empty] | 315 | 0.127
|  | 2220 | 0.07773 | 0.076631 | 0.00056376 | [8 empty] | 315 | 0.12
|  | 2225 | 0.075453 | 0.0744 | 0.00054333 | [8 empty] | 315 | 0.113
|  | 2230 | 0.075773 | 0.074727 | 0.00054366 | [8 empty] | 315 | 0.103
|  | 2235 | 0.074299 | 0.07329 | 0.00052928 | [8 empty] | 315 | 0.091
|  | 2240 | 0.073118 | 0.07214 | 0.00051833 | [8 empty] | 315 | 0.0796
|  | 2245 | 0.070838 | 0.069911 | 0.00049743 | [8 empty] | 315 | 0.0711
|  | 2250 | 0.071937 | 0.071034 | 0.00050362 | [8 empty] | 315 | 0.0641
|  | 2255 | 0.06769 | 0.066865 | 0.00046828 | [8 empty] | 315 | 0.0588
|  | 2260 | 0.066929 | 0.066143 | 0.00045972 | [8 empty] | 315 | 0.056
|  | 2265 | 0.068137 | 0.067355 | 0.0004671 | [8 empty] | 315 | 0.0539
|  | 2270 | 0.064867 | 0.064138 | 0.00043976 | [8 empty] | 315 | 0.051
|  | 2275 | 0.064021 | 0.063309 | 0.00043156 | [8 empty] | 315 | 0.0476
|  | 2280 | 0.066288 | 0.065551 | 0.00044765 | [8 empty] | 315 | 0.0448
|  | 2285 | 0.06308 | 0.062389 | 0.00042128 | [8 empty] | 315 | 0.0427
|  | 2290 | 0.06322 | 0.062534 | 0.00042037 | [8 empty] | 315 | 0.041
|  | 2295 | 0.061265 | 0.060603 | 0.00040522 | [8 empty] | 315 | 0.0413
|  | 2300 | 0.058824 | 0.058193 | 0.00038516 | [8 empty] | 315 | 0.0449
|  | 2305 | 0.059171 | 0.058544 | 0.00038588 | [8 empty] | 315 | 0.0512
|  | 2310 | 0.06387 | 0.063189 | 0.00041874 | [8 empty] | 315 | 0.0584
|  | 2315 | 0.058141 | 0.057528 | 0.00037557 | [8 empty] | 315 | 0.067
|  | 2320 | 0.052031 | 0.051489 | 0.00033077 | [8 empty] | 315 | 0.0756
|  | 2325 | 0.056215 | 0.055626 | 0.00035989 | [8 empty] | 315 | 0.0816
|  | 2330 | 0.056824 | 0.056231 | 0.00036195 | [8 empty] | 315 | 0.087
|  | 2335 | 0.057967 | 0.057362 | 0.00036862 | [8 empty] | 315 | 0.0948
|  | 2340 | 0.045836 | 0.045366 | 0.00028331 | [8 empty] | 315 | 0.102
|  | 2345 | 0.0514 | 0.050869 | 0.00031971 | [8 empty] | 315 | 0.107
|  | 2350 | 0.041536 | 0.041115 | 0.00025234 | [8 empty] | 315 | 0.109
|  | 2355 | 0.047473 | 0.046988 | 0.00029113 | [8 empty] | 315 | 0.106
|  | 2360 | 0.050237 | 0.049724 | 0.00030807 | [8 empty] | 315 | 0.0958
|  | 2365 | 0.049409 | 0.048909 | 0.000301 | [8 empty] | 315 | 0.0824
|  | 2370 | 0.030817 | 0.030514 | 0.00017978 | [8 empty] | 315 | 0.0683
|  | 2375 | 0.044147 | 0.043704 | 0.00026389 | [8 empty] | 315 | 0.0565
|  | 2380 | 0.042552 | 0.042128 | 0.00025211 | [8 empty] | 315 | 0.0489
|  | 2385 | 0.030826 | 0.030525 | 0.00017778 | [8 empty] | 315 | 0.0451
|  | 2390 | 0.037109 | 0.036748 | 0.00021551 | [8 empty] | 315 | 0.044
|  | 2395 | 0.040594 | 0.040199 | 0.00023629 | [8 empty] | 315 | 0.0454
|  | 2400 | 0.04415 | 0.043726 | 0.00025758 | [8 empty] | 315 | 0.0471
|  | 2405 | 0.033599 | 0.033286 | 0.00019072 | [8 empty] | 315 | 0.047
|  | 2410 | 0.033813 | 0.033504 | 0.00019097 | [8 empty] | 315 | 0.0458
|  | 2415 | 0.0273 | 0.027058 | 0.00015153 | [8 empty] | 315 | 0.0442
|  | 2420 | 0.02659 | 0.026358 | 0.00014646 | [8 empty] | 315 | 0.0408
|  | 2425 | 0.033078 | 0.032802 | 0.00018364 | [8 empty] | 315 | 0.0357
|  | 2430 | 0.045099 | 0.044725 | 0.00025524 | [8 empty] | 315 | 0.0304
|  | 2435 | 0.014878 | 0.014765 | 7.8668e-05 | [8 empty] | 315 | 0.0258
|  | 2440 | 0.043249 | 0.042926 | 0.00024094 | [8 empty] | 315 | 0.0216
|  | 2445 | 0.020798 | 0.020657 | 0.00011007 | [8 empty] | 315 | 0.0182
|  | 2450 | 0.013611 | 0.013523 | 7.063e-05 | [8 empty] | 315 | 0.0161
|  | 2455 | 0.024853 | 0.024695 | 0.00013124 | [8 empty] | 315 | 0.0146
|  | 2460 | 0.033363 | 0.033157 | 0.00017801 | [8 empty] | 316 | 0.0918
|  | 2465 | 0.024148 | 0.024009 | 0.00012575 | [8 empty] | 316 | 0.0965
|  | 2470 | 0.016727 | 0.016635 | 8.5373e-05 | [8 empty] | 316 | 0.104
|  | 2475 | 0.016455 | 0.016368 | 8.345e-05 | [8 empty] | 316 | 0.113
|  | 2480 | 0.0080395 | 0.0079996 | 4.0196e-05 | [8 empty] | 316 | 0.12
|  | 2485 | 0.0056102 | 0.005584 | 2.7702e-05 | [8 empty] | 316 | 0.123
|  | 2490 | 0.0035113 | 0.0034957 | 1.7145e-05 | [8 empty] | 316 | 0.119
|  | 2495 | 0.0028772 | 0.0028647 | 1.3963e-05 | [8 empty] | 316 | 0.112
|  | 2500 | 0.0070642 | 0.0070328 | 3.4306e-05 | [8 empty] | 316 | 0.103
|  | 2505 | 0.0015191 | 0.0015124 | 7.2897e-06 | [8 empty] | 316 | 0.0932
|  | 2510 | 0.0022163 | 0.0022063 | 1.0625e-05 | [8 empty] | 316 | 0.0842
|  | 2515 | 0.0005188 | 0.00051644 | 2.4745e-06 | [8 empty] | 316 | 0.076
|  | 2520 | 0.00037054 | 0.00036879 | 1.7632e-06 | [8 empty] | 316 | 0.067
|  | 2525 | 4.1393e-05 | 4.1194e-05 | 1.9653e-07 | [8 empty] | 316 | 0.059
|  | 2530 | 6.3593e-07 | 6.3279e-07 | 3.014e-09 | [8 empty] | 316 | 0.0546
|  | 2535 | 1.7502e-07 | 1.7415e-07 | 8.2813e-10 | [8 empty] | 316 | 0.0556
|  | 2540 | 3.7716e-07 | 3.7521e-07 | 1.7815e-09 | [8 empty] | 316 | 0.0609
|  | 2545 | 5.3758e-11 | 5.3469e-11 | 2.5347e-13 | [8 empty] | 316 | 0.0679
|  | 2550 | 2.8222e-13 | 2.8066e-13 | 1.3284e-15 | [8 empty] | 316 | 0.0737
|  | 2555 | 1.0435e-09 | 1.0377e-09 | 4.9035e-12 | [8 empty] | 316 | 0.0747
|  | 2560 | 3.102e-11 | 3.0842e-11 | 1.4552e-13 | [8 empty] | 316 | 0.0689
|  | 2565 | 1.5955e-14 | 1.5846e-14 | 7.4644e-17 | [8 empty] | 316 | 0.0597
|  | 2570 | 1.5258e-18 | 1.5151e-18 | 7.1259e-21 | [8 empty] | 316 | 0.051
|  | 2575 | 1.0786e-27 | 1.0708e-27 | 5.0283e-30 | [8 empty] | 316 | 0.0443
|  | 2580 | 3.8214e-22 | 3.7933e-22 | 1.7785e-24 | [8 empty] | 316 | 0.0404
|  | 2585 | 1.7194e-34 | 1.7064e-34 | 7.9883e-37 | [8 empty] | 316 | 0.0402
|  | 2590 | 5.4793e-31 | 5.4369e-31 | 2.5412e-33 | [8 empty] | 316 | 0.042
|  | 2595 | 2.2838e-33 | 2.2666e-33 | 1.0578e-35 | [8 empty] | 316 | 0.0437
|  | 2600 | 4.4912e-28 | 4.4556e-28 | 2.0761e-30 | [8 empty] | 316 | 0.0453
|  | 2605 | 5.8053e-35 | 5.7592e-35 | 2.6794e-37 | [8 empty] | 316 | 0.0465
|  | 2610 | 5.9447e-34 | 5.897e-34 | 2.7395e-36 | [8 empty] | 316 | 0.0461
|  | 2615 | 1.1196e-37 | 1.1106e-37 | 5.1517e-40 | [8 empty] | 316 | 0.0455
|  | 2620 | 5.6505e-29 | 5.6056e-29 | 2.5964e-31 | [8 empty] | 316 | 0.0466
|  | 2625 | 3.8687e-28 | 3.8378e-28 | 1.775e-30 | [8 empty] | 316 | 0.0496
|  | 2630 | 2.8026e-45 | 2.8026e-45 | 0 | [8 empty] | 316 | 0.0554
|  | 2635 | 3.9027e-16 | 3.8719e-16 | 1.7858e-18 | [8 empty] | 316 | 0.0638
|  | 2640 | 1.175e-16 | 1.1657e-16 | 5.3692e-19 | [8 empty] | 316 | 0.0709
|  | 2645 | 8.9988e-19 | 8.9292e-19 | 4.1073e-21 | [8 empty] | 316 | 0.0747
|  | 2650 | 1.4295e-19 | 1.4186e-19 | 6.5167e-22 | [8 empty] | 316 | 0.0771
|  | 2655 | 1.3133e-27 | 1.3036e-27 | 5.9813e-30 | [8 empty] | 316 | 0.0776
|  | 2660 | 2.6068e-25 | 2.588e-25 | 1.186e-27 | [8 empty] | 316 | 0.0752
|  | 2665 | 1.1123e-37 | 1.1045e-37 | 5.056e-40 | [8 empty] | 316 | 0.0724
|  | 2670 | 0 | 0 | 0 | [8 empty] | 316 | 0.0693
|  | 2675 | 0 | 0 | 0 | [8 empty] | 316 | 0.0634
|  | 2680 | 0 | 0 | 0 | [8 empty] | 316 | 0.0559
|  | 2685 | 0 | 0 | 0 | [8 empty] | 316 | 0.0489
|  | 2690 | 1.0226e-29 | 1.0178e-29 | 4.6355e-32 | [8 empty] | 316 | 0.0429
|  | 2695 | 7.1284e-33 | 7.1014e-33 | 3.2375e-35 | [8 empty] | 316 | 0.0381
|  | 2700 | 0 | 0 | 0 | [8 empty] | 316 | 0.0346
|  | 2705 | 2.9315e-42 | 2.9273e-42 | 1.2612e-44 | [8 empty] | 316 | 0.0315
|  | 2710 | 1.125e-35 | 1.1239e-35 | 5.0828e-38 | [8 empty] | 316 | 0.0283
|  | 2715 | 3.8557e-26 | 3.8549e-26 | 1.7371e-28 | [8 empty] | 316 | 0.0259
|  | 2720 | 5.6052e-45 | 5.6052e-45 | 0 | [8 empty] | 316 | 0.0252
|  | 2725 | 7.2935e-22 | 7.3094e-22 | 3.2694e-24 | [8 empty] | 316 | 0.0279
|  | 2730 | 6.0734e-19 | 6.0929e-19 | 2.7157e-21 | [8 empty] | 316 | 0.0349
|  | 2735 | 5.4888e-21 | 5.5121e-21 | 2.4486e-23 | [8 empty] | 316 | 0.0443
|  | 2740 | 2.3314e-27 | 2.3435e-27 | 1.0377e-29 | [8 empty] | 316 | 0.0539
|  | 2745 | 1.3146e-23 | 1.3224e-23 | 5.8381e-26 | [8 empty] | 316 | 0.0615
|  | 2750 | 1.6648e-28 | 1.6758e-28 | 7.3768e-31 | [8 empty] | 316 | 0.0646
|  | 2755 | 6.7262e-44 | 6.7262e-44 | 0 | [8 empty] | 316 | 0.0626
|  | 2760 | 0 | 0 | 0 | [8 empty] | 316 | 0.0572
|  | 2765 | 2.6777e-27 | 2.7001e-27 | 1.1792e-29 | [8 empty] | 316 | 0.051
|  | 2770 | 8.3791e-24 | 8.4528e-24 | 3.6826e-26 | [8 empty] | 316 | 0.0453
|  | 2775 | 3.999e-38 | 4.036e-38 | 1.7543e-40 | [8 empty] | 316 | 0.0416
|  | 2780 | 4.8067e-34 | 4.8532e-34 | 2.1049e-36 | [8 empty] | 316 | 0.041
|  | 2785 | 3.8866e-27 | 3.9255e-27 | 1.699e-29 | [8 empty] | 316 | 0.0412
|  | 2790 | 1.217e-16 | 1.2295e-16 | 5.3113e-19 | [8 empty] | 316 | 0.0406
|  | 2795 | 3.6205e-16 | 3.6591e-16 | 1.5778e-18 | [8 empty] | 316 | 0.0404
|  | 2800 | 1.6484e-12 | 1.6665e-12 | 7.1739e-15 | [8 empty] | 316 | 0.0403
|  | 2805 | 6.7478e-14 | 6.8228e-14 | 2.9324e-16 | [8 empty] | 316 | 0.0396
|  | 2810 | 4.0233e-10 | 4.0695e-10 | 1.7465e-12 | [8 empty] | 316 | 0.0409
|  | 2815 | 2.8685e-10 | 2.9018e-10 | 1.2437e-12 | [8 empty] | 316 | 0.0451
|  | 2820 | 2.0548e-11 | 2.0789e-11 | 8.8997e-14 | [8 empty] | 316 | 0.0505
|  | 2825 | 1.7605e-07 | 1.7814e-07 | 7.6182e-10 | [8 empty] | 316 | 0.0558
|  | 2830 | 3.9008e-06 | 3.9475e-06 | 1.6866e-08 | [8 empty] | 316 | 0.0598
|  | 2835 | 2.1276e-10 | 2.1533e-10 | 9.1932e-13 | [8 empty] | 316 | 0.0632
|  | 2840 | 1.9609e-07 | 1.9849e-07 | 8.4688e-10 | [8 empty] | 316 | 0.0672
|  | 2845 | 4.0575e-05 | 4.1074e-05 | 1.7515e-07 | [8 empty] | 316 | 0.0707
|  | 2850 | 1.1566e-06 | 1.1708e-06 | 4.991e-09 | [8 empty] | 316 | 0.0733
|  | 2855 | 4.4867e-07 | 4.5425e-07 | 1.9359e-09 | [8 empty] | 316 | 0.0759
|  | 2860 | 2.5356e-05 | 2.5672e-05 | 1.0939e-07 | [8 empty] | 316 | 0.0755
|  | 2865 | 0.00016763 | 0.00016974 | 7.2332e-07 | [8 empty] | 316 | 0.071
|  | 2870 | 6.3129e-06 | 6.3922e-06 | 2.7244e-08 | [8 empty] | 316 | 0.0675
|  | 2875 | 0.0003917 | 0.00039663 | 1.6911e-06 | [8 empty] | 316 | 0.0672
|  | 2880 | 0.00024724 | 0.00025037 | 1.0679e-06 | [8 empty] | 316 | 0.0699
|  | 2885 | 0.00045332 | 0.00045906 | 1.9592e-06 | [8 empty] | 316 | 0.0768
|  | 2890 | 0.00018623 | 0.0001886 | 8.054e-07 | [8 empty] | 316 | 0.0868
|  | 2895 | 0.0026643 | 0.0026982 | 1.1539e-05 | [8 empty] | 316 | 0.096
|  | 2900 | 0.00081152 | 0.00082183 | 3.5163e-06 | [8 empty] | 316 | 0.102
|  | 2905 | 0.00011096 | 0.00011237 | 4.8123e-07 | [8 empty] | 316 | 0.106
|  | 2910 | 0.002722 | 0.0027566 | 1.1827e-05 | [8 empty] | 316 | 0.107
|  | 2915 | 0.0012581 | 0.0012742 | 5.472e-06 | [8 empty] | 316 | 0.102
|  | 2920 | 0.0028948 | 0.0029316 | 1.2613e-05 | [8 empty] | 316 | 0.0933
|  | 2925 | 0.0010835 | 0.0010973 | 4.7266e-06 | [8 empty] | 316 | 0.0835
|  | 2930 | 0.0058858 | 0.0059606 | 2.5749e-05 | [8 empty] | 316 | 0.0736
|  | 2935 | 0.0064903 | 0.0065725 | 2.845e-05 | [8 empty] | 316 | 0.0641
|  | 2940 | 0.0016273 | 0.0016479 | 7.1378e-06 | [8 empty] | 316 | 0.0588
|  | 2945 | 0.0014489 | 0.0014673 | 6.3682e-06 | [8 empty] | 316 | 0.0594
|  | 2950 | 0.0052276 | 0.0052935 | 2.3047e-05 | [8 empty] | 316 | 0.0638
|  | 2955 | 0.0023361 | 0.0023655 | 1.0315e-05 | [8 empty] | 316 | 0.0731
|  | 2960 | 0.0045971 | 0.0046549 | 2.0359e-05 | [8 empty] | 317 | 0.14
|  | 2965 | 0.0074379 | 0.0075313 | 3.3047e-05 | [8 empty] | 317 | 0.131
|  | 2970 | 0.00035233 | 0.00035676 | 1.5664e-06 | [8 empty] | 317 | 0.118
|  | 2975 | 0.00085429 | 0.00086499 | 3.8086e-06 | [8 empty] | 317 | 0.102
|  | 2980 | 0.0013381 | 0.0013548 | 5.9826e-06 | [8 empty] | 317 | 0.0893
|  | 2985 | 0.0069628 | 0.0070495 | 3.1269e-05 | [8 empty] | 317 | 0.0818
|  | 2990 | 0.01028 | 0.010407 | 4.6351e-05 | [8 empty] | 317 | 0.0783
|  | 2995 | 0.0042755 | 0.0043286 | 1.93e-05 | [8 empty] | 317 | 0.0804
|  | 3000 | 0.0078472 | 0.0079442 | 3.5572e-05 | [8 empty] | 317 | 0.0886
|  | 3005 | 0.0028906 | 0.0029261 | 1.3074e-05 | [8 empty] | 317 | 0.101
|  | 3010 | 0.0068479 | 0.006932 | 3.1006e-05 | [8 empty] | 317 | 0.119
|  | 3015 | 0.0055551 | 0.0056232 | 2.5137e-05 | [8 empty] | 317 | 0.141
|  | 3020 | 0.00063369 | 0.00064143 | 2.8626e-06 | [8 empty] | 317 | 0.16
|  | 3025 | 0.0075031 | 0.0075948 | 3.3974e-05 | [8 empty] | 317 | 0.173
|  | 3030 | 0.0060753 | 0.0061491 | 2.7498e-05 | [8 empty] | 317 | 0.177
|  | 3035 | 0.0024986 | 0.002529 | 1.1296e-05 | [8 empty] | 317 | 0.17
|  | 3040 | 0.0020242 | 0.0020487 | 9.1513e-06 | [8 empty] | 317 | 0.154
|  | 3045 | 0.004209 | 0.0042599 | 1.9049e-05 | [8 empty] | 317 | 0.138
|  | 3050 | 0.0010321 | 0.0010446 | 4.6674e-06 | [8 empty] | 317 | 0.122
|  | 3055 | 0.00028947 | 0.00029295 | 1.3092e-06 | [8 empty] | 317 | 0.111
|  | 3060 | 0.0063012 | 0.0063761 | 2.8579e-05 | [8 empty] | 317 | 0.107
|  | 3065 | 0.0029113 | 0.0029458 | 1.3191e-05 | [8 empty] | 317 | 0.108
|  | 3070 | 0.0017492 | 0.0017699 | 7.9259e-06 | [8 empty] | 317 | 0.109
|  | 3075 | 0.0060221 | 0.0060928 | 2.7357e-05 | [8 empty] | 317 | 0.113
|  | 3080 | 0.0036224 | 0.0036646 | 1.6448e-05 | [8 empty] | 317 | 0.121
|  | 3085 | 0.0017671 | 0.0017876 | 8.0218e-06 | [8 empty] | 317 | 0.127
|  | 3090 | 0.0023805 | 0.002408 | 1.0817e-05 | [8 empty] | 317 | 0.133
|  | 3095 | 0.0006551 | 0.00066266 | 2.9766e-06 | [8 empty] | 317 | 0.14
|  | 3100 | 0.004401 | 0.0044513 | 2.0052e-05 | [8 empty] | 317 | 0.145
|  | 3105 | 0.00092155 | 0.00093203 | 4.1943e-06 | [8 empty] | 317 | 0.146
|  | 3110 | 0.00084569 | 0.00085524 | 3.8519e-06 | [8 empty] | 317 | 0.144
|  | 3115 | 0.0022677 | 0.0022932 | 1.0346e-05 | [8 empty] | 317 | 0.14
|  | 3120 | 0.0098197 | 0.0099294 | 4.5082e-05 | [8 empty] | 317 | 0.133
|  | 3125 | 0.0030289 | 0.0030625 | 1.3931e-05 | [8 empty] | 317 | 0.126
|  | 3130 | 0.0057614 | 0.0058246 | 2.6565e-05 | [8 empty] | 317 | 0.121
|  | 3135 | 0.011446 | 0.011571 | 5.2841e-05 | [8 empty] | 317 | 0.119
|  | 3140 | 0.0033241 | 0.0033603 | 1.5278e-05 | [8 empty] | 317 | 0.122
|  | 3145 | 0.0032517 | 0.0032869 | 1.4966e-05 | [8 empty] | 317 | 0.128
|  | 3150 | 0.0066744 | 0.0067457 | 3.0832e-05 | [8 empty] | 317 | 0.133
|  | 3155 | 0.0056366 | 0.0056965 | 2.6041e-05 | [8 empty] | 317 | 0.133
|  | 3160 | 0.009232 | 0.0093294 | 4.2804e-05 | [8 empty] | 317 | 0.129
|  | 3165 | 0.014017 | 0.014163 | 6.5311e-05 | [8 empty] | 317 | 0.119
|  | 3170 | 0.012516 | 0.012645 | 5.8302e-05 | [8 empty] | 317 | 0.105
|  | 3175 | 0.0092302 | 0.0093252 | 4.2908e-05 | [8 empty] | 317 | 0.0909
|  | 3180 | 0.010621 | 0.01073 | 4.9494e-05 | [8 empty] | 317 | 0.0795
|  | 3185 | 0.0080823 | 0.0081644 | 3.7608e-05 | [8 empty] | 317 | 0.0722
|  | 3190 | 0.0042388 | 0.0042817 | 1.9679e-05 | [8 empty] | 317 | 0.0673
|  | 3195 | 0.0026927 | 0.0027197 | 1.2495e-05 | [8 empty] | 317 | 0.0646
|  | 3200 | 0.00043843 | 0.0004428 | 2.0328e-06 | [8 empty] | 317 | 0.0647
|  | 3205 | 0.00030973 | 0.0003128 | 1.4371e-06 | [8 empty] | 317 | 0.0645
|  | 3210 | 0.00013634 | 0.00013768 | 6.3327e-07 | [8 empty] | 317 | 0.0623
|  | 3215 | 0.00049752 | 0.00050237 | 2.313e-06 | [8 empty] | 317 | 0.0619
|  | 3220 | 0.0016089 | 0.0016245 | 7.4958e-06 | [8 empty] | 317 | 0.065
|  | 3225 | 0.00019875 | 0.00020066 | 9.2595e-07 | [8 empty] | 317 | 0.0695
|  | 3230 | 0.0003408 | 0.00034404 | 1.5952e-06 | [8 empty] | 317 | 0.0764
|  | 3235 | 0.007294 | 0.0073625 | 3.4345e-05 | [8 empty] | 317 | 0.0865
|  | 3240 | 0.0037464 | 0.0037816 | 1.7564e-05 | [8 empty] | 317 | 0.095
|  | 3245 | 0.00073409 | 0.00074096 | 3.4328e-06 | [8 empty] | 317 | 0.0966
|  | 3250 | 0.0026067 | 0.0026308 | 1.2231e-05 | [8 empty] | 317 | 0.092
|  | 3255 | 0.0099378 | 0.010029 | 4.7106e-05 | [8 empty] | 317 | 0.0853
|  | 3260 | 0.0012248 | 0.001236 | 5.7493e-06 | [8 empty] | 317 | 0.0777
|  | 3265 | 0.0024465 | 0.0024686 | 1.1511e-05 | [8 empty] | 317 | 0.0723
|  | 3270 | 0.0012186 | 0.0012292 | 5.9922e-06 | [8 empty] | 317 | 0.0742
|  | 3275 | 0.0059265 | 0.0059758 | 3.0721e-05 | [8 empty] | 317 | 0.0817
|  | 3280 | 0.0028644 | 0.002889 | 1.4083e-05 | [8 empty] | 317 | 0.0902
|  | 3285 | 0.011128 | 0.011223 | 5.4532e-05 | [8 empty] | 317 | 0.0984
|  | 3290 | 0.0087571 | 0.008831 | 4.3145e-05 | [8 empty] | 317 | 0.104
|  | 3295 | 0.0012234 | 0.0012337 | 5.9852e-06 | [8 empty] | 317 | 0.105
|  | 3300 | 0.0017794 | 0.0017944 | 8.722e-06 | [8 empty] | 317 | 0.101
|  | 3305 | 0.0039416 | 0.0039746 | 1.9274e-05 | [8 empty] | 317 | 0.0949
|  | 3310 | 0.0039235 | 0.0039565 | 1.9083e-05 | [8 empty] | 317 | 0.0875
|  | 3315 | 1.6133e-05 | 1.6269e-05 | 7.7721e-08 | [8 empty] | 317 | 0.0788
|  | 3320 | 5.9987e-05 | 6.0496e-05 | 2.8728e-07 | [8 empty] | 317 | 0.069
|  | 3325 | 0.0035187 | 0.0035486 | 1.6896e-05 | [8 empty] | 317 | 0.0612
|  | 3330 | 0.0046616 | 0.0047014 | 2.2371e-05 | [8 empty] | 317 | 0.0586
|  | 3335 | 0.0090694 | 0.009147 | 4.3715e-05 | [8 empty] | 317 | 0.0604
|  | 3340 | 0.0034602 | 0.0034903 | 1.6519e-05 | [8 empty] | 317 | 0.0649
|  | 3345 | 0.0035408 | 0.0035722 | 1.6896e-05 | [8 empty] | 317 | 0.073
|  | 3350 | 0.0080277 | 0.0080998 | 3.8554e-05 | [8 empty] | 317 | 0.0825
|  | 3355 | 0.0036308 | 0.0036642 | 1.7326e-05 | [8 empty] | 317 | 0.0872
|  | 3360 | 0.0052402 | 0.0052892 | 2.5067e-05 | [8 empty] | 317 | 0.0871
|  | 3365 | 0.0071907 | 0.0072591 | 3.4507e-05 | [8 empty] | 317 | 0.0879
|  | 3370 | 0.0039389 | 0.003977 | 1.8823e-05 | [8 empty] | 317 | 0.0896
|  | 3375 | 0.008456 | 0.0085388 | 4.0643e-05 | [8 empty] | 317 | 0.0889
|  | 3380 | 0.0051115 | 0.0051624 | 2.4462e-05 | [8 empty] | 317 | 0.0869
|  | 3385 | 0.0074896 | 0.007565 | 3.5961e-05 | [8 empty] | 317 | 0.0842
|  | 3390 | 0.0098552 | 0.0099552 | 4.7455e-05 | [8 empty] | 317 | 0.078
|  | 3395 | 0.0095465 | 0.0096446 | 4.5952e-05 | [8 empty] | 317 | 0.0672
|  | 3400 | 0.012509 | 0.012638 | 6.0477e-05 | [8 empty] | 317 | 0.0561
|  | 3405 | 0.0044594 | 0.0045061 | 2.1386e-05 | [8 empty] | 317 | 0.0485
|  | 3410 | 0.0070802 | 0.0071547 | 3.409e-05 | [8 empty] | 317 | 0.0451
|  | 3415 | 0.0072774 | 0.0073543 | 3.508e-05 | [8 empty] | 317 | 0.0464
|  | 3420 | 0.013165 | 0.013305 | 6.3922e-05 | [8 empty] | 317 | 0.0533
|  | 3425 | 0.010006 | 0.010112 | 4.8462e-05 | [8 empty] | 317 | 0.0643
|  | 3430 | 0.0086892 | 0.008781 | 4.2074e-05 | [8 empty] | 317 | 0.0755
|  | 3435 | 0.011553 | 0.011673 | 5.6206e-05 | [8 empty] | 317 | 0.0844
|  | 3440 | 0.0080348 | 0.0081181 | 3.8968e-05 | [8 empty] | 317 | 0.0898
|  | 3445 | 0.011318 | 0.011434 | 5.5164e-05 | [8 empty] | 317 | 0.0917
|  | 3450 | 0.011153 | 0.011267 | 5.4401e-05 | [8 empty] | 317 | 0.0913
|  | 3455 | 0.0083089 | 0.0083938 | 4.0421e-05 | [8 empty] | 318 | 0.0906
|  | 3460 | 0.01253 | 0.012657 | 6.1352e-05 | [8 empty] | 318 | 0.0989
|  | 3465 | 0.0098179 | 0.0099163 | 4.7949e-05 | [8 empty] | 318 | 0.106
|  | 3470 | 0.012264 | 0.012386 | 6.016e-05 | [8 empty] | 318 | 0.105
|  | 3475 | 0.010943 | 0.011051 | 5.363e-05 | [8 empty] | 318 | 0.0943
|  | 3480 | 0.011224 | 0.011335 | 5.5075e-05 | [8 empty] | 318 | 0.0798
|  | 3485 | 0.012094 | 0.012212 | 5.9473e-05 | [8 empty] | 318 | 0.0641
|  | 3490 | 0.010419 | 0.01052 | 5.1157e-05 | [8 empty] | 318 | 0.0506
|  | 3495 | 0.012265 | 0.012383 | 6.044e-05 | [8 empty] | 318 | 0.0447
|  | 3500 | 0.011917 | 0.012032 | 5.8737e-05 | [8 empty] | 318 | 0.048
|  | 3505 | 0.011809 | 0.011923 | 5.8212e-05 | [8 empty] | 318 | 0.0578
|  | 3510 | 0.011963 | 0.012077 | 5.9054e-05 | [8 empty] | 318 | 0.0707
|  | 3515 | 0.011494 | 0.011598 | 5.6819e-05 | [8 empty] | 318 | 0.0843
|  | 3520 | 0.012122 | 0.012226 | 6.0127e-05 | [8 empty] | 318 | 0.0944
|  | 3525 | 0.011428 | 0.011523 | 5.6689e-05 | [8 empty] | 318 | 0.0965
|  | 3530 | 0.011127 | 0.011217 | 5.5231e-05 | [8 empty] | 318 | 0.0909
|  | 3535 | 0.0094556 | 0.0095305 | 4.6795e-05 | [8 empty] | 318 | 0.0809
|  | 3540 | 0.009031 | 0.0091011 | 4.4688e-05 | [8 empty] | 318 | 0.0681
|  | 3545 | 0.0095432 | 0.0096154 | 4.7318e-05 | [8 empty] | 318 | 0.0559
|  | 3550 | 0.010538 | 0.010616 | 5.2438e-05 | [8 empty] | 318 | 0.048
|  | 3555 | 0.0090581 | 0.0091245 | 4.4929e-05 | [8 empty] | 318 | 0.044
|  | 3560 | 0.010795 | 0.010872 | 5.3847e-05 | [8 empty] | 318 | 0.0418
|  | 3565 | 0.010851 | 0.010928 | 5.4249e-05 | [8 empty] | 318 | 0.0406
|  | 3570 | 0.0083376 | 0.0083951 | 4.1766e-05 | [8 empty] | 318 | 0.0396
|  | 3575 | 0.0086444 | 0.0087028 | 4.3582e-05 | [8 empty] | 318 | 0.0398
|  | 3580 | 0.010187 | 0.010255 | 5.1423e-05 | [8 empty] | 318 | 0.0436
|  | 3585 | 0.0091671 | 0.0092282 | 4.5846e-05 | [8 empty] | 318 | 0.0519
|  | 3590 | 0.0094523 | 0.0095145 | 4.7536e-05 | [8 empty] | 318 | 0.0635
|  | 3595 | 0.00967 | 0.0097329 | 4.852e-05 | [8 empty] | 318 | 0.0759
|  | 3600 | 0.010262 | 0.010328 | 5.1659e-05 | [8 empty] | 318 | 0.0856
|  | 3605 | 0.010359 | 0.010425 | 5.2271e-05 | [8 empty] | 318 | 0.0896
|  | 3610 | 0.0094787 | 0.0095385 | 4.7694e-05 | [8 empty] | 318 | 0.0873
|  | 3615 | 0.0094726 | 0.0095318 | 4.7625e-05 | [8 empty] | 318 | 0.082
|  | 3620 | 0.011614 | 0.011686 | 5.8727e-05 | [8 empty] | 318 | 0.077
|  | 3625 | 0.010239 | 0.010302 | 5.1507e-05 | [8 empty] | 318 | 0.0732
|  | 3630 | 0.009955 | 0.010016 | 4.9984e-05 | [8 empty] | 318 | 0.0712
|  | 3635 | 0.010299 | 0.010362 | 5.1739e-05 | [8 empty] | 318 | 0.07
|  | 3640 | 0.01148 | 0.011549 | 5.7897e-05 | [8 empty] | 318 | 0.0681
|  | 3645 | 0.010599 | 0.010663 | 5.3273e-05 | [8 empty] | 318 | 0.0674
|  | 3650 | 0.010123 | 0.010183 | 5.0807e-05 | [8 empty] | 318 | 0.068
|  | 3655 | 0.010978 | 0.011042 | 5.5341e-05 | [8 empty] | 318 | 0.0678
|  | 3660 | 0.010914 | 0.010978 | 5.4934e-05 | [8 empty] | 318 | 0.0674
|  | 3665 | 0.010253 | 0.010313 | 5.1471e-05 | [8 empty] | 318 | 0.0662
|  | 3670 | 0.0079003 | 0.0079464 | 3.9325e-05 | [8 empty] | 318 | 0.061
|  | 3675 | 0.0048286 | 0.0048569 | 2.3766e-05 | [8 empty] | 318 | 0.0534
|  | 3680 | 0.0083312 | 0.0083789 | 4.1548e-05 | [8 empty] | 318 | 0.0473
|  | 3685 | 0.009438 | 0.0094906 | 4.7282e-05 | [8 empty] | 318 | 0.0451
|  | 3690 | 0.0096922 | 0.0097458 | 4.8608e-05 | [8 empty] | 318 | 0.0489
|  | 3695 | 0.010132 | 0.010188 | 5.0914e-05 | [8 empty] | 318 | 0.0595
|  | 3700 | 0.010878 | 0.010937 | 5.4869e-05 | [8 empty] | 318 | 0.0741
|  | 3705 | 0.01077 | 0.010827 | 5.4283e-05 | [8 empty] | 318 | 0.0896
|  | 3710 | 0.009364 | 0.009413 | 4.6934e-05 | [8 empty] | 318 | 0.105
|  | 3715 | 0.0092254 | 0.0092731 | 4.6211e-05 | [8 empty] | 318 | 0.119
|  | 3720 | 0.010376 | 0.010429 | 5.2241e-05 | [8 empty] | 318 | 0.127
|  | 3725 | 0.010698 | 0.010751 | 5.3932e-05 | [8 empty] | 318 | 0.13
|  | 3730 | 0.0092707 | 0.0093169 | 4.6452e-05 | [8 empty] | 318 | 0.128
|  | 3735 | 0.0085837 | 0.008626 | 4.2881e-05 | [8 empty] | 318 | 0.122
|  | 3740 | 0.0088494 | 0.0088923 | 4.4288e-05 | [8 empty] | 318 | 0.112
|  | 3745 | 0.010331 | 0.01038 | 5.2045e-05 | [8 empty] | 318 | 0.102
|  | 3750 | 0.0092903 | 0.0093341 | 4.6579e-05 | [8 empty] | 318 | 0.0955
|  | 3755 | 0.0089918 | 0.0090336 | 4.5034e-05 | [8 empty] | 318 | 0.0935
|  | 3760 | 0.0088633 | 0.0089041 | 4.4374e-05 | [8 empty] | 318 | 0.0937
|  | 3765 | 0.0085502 | 0.0085891 | 4.2753e-05 | [8 empty] | 318 | 0.0932
|  | 3770 | 0.0091243 | 0.0091649 | 4.5775e-05 | [8 empty] | 318 | 0.0932
|  | 3775 | 0.0090521 | 0.0090918 | 4.5413e-05 | [8 empty] | 318 | 0.0962
|  | 3780 | 0.0095746 | 0.0096158 | 4.818e-05 | [8 empty] | 318 | 0.102
|  | 3785 | 0.0088123 | 0.0088498 | 4.4178e-05 | [8 empty] | 318 | 0.113
|  | 3790 | 0.0077564 | 0.0077891 | 3.8699e-05 | [8 empty] | 318 | 0.129
|  | 3795 | 0.0088692 | 0.0089056 | 4.4514e-05 | [8 empty] | 318 | 0.148
|  | 3800 | 0.0098592 | 0.0098988 | 4.9766e-05 | [8 empty] | 318 | 0.164
|  | 3805 | 0.0093049 | 0.0093414 | 4.6841e-05 | [8 empty] | 318 | 0.174
|  | 3810 | 0.0082451 | 0.0082771 | 4.1292e-05 | [8 empty] | 318 | 0.174
|  | 3815 | 0.0077569 | 0.0077867 | 3.8748e-05 | [8 empty] | 318 | 0.165
|  | 3820 | 0.009655 | 0.0096908 | 4.8761e-05 | [8 empty] | 318 | 0.151
|  | 3825 | 0.0095056 | 0.0095402 | 4.7976e-05 | [8 empty] | 318 | 0.136
|  | 3830 | 0.0095925 | 0.0096268 | 4.8461e-05 | [8 empty] | 318 | 0.124
|  | 3835 | 0.0076916 | 0.007719 | 3.8442e-05 | [8 empty] | 318 | 0.119
|  | 3840 | 0.0089756 | 0.0090066 | 4.5212e-05 | [8 empty] | 318 | 0.124
|  | 3845 | 0.0087801 | 0.0088097 | 4.4184e-05 | [8 empty] | 318 | 0.134
|  | 3850 | 0.0088274 | 0.0088569 | 4.4448e-05 | [8 empty] | 318 | 0.144
|  | 3855 | 0.0085085 | 0.0085365 | 4.2765e-05 | [8 empty] | 318 | 0.151
|  | 3860 | 0.007994 | 0.0080197 | 4.0073e-05 | [8 empty] | 318 | 0.151
|  | 3865 | 0.0080989 | 0.0081248 | 4.0622e-05 | [8 empty] | 318 | 0.142
|  | 3870 | 0.0073604 | 0.0073839 | 3.6755e-05 | [8 empty] | 318 | 0.128
|  | 3875 | 0.006762 | 0.0067832 | 3.3638e-05 | [8 empty] | 318 | 0.114
|  | 3880 | 0.006534 | 0.0065543 | 3.2462e-05 | [8 empty] | 318 | 0.101
|  | 3885 | 0.0067717 | 0.0067926 | 3.3694e-05 | [8 empty] | 318 | 0.0951
|  | 3890 | 0.0068818 | 0.0069028 | 3.4257e-05 | [8 empty] | 318 | 0.0947
|  | 3895 | 0.007476 | 0.0074983 | 3.7372e-05 | [8 empty] | 318 | 0.0962
|  | 3900 | 0.0079254 | 0.0079487 | 3.9736e-05 | [8 empty] | 318 | 0.0997
|  | 3905 | 0.0079269 | 0.00795 | 3.9738e-05 | [8 empty] | 318 | 0.104
|  | 3910 | 0.0071353 | 0.007156 | 3.5584e-05 | [8 empty] | 318 | 0.106
|  | 3915 | 0.0069868 | 0.007007 | 3.4803e-05 | [8 empty] | 318 | 0.107
|  | 3920 | 0.0069466 | 0.0069665 | 3.4602e-05 | [8 empty] | 318 | 0.111
|  | 3925 | 0.006852 | 0.0068714 | 3.4103e-05 | [8 empty] | 318 | 0.115
|  | 3930 | 0.0070502 | 0.0070699 | 3.5142e-05 | [8 empty] | 318 | 0.121
|  | 3935 | 0.0073541 | 0.0073743 | 3.6735e-05 | [8 empty] | 318 | 0.13
|  | 3940 | 0.0074027 | 0.0074228 | 3.6996e-05 | [8 empty] | 318 | 0.138
|  | 3945 | 0.0075412 | 0.0075613 | 3.7724e-05 | [8 empty] | 318 | 0.142
|  | 3950 | 0.0076277 | 0.0076475 | 3.8196e-05 | [8 empty] | 319 | 0.0809
|  | 3955 | 0.0077199 | 0.0077399 | 3.868e-05 | [8 empty] | 319 | 0.0785
|  | 3960 | 0.0077482 | 0.0077679 | 3.8838e-05 | [8 empty] | 319 | 0.0798
|  | 3965 | 0.0078057 | 0.0078253 | 3.9136e-05 | [8 empty] | 319 | 0.0857
|  | 3970 | 0.0076806 | 0.0076997 | 3.8484e-05 | [8 empty] | 319 | 0.0954
|  | 3975 | 0.0075097 | 0.007528 | 3.7578e-05 | [8 empty] | 319 | 0.103
|  | 3980 | 0.0073872 | 0.0074049 | 3.6938e-05 | [8 empty] | 319 | 0.103
|  | 3985 | 0.0074327 | 0.0074503 | 3.718e-05 | [8 empty] | 319 | 0.0937
|  | 3990 | 0.0073723 | 0.0073894 | 3.6859e-05 | [8 empty] | 319 | 0.0794
|  | 3995 | 0.00721 | 0.0072263 | 3.6015e-05 | [8 empty] | 319 | 0.0639
|  | 4000 | 0.0071043 | 0.0071199 | 3.5457e-05 | [8 empty] | 319 | 0.0509
[14 empty] | 319 | 0.044
[14 empty] | 319 | 0.0446
[14 empty] | 319 | 0.0509
[14 empty] | 319 | 0.0598
[14 empty] | 319 | 0.0687
[14 empty] | 319 | 0.0746
[14 empty] | 319 | 0.077
[14 empty] | 319 | 0.0769
[14 empty] | 319 | 0.0742
[14 empty] | 319 | 0.0716
[14 empty] | 319 | 0.0733
[14 empty] | 319 | 0.0775
[14 empty] | 319 | 0.0826
[14 empty] | 319 | 0.0894
[14 empty] | 319 | 0.0949
[14 empty] | 319 | 0.0956
[14 empty] | 319 | 0.0925
[14 empty] | 319 | 0.086
[14 empty] | 319 | 0.077
[14 empty] | 319 | 0.0706
[14 empty] | 319 | 0.0714
[14 empty] | 319 | 0.0812
[14 empty] | 319 | 0.101
[14 empty] | 319 | 0.125
[14 empty] | 319 | 0.147
[14 empty] | 319 | 0.16
[14 empty] | 319 | 0.167
[14 empty] | 319 | 0.166
[14 empty] | 319 | 0.165
[14 empty] | 319 | 0.171
[14 empty] | 319 | 0.184
[14 empty] | 319 | 0.198
[14 empty] | 319 | 0.208
[14 empty] | 319 | 0.215
[14 empty] | 319 | 0.216
[14 empty] | 319 | 0.213
[14 empty] | 319 | 0.212
[14 empty] | 319 | 0.214
[14 empty] | 319 | 0.215
[14 empty] | 319 | 0.209
[14 empty] | 319 | 0.196
[14 empty] | 319 | 0.176
[14 empty] | 319 | 0.151
[14 empty] | 319 | 0.126
[14 empty] | 319 | 0.108
[14 empty] | 319 | 0.101
[14 empty] | 319 | 0.105
[14 empty] | 319 | 0.114
[14 empty] | 319 | 0.124
[14 empty] | 319 | 0.133
[14 empty] | 319 | 0.137
[14 empty] | 319 | 0.135
[14 empty] | 319 | 0.132
[14 empty] | 319 | 0.133
[14 empty] | 319 | 0.134
[14 empty] | 319 | 0.132
[14 empty] | 319 | 0.127
[14 empty] | 319 | 0.118
[14 empty] | 319 | 0.104
[14 empty] | 319 | 0.0869
[14 empty] | 319 | 0.0731
[14 empty] | 319 | 0.0661
[14 empty] | 319 | 0.0666
[14 empty] | 319 | 0.0714
[14 empty] | 319 | 0.078
[14 empty] | 319 | 0.0881
[14 empty] | 319 | 0.1
[14 empty] | 319 | 0.111
[14 empty] | 319 | 0.121
[14 empty] | 319 | 0.132
[14 empty] | 319 | 0.139
[14 empty] | 319 | 0.137
[14 empty] | 319 | 0.129
[14 empty] | 319 | 0.117
[14 empty] | 319 | 0.102
[14 empty] | 319 | 0.0869
[14 empty] | 319 | 0.078
[14 empty] | 319 | 0.0732
[14 empty] | 319 | 0.0708
[14 empty] | 319 | 0.0734
[14 empty] | 319 | 0.0792
[14 empty] | 319 | 0.0838
[14 empty] | 319 | 0.0876
[14 empty] | 319 | 0.0902
[14 empty] | 319 | 0.0883
[14 empty] | 319 | 0.0839
[14 empty] | 319 | 0.0825
[14 empty] | 319 | 0.0852
[14 empty] | 320 | 0.158
[14 empty] | 320 | 0.154
[14 empty] | 320 | 0.151
[14 empty] | 320 | 0.146
[14 empty] | 320 | 0.136
[14 empty] | 320 | 0.127
[14 empty] | 320 | 0.121
[14 empty] | 320 | 0.115
[14 empty] | 320 | 0.11
[14 empty] | 320 | 0.105
[14 empty] | 320 | 0.0972
[14 empty] | 320 | 0.0858
[14 empty] | 320 | 0.0745
[14 empty] | 320 | 0.0658
[14 empty] | 320 | 0.0627
[14 empty] | 320 | 0.067
[14 empty] | 320 | 0.0758
[14 empty] | 320 | 0.0864
[14 empty] | 320 | 0.0996
[14 empty] | 320 | 0.115
[14 empty] | 320 | 0.128
[14 empty] | 320 | 0.142
[14 empty] | 320 | 0.156
[14 empty] | 320 | 0.165
[14 empty] | 320 | 0.17
[14 empty] | 320 | 0.173
[14 empty] | 320 | 0.171
[14 empty] | 320 | 0.164
[14 empty] | 320 | 0.157
[14 empty] | 320 | 0.147
[14 empty] | 320 | 0.133
[14 empty] | 320 | 0.117
[14 empty] | 320 | 0.101
[14 empty] | 320 | 0.0841
[14 empty] | 320 | 0.0707
[14 empty] | 320 | 0.0633
[14 empty] | 320 | 0.0627
[14 empty] | 320 | 0.0699
[14 empty] | 320 | 0.0828
[14 empty] | 320 | 0.0948
[14 empty] | 320 | 0.102
[14 empty] | 320 | 0.106
[14 empty] | 320 | 0.104
[14 empty] | 320 | 0.0986
[14 empty] | 320 | 0.0968
[14 empty] | 320 | 0.102
[14 empty] | 320 | 0.115
[14 empty] | 320 | 0.132
[14 empty] | 320 | 0.152
[14 empty] | 320 | 0.174
[14 empty] | 320 | 0.193
[14 empty] | 320 | 0.206
[14 empty] | 320 | 0.211
[14 empty] | 320 | 0.212
[14 empty] | 320 | 0.208
[14 empty] | 320 | 0.198
[14 empty] | 320 | 0.188
[14 empty] | 320 | 0.178
[14 empty] | 320 | 0.166
[14 empty] | 320 | 0.15
[14 empty] | 320 | 0.134
[14 empty] | 320 | 0.122
[14 empty] | 320 | 0.115
[14 empty] | 320 | 0.113
[14 empty] | 320 | 0.113
[14 empty] | 320 | 0.111
[14 empty] | 320 | 0.102
[14 empty] | 320 | 0.0899
[14 empty] | 320 | 0.079
[14 empty] | 320 | 0.0741
[14 empty] | 320 | 0.0776
[14 empty] | 320 | 0.0881
[14 empty] | 320 | 0.1
[14 empty] | 320 | 0.108
[14 empty] | 320 | 0.111
[14 empty] | 320 | 0.111
[14 empty] | 320 | 0.108
[14 empty] | 320 | 0.103
[14 empty] | 320 | 0.1
[14 empty] | 320 | 0.102
[14 empty] | 320 | 0.106
[14 empty] | 320 | 0.11
[14 empty] | 320 | 0.117
[14 empty] | 320 | 0.123
[14 empty] | 320 | 0.124
[14 empty] | 320 | 0.119
[14 empty] | 320 | 0.113
[14 empty] | 320 | 0.109
[14 empty] | 320 | 0.104
[14 empty] | 320 | 0.101
[14 empty] | 320 | 0.102
[14 empty] | 320 | 0.103
[14 empty] | 320 | 0.101
[14 empty] | 320 | 0.0992
[14 empty] | 320 | 0.098
[14 empty] | 320 | 0.0941
[14 empty] | 320 | 0.087
[14 empty] | 321 | 0.0477
[14 empty] | 321 | 0.0544
[14 empty] | 321 | 0.0591
[14 empty] | 321 | 0.0612
[14 empty] | 321 | 0.0619
[14 empty] | 321 | 0.0614
[14 empty] | 321 | 0.0622
[14 empty] | 321 | 0.0684
[14 empty] | 321 | 0.0827
[14 empty] | 321 | 0.103
[14 empty] | 321 | 0.126
[14 empty] | 321 | 0.151
[14 empty] | 321 | 0.175
[14 empty] | 321 | 0.192
[14 empty] | 321 | 0.198
[14 empty] | 321 | 0.192
[14 empty] | 321 | 0.174
[14 empty] | 321 | 0.146
[14 empty] | 321 | 0.114
[14 empty] | 321 | 0.0848
[14 empty] | 321 | 0.0648
[14 empty] | 321 | 0.058
[14 empty] | 321 | 0.0643
[14 empty] | 321 | 0.0797
[14 empty] | 321 | 0.101
[14 empty] | 321 | 0.124
[14 empty] | 321 | 0.14
[14 empty] | 321 | 0.143
[14 empty] | 321 | 0.139
[14 empty] | 321 | 0.129
[14 empty] | 321 | 0.112
[14 empty] | 321 | 0.0956
[14 empty] | 321 | 0.0854
[14 empty] | 321 | 0.0782
[14 empty] | 321 | 0.0724
[14 empty] | 321 | 0.0717
[14 empty] | 321 | 0.0754
[14 empty] | 321 | 0.0795
[14 empty] | 321 | 0.0849
[14 empty] | 321 | 0.0937
[14 empty] | 321 | 0.103
[14 empty] | 321 | 0.109
[14 empty] | 321 | 0.111
[14 empty] | 321 | 0.11
[14 empty] | 321 | 0.106
[14 empty] | 321 | 0.103
[14 empty] | 321 | 0.108
[14 empty] | 321 | 0.121
[14 empty] | 321 | 0.139
[14 empty] | 321 | 0.155
[14 empty] | 321 | 0.162
[14 empty] | 321 | 0.159
[14 empty] | 321 | 0.148
[14 empty] | 321 | 0.136
[14 empty] | 321 | 0.132
[14 empty] | 321 | 0.14
[14 empty] | 321 | 0.156
[14 empty] | 321 | 0.174
[14 empty] | 321 | 0.192
[14 empty] | 321 | 0.207
[14 empty] | 321 | 0.215
[14 empty] | 321 | 0.216
[14 empty] | 321 | 0.214
[14 empty] | 321 | 0.207
[14 empty] | 321 | 0.193
[14 empty] | 321 | 0.177
[14 empty] | 321 | 0.16
[14 empty] | 321 | 0.146
[14 empty] | 321 | 0.142
[14 empty] | 321 | 0.146
[14 empty] | 321 | 0.158
[14 empty] | 321 | 0.175
[14 empty] | 321 | 0.19
[14 empty] | 321 | 0.198
[14 empty] | 321 | 0.198
[14 empty] | 321 | 0.193
[14 empty] | 321 | 0.185
[14 empty] | 321 | 0.175
[14 empty] | 321 | 0.164
[14 empty] | 321 | 0.155
[14 empty] | 321 | 0.146
[14 empty] | 321 | 0.137
[14 empty] | 321 | 0.127
[14 empty] | 321 | 0.12
[14 empty] | 321 | 0.12
[14 empty] | 321 | 0.127
[14 empty] | 321 | 0.14
[14 empty] | 321 | 0.158
[14 empty] | 321 | 0.18
[14 empty] | 321 | 0.2
[14 empty] | 321 | 0.212
[14 empty] | 321 | 0.218
[14 empty] | 321 | 0.216
[14 empty] | 321 | 0.205
[14 empty] | 321 | 0.189
[14 empty] | 321 | 0.176
[14 empty] | 321 | 0.167
[14 empty] | 322 | 0.179
[14 empty] | 322 | 0.169
[14 empty] | 322 | 0.158
[14 empty] | 322 | 0.148
[14 empty] | 322 | 0.138
[14 empty] | 322 | 0.129
[14 empty] | 322 | 0.125
[14 empty] | 322 | 0.126
[14 empty] | 322 | 0.124
[14 empty] | 322 | 0.118
[14 empty] | 322 | 0.114
[14 empty] | 322 | 0.114
[14 empty] | 322 | 0.118
[14 empty] | 322 | 0.13
[14 empty] | 322 | 0.144
[14 empty] | 322 | 0.15
[14 empty] | 322 | 0.145
[14 empty] | 322 | 0.133
[14 empty] | 322 | 0.114
[14 empty] | 322 | 0.0947
[14 empty] | 322 | 0.0837
[14 empty] | 322 | 0.0823
[14 empty] | 322 | 0.0836
[14 empty] | 322 | 0.0873
[14 empty] | 322 | 0.0966
[14 empty] | 322 | 0.109
[14 empty] | 322 | 0.125
[14 empty] | 322 | 0.148
[14 empty] | 322 | 0.176
[14 empty] | 322 | 0.2
[14 empty] | 322 | 0.212
[14 empty] | 322 | 0.209
[14 empty] | 322 | 0.191
[14 empty] | 322 | 0.164
[14 empty] | 322 | 0.139
[14 empty] | 322 | 0.123
[14 empty] | 322 | 0.117
[14 empty] | 322 | 0.118
[14 empty] | 322 | 0.121
[14 empty] | 322 | 0.116
[14 empty] | 322 | 0.103
[14 empty] | 322 | 0.0917
[14 empty] | 322 | 0.0859
[14 empty] | 322 | 0.0878
[14 empty] | 322 | 0.101
[14 empty] | 322 | 0.123
[14 empty] | 322 | 0.144
[14 empty] | 322 | 0.16
[14 empty] | 322 | 0.173
[14 empty] | 322 | 0.181
[14 empty] | 322 | 0.181
[14 empty] | 322 | 0.179
[14 empty] | 322 | 0.178
[14 empty] | 322 | 0.173
[14 empty] | 322 | 0.168
[14 empty] | 322 | 0.164
[14 empty] | 322 | 0.161
[14 empty] | 322 | 0.162
[14 empty] | 322 | 0.165
[14 empty] | 322 | 0.166
[14 empty] | 322 | 0.163
[14 empty] | 322 | 0.16
[14 empty] | 322 | 0.149
[14 empty] | 322 | 0.132
[14 empty] | 322 | 0.116
[14 empty] | 322 | 0.103
[14 empty] | 322 | 0.0897
[14 empty] | 322 | 0.0774
[14 empty] | 322 | 0.0728
[14 empty] | 322 | 0.0771
[14 empty] | 322 | 0.0903
[14 empty] | 322 | 0.113
[14 empty] | 322 | 0.144
[14 empty] | 322 | 0.172
[14 empty] | 322 | 0.19
[14 empty] | 322 | 0.195
[14 empty] | 322 | 0.192
[14 empty] | 322 | 0.186
[14 empty] | 322 | 0.186
[14 empty] | 322 | 0.196
[14 empty] | 322 | 0.213
[14 empty] | 322 | 0.226
[14 empty] | 322 | 0.23
[14 empty] | 322 | 0.22
[14 empty] | 322 | 0.196
[14 empty] | 322 | 0.167
[14 empty] | 322 | 0.143
[14 empty] | 322 | 0.128
[14 empty] | 322 | 0.121
[14 empty] | 322 | 0.118
[14 empty] | 322 | 0.116
[14 empty] | 322 | 0.111
[14 empty] | 322 | 0.0972
[14 empty] | 322 | 0.0798
[14 empty] | 322 | 0.065
[14 empty] | 322 | 0.0528
[14 empty] | 322 | 0.0457
[14 empty] | 323 | 0.0953
[14 empty] | 323 | 0.107
[14 empty] | 323 | 0.123
[14 empty] | 323 | 0.139
[14 empty] | 323 | 0.155
[14 empty] | 323 | 0.167
[14 empty] | 323 | 0.166
[14 empty] | 323 | 0.148
[14 empty] | 323 | 0.124
[14 empty] | 323 | 0.101
[14 empty] | 323 | 0.0914
[14 empty] | 323 | 0.102
[14 empty] | 323 | 0.129
[14 empty] | 323 | 0.165
[14 empty] | 323 | 0.202
[14 empty] | 323 | 0.228
[14 empty] | 323 | 0.238
[14 empty] | 323 | 0.239
[14 empty] | 323 | 0.235
[14 empty] | 323 | 0.223
[14 empty] | 323 | 0.206
[14 empty] | 323 | 0.19
[14 empty] | 323 | 0.169
[14 empty] | 323 | 0.149
[14 empty] | 323 | 0.14
[14 empty] | 323 | 0.138
[14 empty] | 323 | 0.138
[14 empty] | 323 | 0.141
[14 empty] | 323 | 0.142
[14 empty] | 323 | 0.135
[14 empty] | 323 | 0.129
[14 empty] | 323 | 0.129
[14 empty] | 323 | 0.131
[14 empty] | 323 | 0.133
[14 empty] | 323 | 0.132
[14 empty] | 323 | 0.124
[14 empty] | 323 | 0.11
[14 empty] | 323 | 0.0941
[14 empty] | 323 | 0.082
[14 empty] | 323 | 0.0758
[14 empty] | 323 | 0.0747
[14 empty] | 323 | 0.0756
[14 empty] | 323 | 0.0747
[14 empty] | 323 | 0.0714
[14 empty] | 323 | 0.0688
[14 empty] | 323 | 0.0687
[14 empty] | 323 | 0.0717
[14 empty] | 323 | 0.0799
[14 empty] | 323 | 0.0928
[14 empty] | 323 | 0.107
[14 empty] | 323 | 0.123
[14 empty] | 323 | 0.135
[14 empty] | 323 | 0.141
[14 empty] | 323 | 0.14
[14 empty] | 323 | 0.132
[14 empty] | 323 | 0.115
[14 empty] | 323 | 0.0953
[14 empty] | 323 | 0.0771
[14 empty] | 323 | 0.0628
[14 empty] | 323 | 0.0552
[14 empty] | 323 | 0.0571
[14 empty] | 323 | 0.0678
[14 empty] | 323 | 0.082
[14 empty] | 323 | 0.0943
[14 empty] | 323 | 0.101
[14 empty] | 323 | 0.1
[14 empty] | 323 | 0.0908
[14 empty] | 323 | 0.0799
[14 empty] | 323 | 0.0724
[14 empty] | 323 | 0.07
[14 empty] | 323 | 0.0748
[14 empty] | 323 | 0.0842
[14 empty] | 323 | 0.091
[14 empty] | 323 | 0.0924
[14 empty] | 323 | 0.0887
[14 empty] | 323 | 0.0786
[14 empty] | 323 | 0.0659
[14 empty] | 323 | 0.0573
[14 empty] | 323 | 0.0567
[14 empty] | 323 | 0.0656
[14 empty] | 323 | 0.083
[14 empty] | 323 | 0.104
[14 empty] | 323 | 0.122
[14 empty] | 323 | 0.131
[14 empty] | 323 | 0.128
[14 empty] | 323 | 0.118
[14 empty] | 323 | 0.107
[14 empty] | 323 | 0.103
[14 empty] | 323 | 0.112
[14 empty] | 323 | 0.132
[14 empty] | 323 | 0.156
[14 empty] | 323 | 0.177
[14 empty] | 323 | 0.192
[14 empty] | 323 | 0.196
[14 empty] | 323 | 0.19
[14 empty] | 323 | 0.184
[14 empty] | 324 | 0.118
[14 empty] | 324 | 0.123
[14 empty] | 324 | 0.129
[14 empty] | 324 | 0.139
[14 empty] | 324 | 0.149
[14 empty] | 324 | 0.151
[14 empty] | 324 | 0.149
[14 empty] | 324 | 0.15
[14 empty] | 324 | 0.153
[14 empty] | 324 | 0.162
[14 empty] | 324 | 0.186
[14 empty] | 324 | 0.218
[14 empty] | 324 | 0.245
[14 empty] | 324 | 0.262
[14 empty] | 324 | 0.262
[14 empty] | 324 | 0.24
[14 empty] | 324 | 0.201
[14 empty] | 324 | 0.161
[14 empty] | 324 | 0.127
[14 empty] | 324 | 0.106
[14 empty] | 324 | 0.101
[14 empty] | 324 | 0.108
[14 empty] | 324 | 0.126
[14 empty] | 324 | 0.148
[14 empty] | 324 | 0.169
[14 empty] | 324 | 0.191
[14 empty] | 324 | 0.214
[14 empty] | 324 | 0.227
[14 empty] | 324 | 0.23
[14 empty] | 324 | 0.23
[14 empty] | 324 | 0.223
[14 empty] | 324 | 0.207
[14 empty] | 324 | 0.192
[14 empty] | 324 | 0.182
[14 empty] | 324 | 0.171
[14 empty] | 324 | 0.161
[14 empty] | 324 | 0.158
[14 empty] | 324 | 0.156
[14 empty] | 324 | 0.155
[14 empty] | 324 | 0.153
[14 empty] | 324 | 0.145
[14 empty] | 324 | 0.131
[14 empty] | 324 | 0.119
[14 empty] | 324 | 0.105
[14 empty] | 324 | 0.0911
[14 empty] | 324 | 0.0841
[14 empty] | 324 | 0.0797
[14 empty] | 324 | 0.0745
[14 empty] | 324 | 0.0754
[14 empty] | 324 | 0.0855
[14 empty] | 324 | 0.101
[14 empty] | 324 | 0.125
[14 empty] | 324 | 0.154
[14 empty] | 324 | 0.177
[14 empty] | 324 | 0.186
[14 empty] | 324 | 0.183
[14 empty] | 324 | 0.17
[14 empty] | 324 | 0.152
[14 empty] | 324 | 0.142
[14 empty] | 324 | 0.143
[14 empty] | 324 | 0.152
[14 empty] | 324 | 0.168
[14 empty] | 324 | 0.18
[14 empty] | 324 | 0.185
[14 empty] | 324 | 0.186
[14 empty] | 324 | 0.182
[14 empty] | 324 | 0.172
[14 empty] | 324 | 0.156
[14 empty] | 324 | 0.139
[14 empty] | 324 | 0.119
[14 empty] | 324 | 0.0983
[14 empty] | 324 | 0.0843
[14 empty] | 324 | 0.0821
[14 empty] | 324 | 0.0899
[14 empty] | 324 | 0.102
[14 empty] | 324 | 0.116
[14 empty] | 324 | 0.131
[14 empty] | 324 | 0.141
[14 empty] | 324 | 0.146
[14 empty] | 324 | 0.15
[14 empty] | 324 | 0.156
[14 empty] | 324 | 0.165
[14 empty] | 324 | 0.172
[14 empty] | 324 | 0.175
[14 empty] | 324 | 0.174
[14 empty] | 324 | 0.167
[14 empty] | 324 | 0.149
[14 empty] | 324 | 0.126
[14 empty] | 324 | 0.103
[14 empty] | 324 | 0.0831
[14 empty] | 324 | 0.0691
[14 empty] | 324 | 0.0642
[14 empty] | 324 | 0.0674
[14 empty] | 324 | 0.0768
[14 empty] | 324 | 0.0871
[14 empty] | 325 | 0.0818
[14 empty] | 325 | 0.0906
[14 empty] | 325 | 0.108
[14 empty] | 325 | 0.129
[14 empty] | 325 | 0.149
[14 empty] | 325 | 0.167
[14 empty] | 325 | 0.176
[14 empty] | 325 | 0.17
[14 empty] | 325 | 0.15
[14 empty] | 325 | 0.129
[14 empty] | 325 | 0.111
[14 empty] | 325 | 0.103
[14 empty] | 325 | 0.115
[14 empty] | 325 | 0.141
[14 empty] | 325 | 0.171
[14 empty] | 325 | 0.201
[14 empty] | 325 | 0.221
[14 empty] | 325 | 0.224
[14 empty] | 325 | 0.213
[14 empty] | 325 | 0.197
[14 empty] | 325 | 0.181
[14 empty] | 325 | 0.174
[14 empty] | 325 | 0.178
[14 empty] | 325 | 0.188
[14 empty] | 325 | 0.197
[14 empty] | 325 | 0.201
[14 empty] | 325 | 0.199
[14 empty] | 325 | 0.189
[14 empty] | 325 | 0.172
[14 empty] | 325 | 0.155
[14 empty] | 325 | 0.137
[14 empty] | 325 | 0.121
[14 empty] | 325 | 0.115
[14 empty] | 325 | 0.121
[14 empty] | 325 | 0.134
[14 empty] | 325 | 0.151
[14 empty] | 325 | 0.17
[14 empty] | 325 | 0.186
[14 empty] | 325 | 0.19
[14 empty] | 325 | 0.188
[14 empty] | 325 | 0.18
[14 empty] | 325 | 0.166
[14 empty] | 325 | 0.15
[14 empty] | 325 | 0.139
[14 empty] | 325 | 0.137
[14 empty] | 325 | 0.143
[14 empty] | 325 | 0.153
[14 empty] | 325 | 0.161
[14 empty] | 325 | 0.16
[14 empty] | 325 | 0.149
[14 empty] | 325 | 0.132
[14 empty] | 325 | 0.114
[14 empty] | 325 | 0.104
[14 empty] | 325 | 0.108
[14 empty] | 325 | 0.122
[14 empty] | 325 | 0.141
[14 empty] | 325 | 0.162
[14 empty] | 325 | 0.176
[14 empty] | 325 | 0.175
[14 empty] | 325 | 0.164
[14 empty] | 325 | 0.143
[14 empty] | 325 | 0.115
[14 empty] | 325 | 0.0897
[14 empty] | 325 | 0.0737
[14 empty] | 325 | 0.0707
[14 empty] | 325 | 0.0847
[14 empty] | 325 | 0.113
[14 empty] | 325 | 0.147
[14 empty] | 325 | 0.183
[14 empty] | 325 | 0.216
[14 empty] | 325 | 0.241
[14 empty] | 325 | 0.256
[14 empty] | 325 | 0.259
[14 empty] | 325 | 0.252
[14 empty] | 325 | 0.236
[14 empty] | 325 | 0.213
[14 empty] | 325 | 0.192
[14 empty] | 325 | 0.179
[14 empty] | 325 | 0.177
[14 empty] | 325 | 0.186
[14 empty] | 325 | 0.198
[14 empty] | 325 | 0.21
[14 empty] | 325 | 0.221
[14 empty] | 325 | 0.233
[14 empty] | 325 | 0.243
[14 empty] | 325 | 0.252
[14 empty] | 325 | 0.26
[14 empty] | 325 | 0.26
[14 empty] | 325 | 0.246
[14 empty] | 325 | 0.219
[14 empty] | 325 | 0.189
[14 empty] | 325 | 0.161
[14 empty] | 325 | 0.137
[14 empty] | 325 | 0.121
[14 empty] | 325 | 0.115
[14 empty] | 326 | 0.228
[14 empty] | 326 | 0.23
[14 empty] | 326 | 0.231
[14 empty] | 326 | 0.23
[14 empty] | 326 | 0.229
[14 empty] | 326 | 0.228
[14 empty] | 326 | 0.228
[14 empty] | 326 | 0.236
[14 empty] | 326 | 0.249
[14 empty] | 326 | 0.259
[14 empty] | 326 | 0.267
[14 empty] | 326 | 0.273
[14 empty] | 326 | 0.272
[14 empty] | 326 | 0.268
[14 empty] | 326 | 0.269
[14 empty] | 326 | 0.267
[14 empty] | 326 | 0.266
[14 empty] | 326 | 0.27
[14 empty] | 326 | 0.271
[14 empty] | 326 | 0.263
[14 empty] | 326 | 0.253
[14 empty] | 326 | 0.24
[14 empty] | 326 | 0.223
[14 empty] | 326 | 0.207
[14 empty] | 326 | 0.203
[14 empty] | 326 | 0.207
[14 empty] | 326 | 0.214
[14 empty] | 326 | 0.222
[14 empty] | 326 | 0.227
[14 empty] | 326 | 0.227
[14 empty] | 326 | 0.221
[14 empty] | 326 | 0.209
[14 empty] | 326 | 0.197
[14 empty] | 326 | 0.188
[14 empty] | 326 | 0.18
[14 empty] | 326 | 0.171
[14 empty] | 326 | 0.166
[14 empty] | 326 | 0.163
[14 empty] | 326 | 0.165
[14 empty] | 326 | 0.173
[14 empty] | 326 | 0.189
[14 empty] | 326 | 0.214
[14 empty] | 326 | 0.243
[14 empty] | 326 | 0.265
[14 empty] | 326 | 0.278
[14 empty] | 326 | 0.278
[14 empty] | 326 | 0.263
[14 empty] | 326 | 0.239
[14 empty] | 326 | 0.219
[14 empty] | 326 | 0.204
[14 empty] | 326 | 0.199
[14 empty] | 326 | 0.206
[14 empty] | 326 | 0.221
[14 empty] | 326 | 0.232
[14 empty] | 326 | 0.241
[14 empty] | 326 | 0.244
[14 empty] | 326 | 0.235
[14 empty] | 326 | 0.218
[14 empty] | 326 | 0.203
[14 empty] | 326 | 0.193
[14 empty] | 326 | 0.185
[14 empty] | 326 | 0.183
[14 empty] | 326 | 0.188
[14 empty] | 326 | 0.195
[14 empty] | 326 | 0.204
[14 empty] | 326 | 0.222
[14 empty] | 326 | 0.244
[14 empty] | 326 | 0.264
[14 empty] | 326 | 0.279
[14 empty] | 326 | 0.286
[14 empty] | 326 | 0.279
[14 empty] | 326 | 0.266
[14 empty] | 326 | 0.248
[14 empty] | 326 | 0.223
[14 empty] | 326 | 0.198
[14 empty] | 326 | 0.18
[14 empty] | 326 | 0.167
[14 empty] | 326 | 0.165
[14 empty] | 326 | 0.177
[14 empty] | 326 | 0.198
[14 empty] | 326 | 0.221
[14 empty] | 326 | 0.244
[14 empty] | 326 | 0.263
[14 empty] | 326 | 0.273
[14 empty] | 326 | 0.273
[14 empty] | 326 | 0.266
[14 empty] | 326 | 0.249
[14 empty] | 326 | 0.222
[14 empty] | 326 | 0.191
[14 empty] | 326 | 0.16
[14 empty] | 326 | 0.128
[14 empty] | 326 | 0.101
[14 empty] | 326 | 0.0861
[14 empty] | 326 | 0.0808
[14 empty] | 327 | 0.168
[14 empty] | 327 | 0.173
[14 empty] | 327 | 0.186
[14 empty] | 327 | 0.207
[14 empty] | 327 | 0.231
[14 empty] | 327 | 0.256
[14 empty] | 327 | 0.279
[14 empty] | 327 | 0.296
[14 empty] | 327 | 0.309
[14 empty] | 327 | 0.32
[14 empty] | 327 | 0.332
[14 empty] | 327 | 0.344
[14 empty] | 327 | 0.349
[14 empty] | 327 | 0.346
[14 empty] | 327 | 0.332
[14 empty] | 327 | 0.307
[14 empty] | 327 | 0.276
[14 empty] | 327 | 0.245
[14 empty] | 327 | 0.22
[14 empty] | 327 | 0.207
[14 empty] | 327 | 0.199
[14 empty] | 327 | 0.193
[14 empty] | 327 | 0.189
[14 empty] | 327 | 0.183
[14 empty] | 327 | 0.172
[14 empty] | 327 | 0.16
[14 empty] | 327 | 0.151
[14 empty] | 327 | 0.147
[14 empty] | 327 | 0.155
[14 empty] | 327 | 0.173
[14 empty] | 327 | 0.196
[14 empty] | 327 | 0.22
[14 empty] | 327 | 0.236
[14 empty] | 327 | 0.24
[14 empty] | 327 | 0.234
[14 empty] | 327 | 0.224
[14 empty] | 327 | 0.213
[14 empty] | 327 | 0.207
[14 empty] | 327 | 0.206
[14 empty] | 327 | 0.206
[14 empty] | 327 | 0.205
[14 empty] | 327 | 0.201
[14 empty] | 327 | 0.192
[14 empty] | 327 | 0.188
[14 empty] | 327 | 0.192
[14 empty] | 327 | 0.205
[14 empty] | 327 | 0.229
[14 empty] | 327 | 0.258
[14 empty] | 327 | 0.283
[14 empty] | 327 | 0.296
[14 empty] | 327 | 0.294
[14 empty] | 327 | 0.279
[14 empty] | 327 | 0.264
[14 empty] | 327 | 0.252
[14 empty] | 327 | 0.247
[14 empty] | 327 | 0.25
[14 empty] | 327 | 0.258
[14 empty] | 327 | 0.265
[14 empty] | 327 | 0.263
[14 empty] | 327 | 0.252
[14 empty] | 327 | 0.24
[14 empty] | 327 | 0.223
[14 empty] | 327 | 0.2
[14 empty] | 327 | 0.186
[14 empty] | 327 | 0.185
[14 empty] | 327 | 0.189
[14 empty] | 327 | 0.201
[14 empty] | 327 | 0.221
[14 empty] | 327 | 0.24
[14 empty] | 327 | 0.254
[14 empty] | 327 | 0.266
[14 empty] | 327 | 0.279
[14 empty] | 327 | 0.289
[14 empty] | 327 | 0.293
[14 empty] | 327 | 0.286
[14 empty] | 327 | 0.269
[14 empty] | 327 | 0.247
[14 empty] | 327 | 0.228
[14 empty] | 327 | 0.217
[14 empty] | 327 | 0.218
[14 empty] | 327 | 0.23
[14 empty] | 327 | 0.24
[14 empty] | 327 | 0.239
[14 empty] | 327 | 0.226
[14 empty] | 327 | 0.214
[14 empty] | 327 | 0.206
[14 empty] | 327 | 0.202
[14 empty] | 327 | 0.208
[14 empty] | 327 | 0.223
[14 empty] | 327 | 0.232
[14 empty] | 327 | 0.231
[14 empty] | 327 | 0.229
[14 empty] | 327 | 0.228
[14 empty] | 328 | 0.196
[14 empty] | 328 | 0.207
[14 empty] | 328 | 0.22
[14 empty] | 328 | 0.231
[14 empty] | 328 | 0.234
[14 empty] | 328 | 0.231
[14 empty] | 328 | 0.224
[14 empty] | 328 | 0.209
[14 empty] | 328 | 0.189
[14 empty] | 328 | 0.172
[14 empty] | 328 | 0.158
[14 empty] | 328 | 0.149
[14 empty] | 328 | 0.152
[14 empty] | 328 | 0.17
[14 empty] | 328 | 0.19
[14 empty] | 328 | 0.206
[14 empty] | 328 | 0.216
[14 empty] | 328 | 0.22
[14 empty] | 328 | 0.218
[14 empty] | 328 | 0.219
[14 empty] | 328 | 0.227
[14 empty] | 328 | 0.237
[14 empty] | 328 | 0.245
[14 empty] | 328 | 0.247
[14 empty] | 328 | 0.237
[14 empty] | 328 | 0.222
[14 empty] | 328 | 0.212
[14 empty] | 328 | 0.208
[14 empty] | 328 | 0.213
[14 empty] | 328 | 0.226
[14 empty] | 328 | 0.237
[14 empty] | 328 | 0.242
[14 empty] | 328 | 0.235
[14 empty] | 328 | 0.219
[14 empty] | 328 | 0.198
[14 empty] | 328 | 0.179
[14 empty] | 328 | 0.165
[14 empty] | 328 | 0.16
[14 empty] | 328 | 0.169
[14 empty] | 328 | 0.185
[14 empty] | 328 | 0.202
[14 empty] | 328 | 0.218
[14 empty] | 328 | 0.227
[14 empty] | 328 | 0.22
[14 empty] | 328 | 0.202
[14 empty] | 328 | 0.184
[14 empty] | 328 | 0.168
[14 empty] | 328 | 0.157
[14 empty] | 328 | 0.156
[14 empty] | 328 | 0.165
[14 empty] | 328 | 0.176
[14 empty] | 328 | 0.188
[14 empty] | 328 | 0.201
[14 empty] | 328 | 0.216
[14 empty] | 328 | 0.234
[14 empty] | 328 | 0.248
[14 empty] | 328 | 0.255
[14 empty] | 328 | 0.25
[14 empty] | 328 | 0.233
[14 empty] | 328 | 0.209
[14 empty] | 328 | 0.185
[14 empty] | 328 | 0.167
[14 empty] | 328 | 0.163
[14 empty] | 328 | 0.171
[14 empty] | 328 | 0.185
[14 empty] | 328 | 0.199
[14 empty] | 328 | 0.21
[14 empty] | 328 | 0.219
[14 empty] | 328 | 0.223
[14 empty] | 328 | 0.224
[14 empty] | 328 | 0.226
[14 empty] | 328 | 0.229
[14 empty] | 328 | 0.228
[14 empty] | 328 | 0.227
[14 empty] | 328 | 0.227
[14 empty] | 328 | 0.226
[14 empty] | 328 | 0.222
[14 empty] | 328 | 0.219
[14 empty] | 328 | 0.218
[14 empty] | 328 | 0.223
[14 empty] | 328 | 0.231
[14 empty] | 328 | 0.244
[14 empty] | 328 | 0.261
[14 empty] | 328 | 0.273
[14 empty] | 328 | 0.274
[14 empty] | 328 | 0.267
[14 empty] | 328 | 0.255
[14 empty] | 328 | 0.241
[14 empty] | 328 | 0.224
[14 empty] | 328 | 0.208
[14 empty] | 328 | 0.195
[14 empty] | 328 | 0.184
[14 empty] | 328 | 0.174
[14 empty] | 329 | 0.371
[14 empty] | 329 | 0.363
[14 empty] | 329 | 0.356
[14 empty] | 329 | 0.346
[14 empty] | 329 | 0.342
[14 empty] | 329 | 0.344
[14 empty] | 329 | 0.342
[14 empty] | 329 | 0.337
[14 empty] | 329 | 0.332
[14 empty] | 329 | 0.323
[14 empty] | 329 | 0.309
[14 empty] | 329 | 0.297
[14 empty] | 329 | 0.289
[14 empty] | 329 | 0.285
[14 empty] | 329 | 0.286
[14 empty] | 329 | 0.287
[14 empty] | 329 | 0.28
[14 empty] | 329 | 0.268
[14 empty] | 329 | 0.262
[14 empty] | 329 | 0.264
[14 empty] | 329 | 0.273
[14 empty] | 329 | 0.292
[14 empty] | 329 | 0.312
[14 empty] | 329 | 0.314
[14 empty] | 329 | 0.299
[14 empty] | 329 | 0.276
[14 empty] | 329 | 0.246
[14 empty] | 329 | 0.218
[14 empty] | 329 | 0.203
[14 empty] | 329 | 0.2
[14 empty] | 329 | 0.204
[14 empty] | 329 | 0.219
[14 empty] | 329 | 0.243
[14 empty] | 329 | 0.27
[14 empty] | 329 | 0.296
[14 empty] | 329 | 0.322
[14 empty] | 329 | 0.345
[14 empty] | 329 | 0.358
[14 empty] | 329 | 0.36
[14 empty] | 329 | 0.355
[14 empty] | 329 | 0.347
[14 empty] | 329 | 0.329
[14 empty] | 329 | 0.308
[14 empty] | 329 | 0.291
[14 empty] | 329 | 0.273
[14 empty] | 329 | 0.246
[14 empty] | 329 | 0.218
[14 empty] | 329 | 0.196
[14 empty] | 329 | 0.182
[14 empty] | 329 | 0.176
[14 empty] | 329 | 0.182
[14 empty] | 329 | 0.197
[14 empty] | 329 | 0.215
[14 empty] | 329 | 0.226
[14 empty] | 329 | 0.23
[14 empty] | 329 | 0.237
[14 empty] | 329 | 0.247
[14 empty] | 329 | 0.252
[14 empty] | 329 | 0.257
[14 empty] | 329 | 0.264
[14 empty] | 329 | 0.263
[14 empty] | 329 | 0.245
[14 empty] | 329 | 0.217
[14 empty] | 329 | 0.186
[14 empty] | 329 | 0.155
[14 empty] | 329 | 0.13
[14 empty] | 329 | 0.119
[14 empty] | 329 | 0.127
[14 empty] | 329 | 0.145
[14 empty] | 329 | 0.164
[14 empty] | 329 | 0.185
[14 empty] | 329 | 0.208
[14 empty] | 329 | 0.229
[14 empty] | 329 | 0.249
[14 empty] | 329 | 0.27
[14 empty] | 329 | 0.283
[14 empty] | 329 | 0.281
[14 empty] | 329 | 0.266
[14 empty] | 329 | 0.245
[14 empty] | 329 | 0.226
[14 empty] | 329 | 0.217
[14 empty] | 329 | 0.219
[14 empty] | 329 | 0.225
[14 empty] | 329 | 0.229
[14 empty] | 329 | 0.226
[14 empty] | 329 | 0.214
[14 empty] | 329 | 0.2
[14 empty] | 329 | 0.19
[14 empty] | 329 | 0.185
[14 empty] | 329 | 0.182
[14 empty] | 329 | 0.184
[14 empty] | 329 | 0.189
[14 empty] | 330 | 0.29
[14 empty] | 330 | 0.253
[14 empty] | 330 | 0.22
[14 empty] | 330 | 0.199
[14 empty] | 330 | 0.192
[14 empty] | 330 | 0.198
[14 empty] | 330 | 0.21
[14 empty] | 330 | 0.222
[14 empty] | 330 | 0.226
[14 empty] | 330 | 0.219
[14 empty] | 330 | 0.21
[14 empty] | 330 | 0.202
[14 empty] | 330 | 0.191
[14 empty] | 330 | 0.18
[14 empty] | 330 | 0.174
[14 empty] | 330 | 0.174
[14 empty] | 330 | 0.181
[14 empty] | 330 | 0.196
[14 empty] | 330 | 0.22
[14 empty] | 330 | 0.249
[14 empty] | 330 | 0.276
[14 empty] | 330 | 0.296
[14 empty] | 330 | 0.316
[14 empty] | 330 | 0.336
[14 empty] | 330 | 0.354
[14 empty] | 330 | 0.373
[14 empty] | 330 | 0.395
[14 empty] | 330 | 0.412
[14 empty] | 330 | 0.42
[14 empty] | 330 | 0.424
[14 empty] | 330 | 0.421
[14 empty] | 330 | 0.413
[14 empty] | 330 | 0.406
[14 empty] | 330 | 0.398
[14 empty] | 330 | 0.386
[14 empty] | 330 | 0.368
[14 empty] | 330 | 0.345
[14 empty] | 330 | 0.316
[14 empty] | 330 | 0.285
[14 empty] | 330 | 0.258
[14 empty] | 330 | 0.239
[14 empty] | 330 | 0.23
[14 empty] | 330 | 0.234
[14 empty] | 330 | 0.245
[14 empty] | 330 | 0.256
[14 empty] | 330 | 0.269
[14 empty] | 330 | 0.286
[14 empty] | 330 | 0.3
[14 empty] | 330 | 0.308
[14 empty] | 330 | 0.315
[14 empty] | 330 | 0.316
[14 empty] | 330 | 0.304
[14 empty] | 330 | 0.287
[14 empty] | 330 | 0.279
[14 empty] | 330 | 0.289
[14 empty] | 330 | 0.315
[14 empty] | 330 | 0.35
[14 empty] | 330 | 0.382
[14 empty] | 330 | 0.395
[14 empty] | 330 | 0.381
[14 empty] | 330 | 0.345
[14 empty] | 330 | 0.297
[14 empty] | 330 | 0.247
[14 empty] | 330 | 0.207
[14 empty] | 330 | 0.182
[14 empty] | 330 | 0.166
[14 empty] | 330 | 0.157
[14 empty] | 330 | 0.159
[14 empty] | 330 | 0.164
[14 empty] | 330 | 0.17
[14 empty] | 330 | 0.181
[14 empty] | 330 | 0.193
[14 empty] | 330 | 0.205
[14 empty] | 330 | 0.217
[14 empty] | 330 | 0.224
[14 empty] | 330 | 0.228
[14 empty] | 330 | 0.234
[14 empty] | 330 | 0.24
[14 empty] | 330 | 0.251
[14 empty] | 330 | 0.27
[14 empty] | 330 | 0.286
[14 empty] | 330 | 0.296
[14 empty] | 330 | 0.297
[14 empty] | 330 | 0.291
[14 empty] | 330 | 0.281
[14 empty] | 330 | 0.28
[14 empty] | 330 | 0.294
[14 empty] | 330 | 0.319
[14 empty] | 330 | 0.345
[14 empty] | 330 | 0.368
[14 empty] | 330 | 0.385
[14 empty] | 330 | 0.384
[14 empty] | 331 | 0.161
[14 empty] | 331 | 0.169
[14 empty] | 331 | 0.183
[14 empty] | 331 | 0.2
[14 empty] | 331 | 0.22
[14 empty] | 331 | 0.238
[14 empty] | 331 | 0.249
[14 empty] | 331 | 0.252
[14 empty] | 331 | 0.247
[14 empty] | 331 | 0.243
[14 empty] | 331 | 0.247
[14 empty] | 331 | 0.256
[14 empty] | 331 | 0.265
[14 empty] | 331 | 0.275
[14 empty] | 331 | 0.278
[14 empty] | 331 | 0.267
[14 empty] | 331 | 0.246
[14 empty] | 331 | 0.227
[14 empty] | 331 | 0.214
[14 empty] | 331 | 0.205
[14 empty] | 331 | 0.204
[14 empty] | 331 | 0.211
[14 empty] | 331 | 0.221
[14 empty] | 331 | 0.231
[14 empty] | 331 | 0.242
[14 empty] | 331 | 0.256
[14 empty] | 331 | 0.269
[14 empty] | 331 | 0.278
[14 empty] | 331 | 0.281
[14 empty] | 331 | 0.277
[14 empty] | 331 | 0.263
[14 empty] | 331 | 0.239
[14 empty] | 331 | 0.213
[14 empty] | 331 | 0.197
[14 empty] | 331 | 0.193
[14 empty] | 331 | 0.198
[14 empty] | 331 | 0.214
[14 empty] | 331 | 0.233
[14 empty] | 331 | 0.247
[14 empty] | 331 | 0.256
[14 empty] | 331 | 0.265
[14 empty] | 331 | 0.274
[14 empty] | 331 | 0.286
[14 empty] | 331 | 0.293
[14 empty] | 331 | 0.289
[14 empty] | 331 | 0.278
[14 empty] | 331 | 0.268
[14 empty] | 331 | 0.254
[14 empty] | 331 | 0.246
[14 empty] | 331 | 0.25
[14 empty] | 331 | 0.254
[14 empty] | 331 | 0.25
[14 empty] | 331 | 0.246
[14 empty] | 331 | 0.24
[14 empty] | 331 | 0.234
[14 empty] | 331 | 0.234
[14 empty] | 331 | 0.241
[14 empty] | 331 | 0.248
[14 empty] | 331 | 0.252
[14 empty] | 331 | 0.25
[14 empty] | 331 | 0.24
[14 empty] | 331 | 0.223
[14 empty] | 331 | 0.21
[14 empty] | 331 | 0.203
[14 empty] | 331 | 0.199
[14 empty] | 331 | 0.197
[14 empty] | 331 | 0.19
[14 empty] | 331 | 0.173
[14 empty] | 331 | 0.15
[14 empty] | 331 | 0.126
[14 empty] | 331 | 0.105
[14 empty] | 331 | 0.0939
[14 empty] | 331 | 0.0941
[14 empty] | 331 | 0.105
[14 empty] | 331 | 0.13
[14 empty] | 331 | 0.17
[14 empty] | 331 | 0.217
[14 empty] | 331 | 0.26
[14 empty] | 331 | 0.29
[14 empty] | 331 | 0.297
[14 empty] | 331 | 0.28
[14 empty] | 331 | 0.254
[14 empty] | 331 | 0.236
[14 empty] | 331 | 0.234
[14 empty] | 331 | 0.251
[14 empty] | 331 | 0.284
[14 empty] | 331 | 0.317
[14 empty] | 331 | 0.34
[14 empty] | 331 | 0.353
[14 empty] | 331 | 0.352
[14 empty] | 331 | 0.339
[14 empty] | 331 | 0.319
[14 empty] | 332 | 0.257
[14 empty] | 332 | 0.246
[14 empty] | 332 | 0.239
[14 empty] | 332 | 0.239
[14 empty] | 332 | 0.235
[14 empty] | 332 | 0.222
[14 empty] | 332 | 0.206
[14 empty] | 332 | 0.188
[14 empty] | 332 | 0.167
[14 empty] | 332 | 0.155
[14 empty] | 332 | 0.154
[14 empty] | 332 | 0.156
[14 empty] | 332 | 0.162
[14 empty] | 332 | 0.179
[14 empty] | 332 | 0.2
[14 empty] | 332 | 0.222
[14 empty] | 332 | 0.247
[14 empty] | 332 | 0.27
[14 empty] | 332 | 0.282
[14 empty] | 332 | 0.289
[14 empty] | 332 | 0.298
[14 empty] | 332 | 0.31
[14 empty] | 332 | 0.328
[14 empty] | 332 | 0.347
[14 empty] | 332 | 0.354
[14 empty] | 332 | 0.341
[14 empty] | 332 | 0.313
[14 empty] | 332 | 0.275
[14 empty] | 332 | 0.237
[14 empty] | 332 | 0.209
[14 empty] | 332 | 0.195
[14 empty] | 332 | 0.2
[14 empty] | 332 | 0.214
[14 empty] | 332 | 0.231
[14 empty] | 332 | 0.256
[14 empty] | 332 | 0.29
[14 empty] | 332 | 0.316
[14 empty] | 332 | 0.337
[14 empty] | 332 | 0.357
[14 empty] | 332 | 0.363
[14 empty] | 332 | 0.346
[14 empty] | 332 | 0.321
[14 empty] | 332 | 0.295
[14 empty] | 332 | 0.268
[14 empty] | 332 | 0.253
[14 empty] | 332 | 0.256
[14 empty] | 332 | 0.268
[14 empty] | 332 | 0.282
[14 empty] | 332 | 0.296
[14 empty] | 332 | 0.299
[14 empty] | 332 | 0.287
[14 empty] | 332 | 0.272
[14 empty] | 332 | 0.261
[14 empty] | 332 | 0.256
[14 empty] | 332 | 0.267
[14 empty] | 332 | 0.294
[14 empty] | 332 | 0.323
[14 empty] | 332 | 0.339
[14 empty] | 332 | 0.337
[14 empty] | 332 | 0.318
[14 empty] | 332 | 0.288
[14 empty] | 332 | 0.261
[14 empty] | 332 | 0.245
[14 empty] | 332 | 0.241
[14 empty] | 332 | 0.244
[14 empty] | 332 | 0.245
[14 empty] | 332 | 0.246
[14 empty] | 332 | 0.248
[14 empty] | 332 | 0.256
[14 empty] | 332 | 0.272
[14 empty] | 332 | 0.292
[14 empty] | 332 | 0.303
[14 empty] | 332 | 0.304
[14 empty] | 332 | 0.295
[14 empty] | 332 | 0.272
[14 empty] | 332 | 0.244
[14 empty] | 332 | 0.224
[14 empty] | 332 | 0.215
[14 empty] | 332 | 0.211
[14 empty] | 332 | 0.214
[14 empty] | 332 | 0.221
[14 empty] | 332 | 0.223
[14 empty] | 332 | 0.215
[14 empty] | 332 | 0.202
[14 empty] | 332 | 0.191
[14 empty] | 332 | 0.181
[14 empty] | 332 | 0.17
[14 empty] | 332 | 0.165
[14 empty] | 332 | 0.165
[14 empty] | 332 | 0.162
[14 empty] | 333 | 0.323
[14 empty] | 333 | 0.329
[14 empty] | 333 | 0.329
[14 empty] | 333 | 0.321
[14 empty] | 333 | 0.3
[14 empty] | 333 | 0.278
[14 empty] | 333 | 0.265
[14 empty] | 333 | 0.262
[14 empty] | 333 | 0.266
[14 empty] | 333 | 0.278
[14 empty] | 333 | 0.29
[14 empty] | 333 | 0.295
[14 empty] | 333 | 0.287
[14 empty] | 333 | 0.268
[14 empty] | 333 | 0.248
[14 empty] | 333 | 0.231
[14 empty] | 333 | 0.222
[14 empty] | 333 | 0.228
[14 empty] | 333 | 0.246
[14 empty] | 333 | 0.272
[14 empty] | 333 | 0.302
[14 empty] | 333 | 0.333
[14 empty] | 333 | 0.357
[14 empty] | 333 | 0.369
[14 empty] | 333 | 0.367
[14 empty] | 333 | 0.354
[14 empty] | 333 | 0.334
[14 empty] | 333 | 0.314
[14 empty] | 333 | 0.3
[14 empty] | 333 | 0.292
[14 empty] | 333 | 0.289
[14 empty] | 333 | 0.289
[14 empty] | 333 | 0.281
[14 empty] | 333 | 0.267
[14 empty] | 333 | 0.253
[14 empty] | 333 | 0.233
[14 empty] | 333 | 0.207
[14 empty] | 333 | 0.188
[14 empty] | 333 | 0.177
[14 empty] | 333 | 0.168
[14 empty] | 333 | 0.167
[14 empty] | 333 | 0.178
[14 empty] | 333 | 0.192
[14 empty] | 333 | 0.205
[14 empty] | 333 | 0.222
[14 empty] | 333 | 0.241
[14 empty] | 333 | 0.256
[14 empty] | 333 | 0.269
[14 empty] | 333 | 0.284
[14 empty] | 333 | 0.293
[14 empty] | 333 | 0.289
[14 empty] | 333 | 0.283
[14 empty] | 333 | 0.281
[14 empty] | 333 | 0.275
[14 empty] | 333 | 0.268
[14 empty] | 333 | 0.271
[14 empty] | 333 | 0.278
[14 empty] | 333 | 0.283
[14 empty] | 333 | 0.287
[14 empty] | 333 | 0.288
[14 empty] | 333 | 0.278
[14 empty] | 333 | 0.254
[14 empty] | 333 | 0.222
[14 empty] | 333 | 0.195
[14 empty] | 333 | 0.18
[14 empty] | 333 | 0.188
[14 empty] | 333 | 0.223
[14 empty] | 333 | 0.271
[14 empty] | 333 | 0.318
[14 empty] | 333 | 0.358
[14 empty] | 333 | 0.384
[14 empty] | 333 | 0.387
[14 empty] | 333 | 0.374
[14 empty] | 333 | 0.356
[14 empty] | 333 | 0.333
[14 empty] | 333 | 0.306
[14 empty] | 333 | 0.286
[14 empty] | 333 | 0.28
[14 empty] | 333 | 0.289
[14 empty] | 333 | 0.309
[14 empty] | 333 | 0.338
[14 empty] | 333 | 0.366
[14 empty] | 333 | 0.385
[14 empty] | 333 | 0.391
[14 empty] | 333 | 0.383
[14 empty] | 333 | 0.364
[14 empty] | 333 | 0.342
[14 empty] | 333 | 0.318
[14 empty] | 333 | 0.293
[14 empty] | 333 | 0.271
[14 empty] | 334 | 0.291
[14 empty] | 334 | 0.274
[14 empty] | 334 | 0.258
[14 empty] | 334 | 0.25
[14 empty] | 334 | 0.248
[14 empty] | 334 | 0.25
[14 empty] | 334 | 0.261
[14 empty] | 334 | 0.28
[14 empty] | 334 | 0.298
[14 empty] | 334 | 0.313
[14 empty] | 334 | 0.323
[14 empty] | 334 | 0.317
[14 empty] | 334 | 0.297
[14 empty] | 334 | 0.276
[14 empty] | 334 | 0.251
[14 empty] | 334 | 0.222
[14 empty] | 334 | 0.203
[14 empty] | 334 | 0.196
[14 empty] | 334 | 0.193
[14 empty] | 334 | 0.203
[14 empty] | 334 | 0.233
[14 empty] | 334 | 0.272
[14 empty] | 334 | 0.309
[14 empty] | 334 | 0.342
[14 empty] | 334 | 0.365
[14 empty] | 334 | 0.371
[14 empty] | 334 | 0.36
[14 empty] | 334 | 0.337
[14 empty] | 334 | 0.308
[14 empty] | 334 | 0.274
[14 empty] | 334 | 0.247
[14 empty] | 334 | 0.237
[14 empty] | 334 | 0.24
[14 empty] | 334 | 0.253
[14 empty] | 334 | 0.27
[14 empty] | 334 | 0.28
[14 empty] | 334 | 0.278
[14 empty] | 334 | 0.271
[14 empty] | 334 | 0.266
[14 empty] | 334 | 0.261
[14 empty] | 334 | 0.257
[14 empty] | 334 | 0.257
[14 empty] | 334 | 0.254
[14 empty] | 334 | 0.248
[14 empty] | 334 | 0.244
[14 empty] | 334 | 0.243
[14 empty] | 334 | 0.244
[14 empty] | 334 | 0.247
[14 empty] | 334 | 0.251
[14 empty] | 334 | 0.256
[14 empty] | 334 | 0.264
[14 empty] | 334 | 0.268
[14 empty] | 334 | 0.265
[14 empty] | 334 | 0.261
[14 empty] | 334 | 0.255
[14 empty] | 334 | 0.25
[14 empty] | 334 | 0.252
[14 empty] | 334 | 0.26
[14 empty] | 334 | 0.267
[14 empty] | 334 | 0.268
[14 empty] | 334 | 0.258
[14 empty] | 334 | 0.235
[14 empty] | 334 | 0.207
[14 empty] | 334 | 0.18
[14 empty] | 334 | 0.155
[14 empty] | 334 | 0.135
[14 empty] | 334 | 0.126
[14 empty] | 334 | 0.129
[14 empty] | 334 | 0.137
[14 empty] | 334 | 0.149
[14 empty] | 334 | 0.169
[14 empty] | 334 | 0.192
[14 empty] | 334 | 0.206
[14 empty] | 334 | 0.212
[14 empty] | 334 | 0.214
[14 empty] | 334 | 0.21
[14 empty] | 334 | 0.201
[14 empty] | 334 | 0.2
[14 empty] | 334 | 0.211
[14 empty] | 334 | 0.232
[14 empty] | 334 | 0.26
[14 empty] | 334 | 0.287
[14 empty] | 334 | 0.302
[14 empty] | 334 | 0.302
[14 empty] | 334 | 0.288
[14 empty] | 334 | 0.274
[14 empty] | 334 | 0.266
[14 empty] | 334 | 0.266
[14 empty] | 334 | 0.278
[14 empty] | 334 | 0.304
[14 empty] | 335 | 0.27
[14 empty] | 335 | 0.284
[14 empty] | 335 | 0.295
[14 empty] | 335 | 0.311
[14 empty] | 335 | 0.327
[14 empty] | 335 | 0.332
[14 empty] | 335 | 0.33
[14 empty] | 335 | 0.333
[14 empty] | 335 | 0.339
[14 empty] | 335 | 0.343
[14 empty] | 335 | 0.353
[14 empty] | 335 | 0.369
[14 empty] | 335 | 0.377
[14 empty] | 335 | 0.376
[14 empty] | 335 | 0.373
[14 empty] | 335 | 0.359
[14 empty] | 335 | 0.331
[14 empty] | 335 | 0.303
[14 empty] | 335 | 0.285
[14 empty] | 335 | 0.278
[14 empty] | 335 | 0.287
[14 empty] | 335 | 0.311
[14 empty] | 335 | 0.34
[14 empty] | 335 | 0.36
[14 empty] | 335 | 0.37
[14 empty] | 335 | 0.371
[14 empty] | 335 | 0.364
[14 empty] | 335 | 0.351
[14 empty] | 335 | 0.335
[14 empty] | 335 | 0.311
[14 empty] | 335 | 0.28
[14 empty] | 335 | 0.251
[14 empty] | 335 | 0.231
[14 empty] | 335 | 0.222
[14 empty] | 335 | 0.225
[14 empty] | 335 | 0.229
[14 empty] | 335 | 0.222
[14 empty] | 335 | 0.202
[14 empty] | 335 | 0.173
[14 empty] | 335 | 0.14
[14 empty] | 335 | 0.113
[14 empty] | 335 | 0.0996
[14 empty] | 335 | 0.101
[14 empty] | 335 | 0.114
[14 empty] | 335 | 0.14
[14 empty] | 335 | 0.182
[14 empty] | 335 | 0.235
[14 empty] | 335 | 0.291
[14 empty] | 335 | 0.338
[14 empty] | 335 | 0.364
[14 empty] | 335 | 0.365
[14 empty] | 335 | 0.34
[14 empty] | 335 | 0.3
[14 empty] | 335 | 0.258
[14 empty] | 335 | 0.23
[14 empty] | 335 | 0.224
[14 empty] | 335 | 0.239
[14 empty] | 335 | 0.268
[14 empty] | 335 | 0.3
[14 empty] | 335 | 0.323
[14 empty] | 335 | 0.331
[14 empty] | 335 | 0.32
[14 empty] | 335 | 0.299
[14 empty] | 335 | 0.281
[14 empty] | 335 | 0.272
[14 empty] | 335 | 0.276
[14 empty] | 335 | 0.288
[14 empty] | 335 | 0.303
[14 empty] | 335 | 0.314
[14 empty] | 335 | 0.314
[14 empty] | 335 | 0.303
[14 empty] | 335 | 0.288
[14 empty] | 335 | 0.272
[14 empty] | 335 | 0.26
[14 empty] | 335 | 0.261
[14 empty] | 335 | 0.275
[14 empty] | 335 | 0.293
[14 empty] | 335 | 0.311
[14 empty] | 335 | 0.326
[14 empty] | 335 | 0.331
[14 empty] | 335 | 0.326
[14 empty] | 335 | 0.321
[14 empty] | 335 | 0.319
[14 empty] | 335 | 0.313
[14 empty] | 335 | 0.309
[14 empty] | 335 | 0.312
[14 empty] | 335 | 0.312
[14 empty] | 335 | 0.305
[14 empty] | 335 | 0.299
[14 empty] | 336 | 0.302
[14 empty] | 336 | 0.289
[14 empty] | 336 | 0.282
[14 empty] | 336 | 0.285
[14 empty] | 336 | 0.303
[14 empty] | 336 | 0.322
[14 empty] | 336 | 0.33
[14 empty] | 336 | 0.329
[14 empty] | 336 | 0.322
[14 empty] | 336 | 0.305
[14 empty] | 336 | 0.289
[14 empty] | 336 | 0.28
[14 empty] | 336 | 0.276
[14 empty] | 336 | 0.271
[14 empty] | 336 | 0.255
[14 empty] | 336 | 0.229
[14 empty] | 336 | 0.202
[14 empty] | 336 | 0.173
[14 empty] | 336 | 0.144
[14 empty] | 336 | 0.124
[14 empty] | 336 | 0.113
[14 empty] | 336 | 0.102
[14 empty] | 336 | 0.0893
[14 empty] | 336 | 0.0801
[14 empty] | 336 | 0.0752
[14 empty] | 336 | 0.0741
[14 empty] | 336 | 0.0779
[14 empty] | 336 | 0.0867
[14 empty] | 336 | 0.097
[14 empty] | 336 | 0.103
[14 empty] | 336 | 0.104
[14 empty] | 336 | 0.101
[14 empty] | 336 | 0.0962
[14 empty] | 336 | 0.0889
[14 empty] | 336 | 0.0844
[14 empty] | 336 | 0.0855
[14 empty] | 336 | 0.0899
[14 empty] | 336 | 0.0957
[14 empty] | 336 | 0.103
[14 empty] | 336 | 0.109
[14 empty] | 336 | 0.114
[14 empty] | 336 | 0.119
[14 empty] | 336 | 0.122
[14 empty] | 336 | 0.125
[14 empty] | 336 | 0.128
[14 empty] | 336 | 0.13
[14 empty] | 336 | 0.13
[14 empty] | 336 | 0.132
[14 empty] | 336 | 0.136
[14 empty] | 336 | 0.146
[14 empty] | 336 | 0.165
[14 empty] | 336 | 0.191
[14 empty] | 336 | 0.219
[14 empty] | 336 | 0.254
[14 empty] | 336 | 0.287
[14 empty] | 336 | 0.307
[14 empty] | 336 | 0.318
[14 empty] | 336 | 0.329
[14 empty] | 336 | 0.337
[14 empty] | 336 | 0.348
[14 empty] | 336 | 0.369
[14 empty] | 336 | 0.393
[14 empty] | 336 | 0.405
[14 empty] | 336 | 0.397
[14 empty] | 336 | 0.37
[14 empty] | 336 | 0.333
[14 empty] | 336 | 0.299
[14 empty] | 336 | 0.28
[14 empty] | 336 | 0.283
[14 empty] | 336 | 0.305
[14 empty] | 336 | 0.335
[14 empty] | 336 | 0.363
[14 empty] | 336 | 0.377
[14 empty] | 336 | 0.377
[14 empty] | 336 | 0.367
[14 empty] | 336 | 0.349
[14 empty] | 336 | 0.333
[14 empty] | 336 | 0.33
[14 empty] | 336 | 0.339
[14 empty] | 336 | 0.357
[14 empty] | 336 | 0.377
[14 empty] | 336 | 0.389
[14 empty] | 336 | 0.382
[14 empty] | 336 | 0.36
[14 empty] | 336 | 0.33
[14 empty] | 336 | 0.3
[14 empty] | 336 | 0.279
[14 empty] | 336 | 0.265
[14 empty] | 336 | 0.261
[14 empty] | 337 | 0.241
[14 empty] | 337 | 0.263
[14 empty] | 337 | 0.285
[14 empty] | 337 | 0.291
[14 empty] | 337 | 0.282
[14 empty] | 337 | 0.267
[14 empty] | 337 | 0.247
[14 empty] | 337 | 0.224
[14 empty] | 337 | 0.202
[14 empty] | 337 | 0.181
[14 empty] | 337 | 0.165
[14 empty] | 337 | 0.157
[14 empty] | 337 | 0.153
[14 empty] | 337 | 0.147
[14 empty] | 337 | 0.142
[14 empty] | 337 | 0.138
[14 empty] | 337 | 0.135
[14 empty] | 337 | 0.139
[14 empty] | 337 | 0.153
[14 empty] | 337 | 0.168
[14 empty] | 337 | 0.178
[14 empty] | 337 | 0.182
[14 empty] | 337 | 0.177
[14 empty] | 337 | 0.165
[14 empty] | 337 | 0.153
[14 empty] | 337 | 0.146
[14 empty] | 337 | 0.144
[14 empty] | 337 | 0.147
[14 empty] | 337 | 0.156
[14 empty] | 337 | 0.169
[14 empty] | 337 | 0.184
[14 empty] | 337 | 0.197
[14 empty] | 337 | 0.208
[14 empty] | 337 | 0.213
[14 empty] | 337 | 0.209
[14 empty] | 337 | 0.196
[14 empty] | 337 | 0.177
[14 empty] | 337 | 0.156
[14 empty] | 337 | 0.135
[14 empty] | 337 | 0.12
[14 empty] | 337 | 0.114
[14 empty] | 337 | 0.116
[14 empty] | 337 | 0.123
[14 empty] | 337 | 0.135
[14 empty] | 337 | 0.155
[14 empty] | 337 | 0.184
[14 empty] | 337 | 0.216
[14 empty] | 337 | 0.244
[14 empty] | 337 | 0.264
[14 empty] | 337 | 0.267
[14 empty] | 337 | 0.253
[14 empty] | 337 | 0.235
[14 empty] | 337 | 0.224
[14 empty] | 337 | 0.221
[14 empty] | 337 | 0.234
[14 empty] | 337 | 0.26
[14 empty] | 337 | 0.281
[14 empty] | 337 | 0.291
[14 empty] | 337 | 0.295
[14 empty] | 337 | 0.289
[14 empty] | 337 | 0.277
[14 empty] | 337 | 0.274
[14 empty] | 337 | 0.282
[14 empty] | 337 | 0.291
[14 empty] | 337 | 0.303
[14 empty] | 337 | 0.308
[14 empty] | 337 | 0.296
[14 empty] | 337 | 0.276
[14 empty] | 337 | 0.253
[14 empty] | 337 | 0.234
[14 empty] | 337 | 0.23
[14 empty] | 337 | 0.239
[14 empty] | 337 | 0.25
[14 empty] | 337 | 0.266
[14 empty] | 337 | 0.286
[14 empty] | 337 | 0.304
[14 empty] | 337 | 0.327
[14 empty] | 337 | 0.356
[14 empty] | 337 | 0.378
[14 empty] | 337 | 0.39
[14 empty] | 337 | 0.395
[14 empty] | 337 | 0.384
[14 empty] | 337 | 0.364
[14 empty] | 337 | 0.353
[14 empty] | 337 | 0.346
[14 empty] | 337 | 0.337
[14 empty] | 337 | 0.33
[14 empty] | 337 | 0.32
[14 empty] | 338 | 0.164
[14 empty] | 338 | 0.146
[14 empty] | 338 | 0.156
[14 empty] | 338 | 0.193
[14 empty] | 338 | 0.247
[14 empty] | 338 | 0.3
[14 empty] | 338 | 0.34
[14 empty] | 338 | 0.359
[14 empty] | 338 | 0.354
[14 empty] | 338 | 0.327
[14 empty] | 338 | 0.29
[14 empty] | 338 | 0.255
[14 empty] | 338 | 0.233
[14 empty] | 338 | 0.225
[14 empty] | 338 | 0.239
[14 empty] | 338 | 0.274
[14 empty] | 338 | 0.32
[14 empty] | 338 | 0.367
[14 empty] | 338 | 0.404
[14 empty] | 338 | 0.423
[14 empty] | 338 | 0.417
[14 empty] | 338 | 0.386
[14 empty] | 338 | 0.338
[14 empty] | 338 | 0.283
[14 empty] | 338 | 0.228
[14 empty] | 338 | 0.179
[14 empty] | 338 | 0.139
[14 empty] | 338 | 0.109
[14 empty] | 338 | 0.0886
[14 empty] | 338 | 0.0783
[14 empty] | 338 | 0.0821
[14 empty] | 338 | 0.097
[14 empty] | 338 | 0.121
[14 empty] | 338 | 0.158
[14 empty] | 338 | 0.205
[14 empty] | 338 | 0.247
[14 empty] | 338 | 0.281
[14 empty] | 338 | 0.306
[14 empty] | 338 | 0.311
[14 empty] | 338 | 0.295
[14 empty] | 338 | 0.273
[14 empty] | 338 | 0.255
[14 empty] | 338 | 0.238
[14 empty] | 338 | 0.23
[14 empty] | 338 | 0.238
[14 empty] | 338 | 0.249
[14 empty] | 338 | 0.261
[14 empty] | 338 | 0.288
[14 empty] | 338 | 0.323
[14 empty] | 338 | 0.358
[14 empty] | 338 | 0.395
[14 empty] | 338 | 0.422
[14 empty] | 338 | 0.419
[14 empty] | 338 | 0.391
[14 empty] | 338 | 0.352
[14 empty] | 338 | 0.314
[14 empty] | 338 | 0.29
[14 empty] | 338 | 0.293
[14 empty] | 338 | 0.319
[14 empty] | 338 | 0.353
[14 empty] | 338 | 0.384
[14 empty] | 338 | 0.405
[14 empty] | 338 | 0.408
[14 empty] | 338 | 0.397
[14 empty] | 338 | 0.382
[14 empty] | 338 | 0.367
[14 empty] | 338 | 0.359
[14 empty] | 338 | 0.37
[14 empty] | 338 | 0.39
[14 empty] | 338 | 0.405
[14 empty] | 338 | 0.417
[14 empty] | 338 | 0.419
[14 empty] | 338 | 0.406
[14 empty] | 338 | 0.386
[14 empty] | 338 | 0.372
[14 empty] | 338 | 0.357
[14 empty] | 338 | 0.337
[14 empty] | 338 | 0.313
[14 empty] | 338 | 0.288
[14 empty] | 338 | 0.265
[14 empty] | 338 | 0.245
[14 empty] | 338 | 0.232
[14 empty] | 338 | 0.227
[14 empty] | 338 | 0.221
[14 empty] | 338 | 0.21
[14 empty] | 338 | 0.21
[14 empty] | 338 | 0.224
[14 empty] | 339 | 0.268
[14 empty] | 339 | 0.264
[14 empty] | 339 | 0.26
[14 empty] | 339 | 0.253
[14 empty] | 339 | 0.242
[14 empty] | 339 | 0.225
[14 empty] | 339 | 0.199
[14 empty] | 339 | 0.166
[14 empty] | 339 | 0.138
[14 empty] | 339 | 0.123
[14 empty] | 339 | 0.121
[14 empty] | 339 | 0.134
[14 empty] | 339 | 0.155
[14 empty] | 339 | 0.176
[14 empty] | 339 | 0.196
[14 empty] | 339 | 0.215
[14 empty] | 339 | 0.228
[14 empty] | 339 | 0.238
[14 empty] | 339 | 0.248
[14 empty] | 339 | 0.251
[14 empty] | 339 | 0.245
[14 empty] | 339 | 0.234
[14 empty] | 339 | 0.221
[14 empty] | 339 | 0.213
[14 empty] | 339 | 0.211
[14 empty] | 339 | 0.221
[14 empty] | 339 | 0.249
[14 empty] | 339 | 0.29
[14 empty] | 339 | 0.329
[14 empty] | 339 | 0.365
[14 empty] | 339 | 0.393
[14 empty] | 339 | 0.403
[14 empty] | 339 | 0.393
[14 empty] | 339 | 0.38
[14 empty] | 339 | 0.375
[14 empty] | 339 | 0.381
[14 empty] | 339 | 0.397
[14 empty] | 339 | 0.423
[14 empty] | 339 | 0.445
[14 empty] | 339 | 0.45
[14 empty] | 339 | 0.432
[14 empty] | 339 | 0.398
[14 empty] | 339 | 0.356
[14 empty] | 339 | 0.314
[14 empty] | 339 | 0.278
[14 empty] | 339 | 0.252
[14 empty] | 339 | 0.239
[14 empty] | 339 | 0.234
[14 empty] | 339 | 0.229
[14 empty] | 339 | 0.222
[14 empty] | 339 | 0.218
[14 empty] | 339 | 0.223
[14 empty] | 339 | 0.229
[14 empty] | 339 | 0.24
[14 empty] | 339 | 0.26
[14 empty] | 339 | 0.28
[14 empty] | 339 | 0.288
[14 empty] | 339 | 0.294
[14 empty] | 339 | 0.307
[14 empty] | 339 | 0.321
[14 empty] | 339 | 0.332
[14 empty] | 339 | 0.347
[14 empty] | 339 | 0.358
[14 empty] | 339 | 0.359
[14 empty] | 339 | 0.35
[14 empty] | 339 | 0.339
[14 empty] | 339 | 0.324
[14 empty] | 339 | 0.307
[14 empty] | 339 | 0.295
[14 empty] | 339 | 0.29
[14 empty] | 339 | 0.291
[14 empty] | 339 | 0.296
[14 empty] | 339 | 0.3
[14 empty] | 339 | 0.304
[14 empty] | 339 | 0.307
[14 empty] | 339 | 0.307
[14 empty] | 339 | 0.311
[14 empty] | 339 | 0.325
[14 empty] | 339 | 0.343
[14 empty] | 339 | 0.36
[14 empty] | 339 | 0.375
[14 empty] | 339 | 0.388
[14 empty] | 339 | 0.384
[14 empty] | 339 | 0.358
[14 empty] | 339 | 0.318
[14 empty] | 339 | 0.266
[14 empty] | 339 | 0.208
[14 empty] | 340 | 0.374
[14 empty] | 340 | 0.362
[14 empty] | 340 | 0.336
[14 empty] | 340 | 0.303
[14 empty] | 340 | 0.276
[14 empty] | 340 | 0.263
[14 empty] | 340 | 0.266
[14 empty] | 340 | 0.281
[14 empty] | 340 | 0.29
[14 empty] | 340 | 0.281
[14 empty] | 340 | 0.258
[14 empty] | 340 | 0.229
[14 empty] | 340 | 0.206
[14 empty] | 340 | 0.201
[14 empty] | 340 | 0.221
[14 empty] | 340 | 0.26
[14 empty] | 340 | 0.306
[14 empty] | 340 | 0.338
[14 empty] | 340 | 0.348
[14 empty] | 340 | 0.343
[14 empty] | 340 | 0.328
[14 empty] | 340 | 0.311
[14 empty] | 340 | 0.311
[14 empty] | 340 | 0.333
[14 empty] | 340 | 0.364
[14 empty] | 340 | 0.396
[14 empty] | 340 | 0.428
[14 empty] | 340 | 0.448
[14 empty] | 340 | 0.451
[14 empty] | 340 | 0.449
[14 empty] | 340 | 0.454
[14 empty] | 340 | 0.461
[14 empty] | 340 | 0.469
[14 empty] | 340 | 0.482
[14 empty] | 340 | 0.492
[14 empty] | 340 | 0.483
[14 empty] | 340 | 0.454
[14 empty] | 340 | 0.415
[14 empty] | 340 | 0.371
[14 empty] | 340 | 0.328
[14 empty] | 340 | 0.297
[14 empty] | 340 | 0.285
[14 empty] | 340 | 0.287
[14 empty] | 340 | 0.291
[14 empty] | 340 | 0.292
[14 empty] | 340 | 0.3
[14 empty] | 340 | 0.32
[14 empty] | 340 | 0.349
[14 empty] | 340 | 0.385
[14 empty] | 340 | 0.422
[14 empty] | 340 | 0.443
[14 empty] | 340 | 0.435
[14 empty] | 340 | 0.406
[14 empty] | 340 | 0.371
[14 empty] | 340 | 0.341
[14 empty] | 340 | 0.326
[14 empty] | 340 | 0.325
[14 empty] | 340 | 0.33
[14 empty] | 340 | 0.339
[14 empty] | 340 | 0.35
[14 empty] | 340 | 0.364
[14 empty] | 340 | 0.382
[14 empty] | 340 | 0.398
[14 empty] | 340 | 0.404
[14 empty] | 340 | 0.392
[14 empty] | 340 | 0.366
[14 empty] | 340 | 0.333
[14 empty] | 340 | 0.308
[14 empty] | 340 | 0.298
[14 empty] | 340 | 0.301
[14 empty] | 340 | 0.308
[14 empty] | 340 | 0.314
[14 empty] | 340 | 0.317
[14 empty] | 340 | 0.312
[14 empty] | 340 | 0.303
[14 empty] | 340 | 0.306
[14 empty] | 340 | 0.316
[14 empty] | 340 | 0.319
[14 empty] | 340 | 0.315
[14 empty] | 340 | 0.306
[14 empty] | 340 | 0.282
[14 empty] | 340 | 0.254
[14 empty] | 340 | 0.24
[14 empty] | 340 | 0.239
[14 empty] | 340 | 0.246
[14 empty] | 340 | 0.26
[14 empty] | 340 | 0.269
[14 empty] | 341 | 0.289
[14 empty] | 341 | 0.271
[14 empty] | 341 | 0.251
[14 empty] | 341 | 0.226
[14 empty] | 341 | 0.203
[14 empty] | 341 | 0.189
[14 empty] | 341 | 0.181
[14 empty] | 341 | 0.176
[14 empty] | 341 | 0.183
[14 empty] | 341 | 0.2
[14 empty] | 341 | 0.218
[14 empty] | 341 | 0.239
[14 empty] | 341 | 0.267
[14 empty] | 341 | 0.295
[14 empty] | 341 | 0.316
[14 empty] | 341 | 0.338
[14 empty] | 341 | 0.358
[14 empty] | 341 | 0.368
[14 empty] | 341 | 0.371
[14 empty] | 341 | 0.372
[14 empty] | 341 | 0.368
[14 empty] | 341 | 0.356
[14 empty] | 341 | 0.336
[14 empty] | 341 | 0.318
[14 empty] | 341 | 0.313
[14 empty] | 341 | 0.317
[14 empty] | 341 | 0.333
[14 empty] | 341 | 0.363
[14 empty] | 341 | 0.392
[14 empty] | 341 | 0.403
[14 empty] | 341 | 0.398
[14 empty] | 341 | 0.374
[14 empty] | 341 | 0.335
[14 empty] | 341 | 0.292
[14 empty] | 341 | 0.259
[14 empty] | 341 | 0.239
[14 empty] | 341 | 0.235
[14 empty] | 341 | 0.241
[14 empty] | 341 | 0.25
[14 empty] | 341 | 0.259
[14 empty] | 341 | 0.258
[14 empty] | 341 | 0.246
[14 empty] | 341 | 0.238
[14 empty] | 341 | 0.242
[14 empty] | 341 | 0.256
[14 empty] | 341 | 0.284
[14 empty] | 341 | 0.326
[14 empty] | 341 | 0.367
[14 empty] | 341 | 0.396
[14 empty] | 341 | 0.414
[14 empty] | 341 | 0.422
[14 empty] | 341 | 0.415
[14 empty] | 341 | 0.389
[14 empty] | 341 | 0.349
[14 empty] | 341 | 0.3
[14 empty] | 341 | 0.248
[14 empty] | 341 | 0.206
[14 empty] | 341 | 0.183
[14 empty] | 341 | 0.183
[14 empty] | 341 | 0.199
[14 empty] | 341 | 0.219
[14 empty] | 341 | 0.235
[14 empty] | 341 | 0.25
[14 empty] | 341 | 0.262
[14 empty] | 341 | 0.268
[14 empty] | 341 | 0.28
[14 empty] | 341 | 0.298
[14 empty] | 341 | 0.312
[14 empty] | 341 | 0.325
[14 empty] | 341 | 0.338
[14 empty] | 341 | 0.348
[14 empty] | 341 | 0.352
[14 empty] | 341 | 0.345
[14 empty] | 341 | 0.326
[14 empty] | 341 | 0.298
[14 empty] | 341 | 0.268
[14 empty] | 341 | 0.248
[14 empty] | 341 | 0.245
[14 empty] | 341 | 0.256
[14 empty] | 341 | 0.275
[14 empty] | 341 | 0.294
[14 empty] | 341 | 0.308
[14 empty] | 341 | 0.319
[14 empty] | 341 | 0.332
[14 empty] | 341 | 0.35
[14 empty] | 341 | 0.368
[14 empty] | 342 | 0.208
[14 empty] | 342 | 0.206
[14 empty] | 342 | 0.218
[14 empty] | 342 | 0.247
[14 empty] | 342 | 0.282
[14 empty] | 342 | 0.308
[14 empty] | 342 | 0.312
[14 empty] | 342 | 0.295
[14 empty] | 342 | 0.261
[14 empty] | 342 | 0.226
[14 empty] | 342 | 0.21
[14 empty] | 342 | 0.221
[14 empty] | 342 | 0.253
[14 empty] | 342 | 0.294
[14 empty] | 342 | 0.337
[14 empty] | 342 | 0.371
[14 empty] | 342 | 0.39
[14 empty] | 342 | 0.397
[14 empty] | 342 | 0.394
[14 empty] | 342 | 0.373
[14 empty] | 342 | 0.345
[14 empty] | 342 | 0.32
[14 empty] | 342 | 0.3
[14 empty] | 342 | 0.288
[14 empty] | 342 | 0.292
[14 empty] | 342 | 0.303
[14 empty] | 342 | 0.308
[14 empty] | 342 | 0.308
[14 empty] | 342 | 0.307
[14 empty] | 342 | 0.311
[14 empty] | 342 | 0.329
[14 empty] | 342 | 0.36
[14 empty] | 342 | 0.397
[14 empty] | 342 | 0.431
[14 empty] | 342 | 0.454
[14 empty] | 342 | 0.461
[14 empty] | 342 | 0.456
[14 empty] | 342 | 0.449
[14 empty] | 342 | 0.443
[14 empty] | 342 | 0.437
[14 empty] | 342 | 0.431
[14 empty] | 342 | 0.421
[14 empty] | 342 | 0.406
[14 empty] | 342 | 0.39
[14 empty] | 342 | 0.377
[14 empty] | 342 | 0.37
[14 empty] | 342 | 0.369
[14 empty] | 342 | 0.374
[14 empty] | 342 | 0.374
[14 empty] | 342 | 0.366
[14 empty] | 342 | 0.354
[14 empty] | 342 | 0.344
[14 empty] | 342 | 0.34
[14 empty] | 342 | 0.343
[14 empty] | 342 | 0.346
[14 empty] | 342 | 0.338
[14 empty] | 342 | 0.317
[14 empty] | 342 | 0.288
[14 empty] | 342 | 0.264
[14 empty] | 342 | 0.255
[14 empty] | 342 | 0.267
[14 empty] | 342 | 0.291
[14 empty] | 342 | 0.313
[14 empty] | 342 | 0.328
[14 empty] | 342 | 0.328
[14 empty] | 342 | 0.311
[14 empty] | 342 | 0.287
[14 empty] | 342 | 0.263
[14 empty] | 342 | 0.244
[14 empty] | 342 | 0.235
[14 empty] | 342 | 0.24
[14 empty] | 342 | 0.254
[14 empty] | 342 | 0.27
[14 empty] | 342 | 0.28
[14 empty] | 342 | 0.274
[14 empty] | 342 | 0.25
[14 empty] | 342 | 0.214
[14 empty] | 342 | 0.177
[14 empty] | 342 | 0.156
[14 empty] | 342 | 0.159
[14 empty] | 342 | 0.188
[14 empty] | 342 | 0.227
[14 empty] | 342 | 0.266
[14 empty] | 342 | 0.295
[14 empty] | 342 | 0.302
[14 empty] | 343 | 0.298
[14 empty] | 343 | 0.254
[14 empty] | 343 | 0.208
[14 empty] | 343 | 0.174
[14 empty] | 343 | 0.161
[14 empty] | 343 | 0.173
[14 empty] | 343 | 0.203
[14 empty] | 343 | 0.245
[14 empty] | 343 | 0.293
[14 empty] | 343 | 0.337
[14 empty] | 343 | 0.37
[14 empty] | 343 | 0.396
[14 empty] | 343 | 0.407
[14 empty] | 343 | 0.396
[14 empty] | 343 | 0.371
[14 empty] | 343 | 0.337
[14 empty] | 343 | 0.299
[14 empty] | 343 | 0.271
[14 empty] | 343 | 0.262
[14 empty] | 343 | 0.269
[14 empty] | 343 | 0.286
[14 empty] | 343 | 0.308
[14 empty] | 343 | 0.325
[14 empty] | 343 | 0.336
[14 empty] | 343 | 0.346
[14 empty] | 343 | 0.35
[14 empty] | 343 | 0.354
[14 empty] | 343 | 0.364
[14 empty] | 343 | 0.374
[14 empty] | 343 | 0.381
[14 empty] | 343 | 0.392
[14 empty] | 343 | 0.404
[14 empty] | 343 | 0.41
[14 empty] | 343 | 0.413
[14 empty] | 343 | 0.417
[14 empty] | 343 | 0.425
[14 empty] | 343 | 0.439
[14 empty] | 343 | 0.457
[14 empty] | 343 | 0.469
[14 empty] | 343 | 0.471
[14 empty] | 343 | 0.455
[14 empty] | 343 | 0.425
[14 empty] | 343 | 0.387
[14 empty] | 343 | 0.348
[14 empty] | 343 | 0.31
[14 empty] | 343 | 0.278
[14 empty] | 343 | 0.253
[14 empty] | 343 | 0.237
[14 empty] | 343 | 0.239
[14 empty] | 343 | 0.26
[14 empty] | 343 | 0.295
[14 empty] | 343 | 0.338
[14 empty] | 343 | 0.376
[14 empty] | 343 | 0.392
[14 empty] | 343 | 0.381
[14 empty] | 343 | 0.351
[14 empty] | 343 | 0.309
[14 empty] | 343 | 0.264
[14 empty] | 343 | 0.232
[14 empty] | 343 | 0.223
[14 empty] | 343 | 0.223
[14 empty] | 343 | 0.223
[14 empty] | 343 | 0.227
[14 empty] | 343 | 0.233
[14 empty] | 343 | 0.234
[14 empty] | 343 | 0.246
[14 empty] | 343 | 0.27
[14 empty] | 343 | 0.293
[14 empty] | 343 | 0.312
[14 empty] | 343 | 0.328
[14 empty] | 343 | 0.33
[14 empty] | 343 | 0.321
[14 empty] | 343 | 0.315
[14 empty] | 343 | 0.307
[14 empty] | 343 | 0.298
[14 empty] | 343 | 0.294
[14 empty] | 343 | 0.294
[14 empty] | 343 | 0.292
[14 empty] | 343 | 0.285
[14 empty] | 343 | 0.275
[14 empty] | 343 | 0.265
[14 empty] | 343 | 0.253
[14 empty] | 343 | 0.24
[14 empty] | 343 | 0.229
[14 empty] | 343 | 0.217
[14 empty] | 344 | 0.126
[14 empty] | 344 | 0.119
[14 empty] | 344 | 0.13
[14 empty] | 344 | 0.151
[14 empty] | 344 | 0.172
[14 empty] | 344 | 0.186
[14 empty] | 344 | 0.195
[14 empty] | 344 | 0.197
[14 empty] | 344 | 0.191
[14 empty] | 344 | 0.191
[14 empty] | 344 | 0.201
[14 empty] | 344 | 0.214
[14 empty] | 344 | 0.229
[14 empty] | 344 | 0.244
[14 empty] | 344 | 0.253
[14 empty] | 344 | 0.258
[14 empty] | 344 | 0.261
[14 empty] | 344 | 0.263
[14 empty] | 344 | 0.266
[14 empty] | 344 | 0.262
[14 empty] | 344 | 0.245
[14 empty] | 344 | 0.217
[14 empty] | 344 | 0.182
[14 empty] | 344 | 0.143
[14 empty] | 344 | 0.106
[14 empty] | 344 | 0.0793
[14 empty] | 344 | 0.065
[14 empty] | 344 | 0.061
[14 empty] | 344 | 0.0671
[14 empty] | 344 | 0.0851
[14 empty] | 344 | 0.115
[14 empty] | 344 | 0.155
[14 empty] | 344 | 0.201
[14 empty] | 344 | 0.246
[14 empty] | 344 | 0.287
[14 empty] | 344 | 0.319
[14 empty] | 344 | 0.333
[14 empty] | 344 | 0.327
[14 empty] | 344 | 0.309
[14 empty] | 344 | 0.286
[14 empty] | 344 | 0.268
[14 empty] | 344 | 0.27
[14 empty] | 344 | 0.299
[14 empty] | 344 | 0.348
[14 empty] | 344 | 0.396
[14 empty] | 344 | 0.426
[14 empty] | 344 | 0.429
[14 empty] | 344 | 0.406
[14 empty] | 344 | 0.368
[14 empty] | 344 | 0.337
[14 empty] | 344 | 0.325
[14 empty] | 344 | 0.328
[14 empty] | 344 | 0.332
[14 empty] | 344 | 0.326
[14 empty] | 344 | 0.304
[14 empty] | 344 | 0.266
[14 empty] | 344 | 0.221
[14 empty] | 344 | 0.194
[14 empty] | 344 | 0.196
[14 empty] | 344 | 0.224
[14 empty] | 344 | 0.276
[14 empty] | 344 | 0.337
[14 empty] | 344 | 0.383
[14 empty] | 344 | 0.404
[14 empty] | 344 | 0.403
[14 empty] | 344 | 0.384
[14 empty] | 344 | 0.353
[14 empty] | 344 | 0.327
[14 empty] | 344 | 0.309
[14 empty] | 344 | 0.296
[14 empty] | 344 | 0.293
[14 empty] | 344 | 0.302
[14 empty] | 344 | 0.317
[14 empty] | 344 | 0.335
[14 empty] | 344 | 0.356
[14 empty] | 344 | 0.374
[14 empty] | 344 | 0.386
[14 empty] | 344 | 0.394
[14 empty] | 344 | 0.397
[14 empty] | 344 | 0.395
[14 empty] | 344 | 0.387
[14 empty] | 344 | 0.38
[14 empty] | 344 | 0.371
[14 empty] | 344 | 0.355
[14 empty] | 344 | 0.332
[14 empty] | 345 | 0.343
[14 empty] | 345 | 0.321
[14 empty] | 345 | 0.293
[14 empty] | 345 | 0.263
[14 empty] | 345 | 0.233
[14 empty] | 345 | 0.211
[14 empty] | 345 | 0.197
[14 empty] | 345 | 0.185
[14 empty] | 345 | 0.181
[14 empty] | 345 | 0.186
[14 empty] | 345 | 0.197
[14 empty] | 345 | 0.207
[14 empty] | 345 | 0.215
[14 empty] | 345 | 0.216
[14 empty] | 345 | 0.212
[14 empty] | 345 | 0.211
[14 empty] | 345 | 0.217
[14 empty] | 345 | 0.236
[14 empty] | 345 | 0.272
[14 empty] | 345 | 0.314
[14 empty] | 345 | 0.355
[14 empty] | 345 | 0.393
[14 empty] | 345 | 0.42
[14 empty] | 345 | 0.428
[14 empty] | 345 | 0.422
[14 empty] | 345 | 0.409
[14 empty] | 345 | 0.387
[14 empty] | 345 | 0.364
[14 empty] | 345 | 0.35
[14 empty] | 345 | 0.341
[14 empty] | 345 | 0.337
[14 empty] | 345 | 0.347
[14 empty] | 345 | 0.37
[14 empty] | 345 | 0.394
[14 empty] | 345 | 0.413
[14 empty] | 345 | 0.425
[14 empty] | 345 | 0.42
[14 empty] | 345 | 0.394
[14 empty] | 345 | 0.36
[14 empty] | 345 | 0.329
[14 empty] | 345 | 0.306
[14 empty] | 345 | 0.301
[14 empty] | 345 | 0.318
[14 empty] | 345 | 0.351
[14 empty] | 345 | 0.395
[14 empty] | 345 | 0.438
[14 empty] | 345 | 0.468
[14 empty] | 345 | 0.487
[14 empty] | 345 | 0.494
[14 empty] | 345 | 0.489
[14 empty] | 345 | 0.478
[14 empty] | 345 | 0.46
[14 empty] | 345 | 0.428
[14 empty] | 345 | 0.388
[14 empty] | 345 | 0.341
[14 empty] | 345 | 0.292
[14 empty] | 345 | 0.257
[14 empty] | 345 | 0.246
[14 empty] | 345 | 0.253
[14 empty] | 345 | 0.268
[14 empty] | 345 | 0.282
[14 empty] | 345 | 0.281
[14 empty] | 345 | 0.26
[14 empty] | 345 | 0.228
[14 empty] | 345 | 0.2
[14 empty] | 345 | 0.19
[14 empty] | 345 | 0.203
[14 empty] | 345 | 0.236
[14 empty] | 345 | 0.281
[14 empty] | 345 | 0.324
[14 empty] | 345 | 0.348
[14 empty] | 345 | 0.352
[14 empty] | 345 | 0.343
[14 empty] | 345 | 0.326
[14 empty] | 345 | 0.313
[14 empty] | 345 | 0.32
[14 empty] | 345 | 0.337
[14 empty] | 345 | 0.348
[14 empty] | 345 | 0.348
[14 empty] | 345 | 0.334
[14 empty] | 345 | 0.294
[14 empty] | 345 | 0.239
[14 empty] | 345 | 0.19
[14 empty] | 345 | 0.151
[14 empty] | 346 | 0.404
[14 empty] | 346 | 0.423
[14 empty] | 346 | 0.429
[14 empty] | 346 | 0.424
[14 empty] | 346 | 0.401
[14 empty] | 346 | 0.364
[14 empty] | 346 | 0.334
[14 empty] | 346 | 0.319
[14 empty] | 346 | 0.314
[14 empty] | 346 | 0.318
[14 empty] | 346 | 0.336
[14 empty] | 346 | 0.356
[14 empty] | 346 | 0.362
[14 empty] | 346 | 0.357
[14 empty] | 346 | 0.342
[14 empty] | 346 | 0.308
[14 empty] | 346 | 0.259
[14 empty] | 346 | 0.214
[14 empty] | 346 | 0.183
[14 empty] | 346 | 0.169
[14 empty] | 346 | 0.182
[14 empty] | 346 | 0.219
[14 empty] | 346 | 0.264
[14 empty] | 346 | 0.304
[14 empty] | 346 | 0.334
[14 empty] | 346 | 0.346
[14 empty] | 346 | 0.337
[14 empty] | 346 | 0.32
[14 empty] | 346 | 0.301
[14 empty] | 346 | 0.277
[14 empty] | 346 | 0.265
[14 empty] | 346 | 0.273
[14 empty] | 346 | 0.288
[14 empty] | 346 | 0.308
[14 empty] | 346 | 0.338
[14 empty] | 346 | 0.361
[14 empty] | 346 | 0.365
[14 empty] | 346 | 0.358
[14 empty] | 346 | 0.349
[14 empty] | 346 | 0.333
[14 empty] | 346 | 0.311
[14 empty] | 346 | 0.286
[14 empty] | 346 | 0.26
[14 empty] | 346 | 0.228
[14 empty] | 346 | 0.198
[14 empty] | 346 | 0.183
[14 empty] | 346 | 0.193
[14 empty] | 346 | 0.229
[14 empty] | 346 | 0.28
[14 empty] | 346 | 0.336
[14 empty] | 346 | 0.386
[14 empty] | 346 | 0.422
[14 empty] | 346 | 0.439
[14 empty] | 346 | 0.437
[14 empty] | 346 | 0.427
[14 empty] | 346 | 0.411
[14 empty] | 346 | 0.389
[14 empty] | 346 | 0.371
[14 empty] | 346 | 0.366
[14 empty] | 346 | 0.369
[14 empty] | 346 | 0.377
[14 empty] | 346 | 0.39
[14 empty] | 346 | 0.4
[14 empty] | 346 | 0.407
[14 empty] | 346 | 0.414
[14 empty] | 346 | 0.422
[14 empty] | 346 | 0.432
[14 empty] | 346 | 0.444
[14 empty] | 346 | 0.45
[14 empty] | 346 | 0.446
[14 empty] | 346 | 0.434
[14 empty] | 346 | 0.412
[14 empty] | 346 | 0.387
[14 empty] | 346 | 0.368
[14 empty] | 346 | 0.357
[14 empty] | 346 | 0.352
[14 empty] | 346 | 0.352
[14 empty] | 346 | 0.352
[14 empty] | 346 | 0.352
[14 empty] | 346 | 0.353
[14 empty] | 346 | 0.353
[14 empty] | 346 | 0.356
[14 empty] | 346 | 0.355
[14 empty] | 347 | 0.272
[14 empty] | 347 | 0.287
[14 empty] | 347 | 0.309
[14 empty] | 347 | 0.328
[14 empty] | 347 | 0.347
[14 empty] | 347 | 0.359
[14 empty] | 347 | 0.36
[14 empty] | 347 | 0.353
[14 empty] | 347 | 0.339
[14 empty] | 347 | 0.315
[14 empty] | 347 | 0.292
[14 empty] | 347 | 0.275
[14 empty] | 347 | 0.272
[14 empty] | 347 | 0.289
[14 empty] | 347 | 0.322
[14 empty] | 347 | 0.354
[14 empty] | 347 | 0.378
[14 empty] | 347 | 0.387
[14 empty] | 347 | 0.374
[14 empty] | 347 | 0.341
[14 empty] | 347 | 0.304
[14 empty] | 347 | 0.278
[14 empty] | 347 | 0.272
[14 empty] | 347 | 0.29
[14 empty] | 347 | 0.326
[14 empty] | 347 | 0.369
[14 empty] | 347 | 0.405
[14 empty] | 347 | 0.427
[14 empty] | 347 | 0.438
[14 empty] | 347 | 0.442
[14 empty] | 347 | 0.432
[14 empty] | 347 | 0.414
[14 empty] | 347 | 0.391
[14 empty] | 347 | 0.356
[14 empty] | 347 | 0.318
[14 empty] | 347 | 0.296
[14 empty] | 347 | 0.29
[14 empty] | 347 | 0.29
[14 empty] | 347 | 0.299
[14 empty] | 347 | 0.312
[14 empty] | 347 | 0.313
[14 empty] | 347 | 0.303
[14 empty] | 347 | 0.299
[14 empty] | 347 | 0.306
[14 empty] | 347 | 0.322
[14 empty] | 347 | 0.35
[14 empty] | 347 | 0.381
[14 empty] | 347 | 0.404
[14 empty] | 347 | 0.411
[14 empty] | 347 | 0.398
[14 empty] | 347 | 0.368
[14 empty] | 347 | 0.331
[14 empty] | 347 | 0.295
[14 empty] | 347 | 0.267
[14 empty] | 347 | 0.258
[14 empty] | 347 | 0.27
[14 empty] | 347 | 0.291
[14 empty] | 347 | 0.315
[14 empty] | 347 | 0.335
[14 empty] | 347 | 0.34
[14 empty] | 347 | 0.33
[14 empty] | 347 | 0.313
[14 empty] | 347 | 0.293
[14 empty] | 347 | 0.267
[14 empty] | 347 | 0.237
[14 empty] | 347 | 0.205
[14 empty] | 347 | 0.173
[14 empty] | 347 | 0.151
[14 empty] | 347 | 0.15
[14 empty] | 347 | 0.172
[14 empty] | 347 | 0.215
[14 empty] | 347 | 0.267
[14 empty] | 347 | 0.314
[14 empty] | 347 | 0.347
[14 empty] | 347 | 0.366
[14 empty] | 347 | 0.366
[14 empty] | 347 | 0.36
[14 empty] | 347 | 0.358
[14 empty] | 347 | 0.353
[14 empty] | 347 | 0.345
[14 empty] | 347 | 0.346
[14 empty] | 347 | 0.352
[14 empty] | 347 | 0.358
[14 empty] | 347 | 0.376
[14 empty] | 348 | 0.283
[14 empty] | 348 | 0.257
[14 empty] | 348 | 0.249
[14 empty] | 348 | 0.257
[14 empty] | 348 | 0.269
[14 empty] | 348 | 0.284
[14 empty] | 348 | 0.299
[14 empty] | 348 | 0.305
[14 empty] | 348 | 0.313
[14 empty] | 348 | 0.338
[14 empty] | 348 | 0.377
[14 empty] | 348 | 0.418
[14 empty] | 348 | 0.457
[14 empty] | 348 | 0.489
[14 empty] | 348 | 0.508
[14 empty] | 348 | 0.511
[14 empty] | 348 | 0.505
[14 empty] | 348 | 0.494
[14 empty] | 348 | 0.473
[14 empty] | 348 | 0.441
[14 empty] | 348 | 0.403
[14 empty] | 348 | 0.368
[14 empty] | 348 | 0.342
[14 empty] | 348 | 0.333
[14 empty] | 348 | 0.342
[14 empty] | 348 | 0.365
[14 empty] | 348 | 0.396
[14 empty] | 348 | 0.417
[14 empty] | 348 | 0.423
[14 empty] | 348 | 0.418
[14 empty] | 348 | 0.4
[14 empty] | 348 | 0.375
[14 empty] | 348 | 0.358
[14 empty] | 348 | 0.35
[14 empty] | 348 | 0.345
[14 empty] | 348 | 0.345
[14 empty] | 348 | 0.35
[14 empty] | 348 | 0.348
[14 empty] | 348 | 0.34
[14 empty] | 348 | 0.333
[14 empty] | 348 | 0.324
[14 empty] | 348 | 0.313
[14 empty] | 348 | 0.303
[14 empty] | 348 | 0.298
[14 empty] | 348 | 0.3
[14 empty] | 348 | 0.307
[14 empty] | 348 | 0.315
[14 empty] | 348 | 0.331
[14 empty] | 348 | 0.35
[14 empty] | 348 | 0.359
[14 empty] | 348 | 0.362
[14 empty] | 348 | 0.365
[14 empty] | 348 | 0.355
[14 empty] | 348 | 0.331
[14 empty] | 348 | 0.299
[14 empty] | 348 | 0.256
[14 empty] | 348 | 0.208
[14 empty] | 348 | 0.166
[14 empty] | 348 | 0.136
[14 empty] | 348 | 0.122
[14 empty] | 348 | 0.13
[14 empty] | 348 | 0.158
[14 empty] | 348 | 0.193
[14 empty] | 348 | 0.225
[14 empty] | 348 | 0.247
[14 empty] | 348 | 0.247
[14 empty] | 348 | 0.22
[14 empty] | 348 | 0.178
[14 empty] | 348 | 0.137
[14 empty] | 348 | 0.107
[14 empty] | 348 | 0.0968
[14 empty] | 348 | 0.109
[14 empty] | 348 | 0.14
[14 empty] | 348 | 0.184
[14 empty] | 348 | 0.232
[14 empty] | 348 | 0.277
[14 empty] | 348 | 0.316
[14 empty] | 348 | 0.339
[14 empty] | 348 | 0.338
[14 empty] | 348 | 0.321
[14 empty] | 348 | 0.3
[14 empty] | 348 | 0.279
[14 empty] | 349 | 0.342
[14 empty] | 349 | 0.293
[14 empty] | 349 | 0.247
[14 empty] | 349 | 0.21
[14 empty] | 349 | 0.179
[14 empty] | 349 | 0.158
[14 empty] | 349 | 0.15
[14 empty] | 349 | 0.156
[14 empty] | 349 | 0.179
[14 empty] | 349 | 0.222
[14 empty] | 349 | 0.283
[14 empty] | 349 | 0.346
[14 empty] | 349 | 0.398
[14 empty] | 349 | 0.433
[14 empty] | 349 | 0.452
[14 empty] | 349 | 0.457
[14 empty] | 349 | 0.453
[14 empty] | 349 | 0.445
[14 empty] | 349 | 0.434
[14 empty] | 349 | 0.413
[14 empty] | 349 | 0.377
[14 empty] | 349 | 0.333
[14 empty] | 349 | 0.285
[14 empty] | 349 | 0.233
[14 empty] | 349 | 0.185
[14 empty] | 349 | 0.151
[14 empty] | 349 | 0.131
[14 empty] | 349 | 0.129
[14 empty] | 349 | 0.147
[14 empty] | 349 | 0.179
[14 empty] | 349 | 0.213
[14 empty] | 349 | 0.241
[14 empty] | 349 | 0.258
[14 empty] | 349 | 0.265
[14 empty] | 349 | 0.268
[14 empty] | 349 | 0.278
[14 empty] | 349 | 0.301
[14 empty] | 349 | 0.335
[14 empty] | 349 | 0.374
[14 empty] | 349 | 0.406
[14 empty] | 349 | 0.425
[14 empty] | 349 | 0.432
[14 empty] | 349 | 0.42
[14 empty] | 349 | 0.396
[14 empty] | 349 | 0.373
[14 empty] | 349 | 0.35
[14 empty] | 349 | 0.328
[14 empty] | 349 | 0.313
[14 empty] | 349 | 0.31
[14 empty] | 349 | 0.317
[14 empty] | 349 | 0.336
[14 empty] | 349 | 0.365
[14 empty] | 349 | 0.404
[14 empty] | 349 | 0.448
[14 empty] | 349 | 0.485
[14 empty] | 349 | 0.509
[14 empty] | 349 | 0.519
[14 empty] | 349 | 0.513
[14 empty] | 349 | 0.495
[14 empty] | 349 | 0.479
[14 empty] | 349 | 0.468
[14 empty] | 349 | 0.463
[14 empty] | 349 | 0.46
[14 empty] | 349 | 0.452
[14 empty] | 349 | 0.439
[14 empty] | 349 | 0.422
[14 empty] | 349 | 0.4
[14 empty] | 349 | 0.386
[14 empty] | 349 | 0.379
[14 empty] | 349 | 0.365
[14 empty] | 349 | 0.346
[14 empty] | 349 | 0.332
[14 empty] | 349 | 0.322
[14 empty] | 349 | 0.314
[14 empty] | 349 | 0.319
[14 empty] | 349 | 0.337
[14 empty] | 349 | 0.354
[14 empty] | 349 | 0.363
[14 empty] | 349 | 0.369
[14 empty] | 349 | 0.362
[14 empty] | 349 | 0.341
[14 empty] | 349 | 0.313
[14 empty] | 350 | 0.469
[14 empty] | 350 | 0.457
[14 empty] | 350 | 0.439
[14 empty] | 350 | 0.427
[14 empty] | 350 | 0.428
[14 empty] | 350 | 0.445
[14 empty] | 350 | 0.467
[14 empty] | 350 | 0.476
[14 empty] | 350 | 0.463
[14 empty] | 350 | 0.429
[14 empty] | 350 | 0.381
[14 empty] | 350 | 0.335
[14 empty] | 350 | 0.316
[14 empty] | 350 | 0.326
[14 empty] | 350 | 0.354
[14 empty] | 350 | 0.398
[14 empty] | 350 | 0.442
[14 empty] | 350 | 0.472
[14 empty] | 350 | 0.487
[14 empty] | 350 | 0.496
[14 empty] | 350 | 0.495
[14 empty] | 350 | 0.475
[14 empty] | 350 | 0.446
[14 empty] | 350 | 0.412
[14 empty] | 350 | 0.368
[14 empty] | 350 | 0.322
[14 empty] | 350 | 0.294
[14 empty] | 350 | 0.288
[14 empty] | 350 | 0.293
[14 empty] | 350 | 0.309
[14 empty] | 350 | 0.337
[14 empty] | 350 | 0.365
[14 empty] | 350 | 0.382
[14 empty] | 350 | 0.397
[14 empty] | 350 | 0.413
[14 empty] | 350 | 0.429
[14 empty] | 350 | 0.441
[14 empty] | 350 | 0.453
[14 empty] | 350 | 0.461
[14 empty] | 350 | 0.452
[14 empty] | 350 | 0.435
[14 empty] | 350 | 0.421
[14 empty] | 350 | 0.409
[14 empty] | 350 | 0.402
[14 empty] | 350 | 0.404
[14 empty] | 350 | 0.401
[14 empty] | 350 | 0.376
[14 empty] | 350 | 0.334
[14 empty] | 350 | 0.285
[14 empty] | 350 | 0.236
[14 empty] | 350 | 0.204
[14 empty] | 350 | 0.193
[14 empty] | 350 | 0.195
[14 empty] | 350 | 0.205
[14 empty] | 350 | 0.21
[14 empty] | 350 | 0.207
[14 empty] | 350 | 0.205
[14 empty] | 350 | 0.211
[14 empty] | 350 | 0.219
[14 empty] | 350 | 0.229
[14 empty] | 350 | 0.242
[14 empty] | 350 | 0.25
[14 empty] | 350 | 0.25
[14 empty] | 350 | 0.247
[14 empty] | 350 | 0.247
[14 empty] | 350 | 0.249
[14 empty] | 350 | 0.249
[14 empty] | 350 | 0.249
[14 empty] | 350 | 0.259
[14 empty] | 350 | 0.278
[14 empty] | 350 | 0.3
[14 empty] | 350 | 0.331
[14 empty] | 350 | 0.365
[14 empty] | 350 | 0.386
[14 empty] | 350 | 0.392
[14 empty] | 350 | 0.387
[14 empty] | 350 | 0.379
[14 empty] | 350 | 0.377
[14 empty] | 350 | 0.385
[14 empty] | 350 | 0.392
[14 empty] | 350 | 0.392
[14 empty] | 350 | 0.378
[14 empty] | 351 | 0.234
[14 empty] | 351 | 0.207
[14 empty] | 351 | 0.206
[14 empty] | 351 | 0.222
[14 empty] | 351 | 0.25
[14 empty] | 351 | 0.282
[14 empty] | 351 | 0.296
[14 empty] | 351 | 0.293
[14 empty] | 351 | 0.292
[14 empty] | 351 | 0.294
[14 empty] | 351 | 0.3
[14 empty] | 351 | 0.319
[14 empty] | 351 | 0.348
[14 empty] | 351 | 0.364
[14 empty] | 351 | 0.366
[14 empty] | 351 | 0.361
[14 empty] | 351 | 0.349
[14 empty] | 351 | 0.337
[14 empty] | 351 | 0.342
[14 empty] | 351 | 0.367
[14 empty] | 351 | 0.398
[14 empty] | 351 | 0.42
[14 empty] | 351 | 0.432
[14 empty] | 351 | 0.43
[14 empty] | 351 | 0.401
[14 empty] | 351 | 0.353
[14 empty] | 351 | 0.307
[14 empty] | 351 | 0.267
[14 empty] | 351 | 0.234
[14 empty] | 351 | 0.216
[14 empty] | 351 | 0.223
[14 empty] | 351 | 0.251
[14 empty] | 351 | 0.288
[14 empty] | 351 | 0.332
[14 empty] | 351 | 0.383
[14 empty] | 351 | 0.429
[14 empty] | 351 | 0.461
[14 empty] | 351 | 0.484
[14 empty] | 351 | 0.501
[14 empty] | 351 | 0.502
[14 empty] | 351 | 0.489
[14 empty] | 351 | 0.462
[14 empty] | 351 | 0.422
[14 empty] | 351 | 0.379
[14 empty] | 351 | 0.352
[14 empty] | 351 | 0.351
[14 empty] | 351 | 0.367
[14 empty] | 351 | 0.393
[14 empty] | 351 | 0.42
[14 empty] | 351 | 0.427
[14 empty] | 351 | 0.411
[14 empty] | 351 | 0.385
[14 empty] | 351 | 0.361
[14 empty] | 351 | 0.343
[14 empty] | 351 | 0.337
[14 empty] | 351 | 0.338
[14 empty] | 351 | 0.339
[14 empty] | 351 | 0.334
[14 empty] | 351 | 0.317
[14 empty] | 351 | 0.294
[14 empty] | 351 | 0.281
[14 empty] | 351 | 0.283
[14 empty] | 351 | 0.3
[14 empty] | 351 | 0.334
[14 empty] | 351 | 0.375
[14 empty] | 351 | 0.407
[14 empty] | 351 | 0.429
[14 empty] | 351 | 0.443
[14 empty] | 351 | 0.442
[14 empty] | 351 | 0.428
[14 empty] | 351 | 0.406
[14 empty] | 351 | 0.381
[14 empty] | 351 | 0.354
[14 empty] | 351 | 0.338
[14 empty] | 351 | 0.341
[14 empty] | 351 | 0.359
[14 empty] | 351 | 0.383
[14 empty] | 351 | 0.411
[14 empty] | 351 | 0.441
[14 empty] | 351 | 0.463
[14 empty] | 351 | 0.471
[14 empty] | 352 | 0.21
[14 empty] | 352 | 0.231
[14 empty] | 352 | 0.24
[14 empty] | 352 | 0.243
[14 empty] | 352 | 0.239
[14 empty] | 352 | 0.238
[14 empty] | 352 | 0.253
[14 empty] | 352 | 0.283
[14 empty] | 352 | 0.324
[14 empty] | 352 | 0.369
[14 empty] | 352 | 0.41
[14 empty] | 352 | 0.443
[14 empty] | 352 | 0.461
[14 empty] | 352 | 0.457
[14 empty] | 352 | 0.439
[14 empty] | 352 | 0.414
[14 empty] | 352 | 0.377
[14 empty] | 352 | 0.334
[14 empty] | 352 | 0.298
[14 empty] | 352 | 0.272
[14 empty] | 352 | 0.259
[14 empty] | 352 | 0.259
[14 empty] | 352 | 0.276
[14 empty] | 352 | 0.309
[14 empty] | 352 | 0.347
[14 empty] | 352 | 0.382
[14 empty] | 352 | 0.409
[14 empty] | 352 | 0.424
[14 empty] | 352 | 0.42
[14 empty] | 352 | 0.399
[14 empty] | 352 | 0.364
[14 empty] | 352 | 0.336
[14 empty] | 352 | 0.325
[14 empty] | 352 | 0.333
[14 empty] | 352 | 0.364
[14 empty] | 352 | 0.418
[14 empty] | 352 | 0.474
[14 empty] | 352 | 0.511
[14 empty] | 352 | 0.522
[14 empty] | 352 | 0.508
[14 empty] | 352 | 0.471
[14 empty] | 352 | 0.426
[14 empty] | 352 | 0.388
[14 empty] | 352 | 0.372
[14 empty] | 352 | 0.379
[14 empty] | 352 | 0.403
[14 empty] | 352 | 0.44
[14 empty] | 352 | 0.483
[14 empty] | 352 | 0.517
[14 empty] | 352 | 0.534
[14 empty] | 352 | 0.53
[14 empty] | 352 | 0.509
[14 empty] | 352 | 0.478
[14 empty] | 352 | 0.448
[14 empty] | 352 | 0.433
[14 empty] | 352 | 0.436
[14 empty] | 352 | 0.442
[14 empty] | 352 | 0.442
[14 empty] | 352 | 0.433
[14 empty] | 352 | 0.41
[14 empty] | 352 | 0.38
[14 empty] | 352 | 0.365
[14 empty] | 352 | 0.37
[14 empty] | 352 | 0.39
[14 empty] | 352 | 0.418
[14 empty] | 352 | 0.44
[14 empty] | 352 | 0.443
[14 empty] | 352 | 0.422
[14 empty] | 352 | 0.377
[14 empty] | 352 | 0.317
[14 empty] | 352 | 0.255
[14 empty] | 352 | 0.2
[14 empty] | 352 | 0.165
[14 empty] | 352 | 0.162
[14 empty] | 352 | 0.188
[14 empty] | 352 | 0.235
[14 empty] | 352 | 0.29
[14 empty] | 352 | 0.329
[14 empty] | 352 | 0.34
[14 empty] | 352 | 0.323
[14 empty] | 352 | 0.281
[14 empty] | 353 | 0.533
[14 empty] | 353 | 0.494
[14 empty] | 353 | 0.438
[14 empty] | 353 | 0.374
[14 empty] | 353 | 0.311
[14 empty] | 353 | 0.265
[14 empty] | 353 | 0.244
[14 empty] | 353 | 0.257
[14 empty] | 353 | 0.302
[14 empty] | 353 | 0.363
[14 empty] | 353 | 0.419
[14 empty] | 353 | 0.456
[14 empty] | 353 | 0.465
[14 empty] | 353 | 0.446
[14 empty] | 353 | 0.411
[14 empty] | 353 | 0.375
[14 empty] | 353 | 0.352
[14 empty] | 353 | 0.353
[14 empty] | 353 | 0.377
[14 empty] | 353 | 0.414
[14 empty] | 353 | 0.45
[14 empty] | 353 | 0.48
[14 empty] | 353 | 0.492
[14 empty] | 353 | 0.481
[14 empty] | 353 | 0.455
[14 empty] | 353 | 0.43
[14 empty] | 353 | 0.41
[14 empty] | 353 | 0.4
[14 empty] | 353 | 0.403
[14 empty] | 353 | 0.411
[14 empty] | 353 | 0.41
[14 empty] | 353 | 0.397
[14 empty] | 353 | 0.377
[14 empty] | 353 | 0.364
[14 empty] | 353 | 0.367
[14 empty] | 353 | 0.384
[14 empty] | 353 | 0.41
[14 empty] | 353 | 0.439
[14 empty] | 353 | 0.459
[14 empty] | 353 | 0.47
[14 empty] | 353 | 0.484
[14 empty] | 353 | 0.5
[14 empty] | 353 | 0.51
[14 empty] | 353 | 0.508
[14 empty] | 353 | 0.484
[14 empty] | 353 | 0.435
[14 empty] | 353 | 0.38
[14 empty] | 353 | 0.329
[14 empty] | 353 | 0.295
[14 empty] | 353 | 0.295
[14 empty] | 353 | 0.329
[14 empty] | 353 | 0.372
[14 empty] | 353 | 0.408
[14 empty] | 353 | 0.428
[14 empty] | 353 | 0.414
[14 empty] | 353 | 0.364
[14 empty] | 353 | 0.294
[14 empty] | 353 | 0.224
[14 empty] | 353 | 0.164
[14 empty] | 353 | 0.12
[14 empty] | 353 | 0.0952
[14 empty] | 353 | 0.0935
[14 empty] | 353 | 0.114
[14 empty] | 353 | 0.156
[14 empty] | 353 | 0.218
[14 empty] | 353 | 0.294
[14 empty] | 353 | 0.368
[14 empty] | 353 | 0.428
[14 empty] | 353 | 0.462
[14 empty] | 353 | 0.467
[14 empty] | 353 | 0.441
[14 empty] | 353 | 0.391
[14 empty] | 353 | 0.325
[14 empty] | 353 | 0.255
[14 empty] | 353 | 0.19
[14 empty] | 353 | 0.142
[14 empty] | 353 | 0.12
[14 empty] | 353 | 0.122
[14 empty] | 353 | 0.142
[14 empty] | 353 | 0.176
[14 empty] | 354 | 0.533
[14 empty] | 354 | 0.512
[14 empty] | 354 | 0.491
[14 empty] | 354 | 0.482
[14 empty] | 354 | 0.48
[14 empty] | 354 | 0.482
[14 empty] | 354 | 0.485
[14 empty] | 354 | 0.482
[14 empty] | 354 | 0.47
[14 empty] | 354 | 0.45
[14 empty] | 354 | 0.415
[14 empty] | 354 | 0.37
[14 empty] | 354 | 0.326
[14 empty] | 354 | 0.287
[14 empty] | 354 | 0.265
[14 empty] | 354 | 0.273
[14 empty] | 354 | 0.311
[14 empty] | 354 | 0.365
[14 empty] | 354 | 0.413
[14 empty] | 354 | 0.439
[14 empty] | 354 | 0.442
[14 empty] | 354 | 0.421
[14 empty] | 354 | 0.384
[14 empty] | 354 | 0.36
[14 empty] | 354 | 0.362
[14 empty] | 354 | 0.377
[14 empty] | 354 | 0.398
[14 empty] | 354 | 0.425
[14 empty] | 354 | 0.442
[14 empty] | 354 | 0.44
[14 empty] | 354 | 0.435
[14 empty] | 354 | 0.44
[14 empty] | 354 | 0.453
[14 empty] | 354 | 0.479
[14 empty] | 354 | 0.514
[14 empty] | 354 | 0.547
[14 empty] | 354 | 0.568
[14 empty] | 354 | 0.575
[14 empty] | 354 | 0.566
[14 empty] | 354 | 0.544
[14 empty] | 354 | 0.514
[14 empty] | 354 | 0.478
[14 empty] | 354 | 0.44
[14 empty] | 354 | 0.404
[14 empty] | 354 | 0.368
[14 empty] | 354 | 0.333
[14 empty] | 354 | 0.305
[14 empty] | 354 | 0.284
[14 empty] | 354 | 0.272
[14 empty] | 354 | 0.275
[14 empty] | 354 | 0.297
[14 empty] | 354 | 0.331
[14 empty] | 354 | 0.368
[14 empty] | 354 | 0.402
[14 empty] | 354 | 0.418
[14 empty] | 354 | 0.405
[14 empty] | 354 | 0.374
[14 empty] | 354 | 0.337
[14 empty] | 354 | 0.303
[14 empty] | 354 | 0.287
[14 empty] | 354 | 0.301
[14 empty] | 354 | 0.331
[14 empty] | 354 | 0.36
[14 empty] | 354 | 0.384
[14 empty] | 354 | 0.396
[14 empty] | 354 | 0.392
[14 empty] | 354 | 0.383
[14 empty] | 354 | 0.373
[14 empty] | 354 | 0.363
[14 empty] | 354 | 0.355
[14 empty] | 354 | 0.345
[14 empty] | 354 | 0.33
[14 empty] | 354 | 0.328
[14 empty] | 354 | 0.349
[14 empty] | 354 | 0.383
[14 empty] | 354 | 0.43
[14 empty] | 354 | 0.487
[14 empty] | 354 | 0.532
[14 empty] | 354 | 0.553
[14 empty] | 354 | 0.553
[14 empty] | 355 | 0.347
[14 empty] | 355 | 0.33
[14 empty] | 355 | 0.316
[14 empty] | 355 | 0.313
[14 empty] | 355 | 0.316
[14 empty] | 355 | 0.321
[14 empty] | 355 | 0.33
[14 empty] | 355 | 0.336
[14 empty] | 355 | 0.344
[14 empty] | 355 | 0.363
[14 empty] | 355 | 0.392
[14 empty] | 355 | 0.42
[14 empty] | 355 | 0.442
[14 empty] | 355 | 0.455
[14 empty] | 355 | 0.453
[14 empty] | 355 | 0.444
[14 empty] | 355 | 0.44
[14 empty] | 355 | 0.44
[14 empty] | 355 | 0.439
[14 empty] | 355 | 0.446
[14 empty] | 355 | 0.462
[14 empty] | 355 | 0.475
[14 empty] | 355 | 0.483
[14 empty] | 355 | 0.494
[14 empty] | 355 | 0.503
[14 empty] | 355 | 0.5
[14 empty] | 355 | 0.494
[14 empty] | 355 | 0.493
[14 empty] | 355 | 0.487
[14 empty] | 355 | 0.476
[14 empty] | 355 | 0.468
[14 empty] | 355 | 0.465
[14 empty] | 355 | 0.462
[14 empty] | 355 | 0.467
[14 empty] | 355 | 0.475
[14 empty] | 355 | 0.471
[14 empty] | 355 | 0.459
[14 empty] | 355 | 0.45
[14 empty] | 355 | 0.441
[14 empty] | 355 | 0.433
[14 empty] | 355 | 0.431
[14 empty] | 355 | 0.425
[14 empty] | 355 | 0.401
[14 empty] | 355 | 0.355
[14 empty] | 355 | 0.299
[14 empty] | 355 | 0.247
[14 empty] | 355 | 0.212
[14 empty] | 355 | 0.209
[14 empty] | 355 | 0.238
[14 empty] | 355 | 0.286
[14 empty] | 355 | 0.338
[14 empty] | 355 | 0.385
[14 empty] | 355 | 0.413
[14 empty] | 355 | 0.423
[14 empty] | 355 | 0.431
[14 empty] | 355 | 0.443
[14 empty] | 355 | 0.454
[14 empty] | 355 | 0.465
[14 empty] | 355 | 0.485
[14 empty] | 355 | 0.5
[14 empty] | 355 | 0.496
[14 empty] | 355 | 0.48
[14 empty] | 355 | 0.459
[14 empty] | 355 | 0.432
[14 empty] | 355 | 0.404
[14 empty] | 355 | 0.388
[14 empty] | 355 | 0.389
[14 empty] | 355 | 0.403
[14 empty] | 355 | 0.42
[14 empty] | 355 | 0.434
[14 empty] | 355 | 0.444
[14 empty] | 355 | 0.452
[14 empty] | 355 | 0.46
[14 empty] | 355 | 0.467
[14 empty] | 355 | 0.482
[14 empty] | 355 | 0.508
[14 empty] | 355 | 0.531
[14 empty] | 355 | 0.54
[14 empty] | 355 | 0.541
[14 empty] | 356 | 0.482
[14 empty] | 356 | 0.496
[14 empty] | 356 | 0.519
[14 empty] | 356 | 0.549
[14 empty] | 356 | 0.571
[14 empty] | 356 | 0.584
[14 empty] | 356 | 0.585
[14 empty] | 356 | 0.571
[14 empty] | 356 | 0.551
[14 empty] | 356 | 0.53
[14 empty] | 356 | 0.509
[14 empty] | 356 | 0.496
[14 empty] | 356 | 0.484
[14 empty] | 356 | 0.458
[14 empty] | 356 | 0.422
[14 empty] | 356 | 0.389
[14 empty] | 356 | 0.359
[14 empty] | 356 | 0.346
[14 empty] | 356 | 0.363
[14 empty] | 356 | 0.397
[14 empty] | 356 | 0.424
[14 empty] | 356 | 0.434
[14 empty] | 356 | 0.422
[14 empty] | 356 | 0.39
[14 empty] | 356 | 0.355
[14 empty] | 356 | 0.333
[14 empty] | 356 | 0.328
[14 empty] | 356 | 0.337
[14 empty] | 356 | 0.355
[14 empty] | 356 | 0.377
[14 empty] | 356 | 0.396
[14 empty] | 356 | 0.409
[14 empty] | 356 | 0.421
[14 empty] | 356 | 0.43
[14 empty] | 356 | 0.432
[14 empty] | 356 | 0.433
[14 empty] | 356 | 0.436
[14 empty] | 356 | 0.43
[14 empty] | 356 | 0.414
[14 empty] | 356 | 0.39
[14 empty] | 356 | 0.358
[14 empty] | 356 | 0.326
[14 empty] | 356 | 0.31
[14 empty] | 356 | 0.323
[14 empty] | 356 | 0.364
[14 empty] | 356 | 0.424
[14 empty] | 356 | 0.488
[14 empty] | 356 | 0.545
[14 empty] | 356 | 0.588
[14 empty] | 356 | 0.609
[14 empty] | 356 | 0.61
[14 empty] | 356 | 0.587
[14 empty] | 356 | 0.539
[14 empty] | 356 | 0.47
[14 empty] | 356 | 0.392
[14 empty] | 356 | 0.323
[14 empty] | 356 | 0.282
[14 empty] | 356 | 0.279
[14 empty] | 356 | 0.312
[14 empty] | 356 | 0.369
[14 empty] | 356 | 0.43
[14 empty] | 356 | 0.483
[14 empty] | 356 | 0.519
[14 empty] | 356 | 0.533
[14 empty] | 356 | 0.531
[14 empty] | 356 | 0.519
[14 empty] | 356 | 0.488
[14 empty] | 356 | 0.443
[14 empty] | 356 | 0.393
[14 empty] | 356 | 0.338
[14 empty] | 356 | 0.284
[14 empty] | 356 | 0.248
[14 empty] | 356 | 0.237
[14 empty] | 356 | 0.24
[14 empty] | 356 | 0.26
[14 empty] | 356 | 0.294
[14 empty] | 356 | 0.326
[14 empty] | 356 | 0.344
[14 empty] | 356 | 0.352
[14 empty] | 357 | 0.292
[14 empty] | 357 | 0.297
[14 empty] | 357 | 0.325
[14 empty] | 357 | 0.365
[14 empty] | 357 | 0.412
[14 empty] | 357 | 0.448
[14 empty] | 357 | 0.459
[14 empty] | 357 | 0.447
[14 empty] | 357 | 0.418
[14 empty] | 357 | 0.378
[14 empty] | 357 | 0.344
[14 empty] | 357 | 0.321
[14 empty] | 357 | 0.305
[14 empty] | 357 | 0.293
[14 empty] | 357 | 0.28
[14 empty] | 357 | 0.272
[14 empty] | 357 | 0.276
[14 empty] | 357 | 0.288
[14 empty] | 357 | 0.308
[14 empty] | 357 | 0.337
[14 empty] | 357 | 0.359
[14 empty] | 357 | 0.367
[14 empty] | 357 | 0.364
[14 empty] | 357 | 0.349
[14 empty] | 357 | 0.316
[14 empty] | 357 | 0.27
[14 empty] | 357 | 0.218
[14 empty] | 357 | 0.164
[14 empty] | 357 | 0.12
[14 empty] | 357 | 0.0937
[14 empty] | 357 | 0.0856
[14 empty] | 357 | 0.0918
[14 empty] | 357 | 0.112
[14 empty] | 357 | 0.141
[14 empty] | 357 | 0.169
[14 empty] | 357 | 0.197
[14 empty] | 357 | 0.232
[14 empty] | 357 | 0.266
[14 empty] | 357 | 0.294
[14 empty] | 357 | 0.326
[14 empty] | 357 | 0.364
[14 empty] | 357 | 0.4
[14 empty] | 357 | 0.429
[14 empty] | 357 | 0.456
[14 empty] | 357 | 0.471
[14 empty] | 357 | 0.465
[14 empty] | 357 | 0.444
[14 empty] | 357 | 0.414
[14 empty] | 357 | 0.383
[14 empty] | 357 | 0.36
[14 empty] | 357 | 0.349
[14 empty] | 357 | 0.347
[14 empty] | 357 | 0.353
[14 empty] | 357 | 0.354
[14 empty] | 357 | 0.342
[14 empty] | 357 | 0.32
[14 empty] | 357 | 0.286
[14 empty] | 357 | 0.245
[14 empty] | 357 | 0.209
[14 empty] | 357 | 0.185
[14 empty] | 357 | 0.174
[14 empty] | 357 | 0.17
[14 empty] | 357 | 0.167
[14 empty] | 357 | 0.161
[14 empty] | 357 | 0.148
[14 empty] | 357 | 0.132
[14 empty] | 357 | 0.123
[14 empty] | 357 | 0.132
[14 empty] | 357 | 0.155
[14 empty] | 357 | 0.187
[14 empty] | 357 | 0.227
[14 empty] | 357 | 0.274
[14 empty] | 357 | 0.315
[14 empty] | 357 | 0.354
[14 empty] | 357 | 0.395
[14 empty] | 357 | 0.428
[14 empty] | 357 | 0.446
[14 empty] | 357 | 0.464
[14 empty] | 358 | 0.32
[14 empty] | 358 | 0.322
[14 empty] | 358 | 0.328
[14 empty] | 358 | 0.338
[14 empty] | 358 | 0.351
[14 empty] | 358 | 0.364
[14 empty] | 358 | 0.369
[14 empty] | 358 | 0.362
[14 empty] | 358 | 0.342
[14 empty] | 358 | 0.312
[14 empty] | 358 | 0.283
[14 empty] | 358 | 0.26
[14 empty] | 358 | 0.236
[14 empty] | 358 | 0.217
[14 empty] | 358 | 0.202
[14 empty] | 358 | 0.181
[14 empty] | 358 | 0.153
[14 empty] | 358 | 0.128
[14 empty] | 358 | 0.104
[14 empty] | 358 | 0.0839
[14 empty] | 358 | 0.0719
[14 empty] | 358 | 0.0726
[14 empty] | 358 | 0.0859
[14 empty] | 358 | 0.112
[14 empty] | 358 | 0.148
[14 empty] | 358 | 0.191
[14 empty] | 358 | 0.232
[14 empty] | 358 | 0.268
[14 empty] | 358 | 0.295
[14 empty] | 358 | 0.319
[14 empty] | 358 | 0.337
[14 empty] | 358 | 0.351
[14 empty] | 358 | 0.368
[14 empty] | 358 | 0.385
[14 empty] | 358 | 0.391
[14 empty] | 358 | 0.389
[14 empty] | 358 | 0.377
[14 empty] | 358 | 0.35
[14 empty] | 358 | 0.312
[14 empty] | 358 | 0.276
[14 empty] | 358 | 0.251
[14 empty] | 358 | 0.246
[14 empty] | 358 | 0.262
[14 empty] | 358 | 0.292
[14 empty] | 358 | 0.334
[14 empty] | 358 | 0.381
[14 empty] | 358 | 0.423
[14 empty] | 358 | 0.459
[14 empty] | 358 | 0.487
[14 empty] | 358 | 0.498
[14 empty] | 358 | 0.485
[14 empty] | 358 | 0.451
[14 empty] | 358 | 0.414
[14 empty] | 358 | 0.385
[14 empty] | 358 | 0.368
[14 empty] | 358 | 0.368
[14 empty] | 358 | 0.388
[14 empty] | 358 | 0.406
[14 empty] | 358 | 0.409
[14 empty] | 358 | 0.413
[14 empty] | 358 | 0.423
[14 empty] | 358 | 0.431
[14 empty] | 358 | 0.435
[14 empty] | 358 | 0.436
[14 empty] | 358 | 0.418
[14 empty] | 358 | 0.374
[14 empty] | 358 | 0.316
[14 empty] | 358 | 0.273
[14 empty] | 358 | 0.259
[14 empty] | 358 | 0.278
[14 empty] | 358 | 0.324
[14 empty] | 358 | 0.385
[14 empty] | 358 | 0.438
[14 empty] | 358 | 0.458
[14 empty] | 358 | 0.442
[14 empty] | 358 | 0.407
[14 empty] | 358 | 0.363
[14 empty] | 358 | 0.319
[14 empty] | 359 | 0.456
[14 empty] | 359 | 0.386
[14 empty] | 359 | 0.33
[14 empty] | 359 | 0.301
[14 empty] | 359 | 0.304
[14 empty] | 359 | 0.338
[14 empty] | 359 | 0.381
[14 empty] | 359 | 0.417
[14 empty] | 359 | 0.451
[14 empty] | 359 | 0.481
[14 empty] | 359 | 0.503
[14 empty] | 359 | 0.528
[14 empty] | 359 | 0.56
[14 empty] | 359 | 0.587
[14 empty] | 359 | 0.597
[14 empty] | 359 | 0.59
[14 empty] | 359 | 0.567
[14 empty] | 359 | 0.531
[14 empty] | 359 | 0.492
[14 empty] | 359 | 0.461
[14 empty] | 359 | 0.453
[14 empty] | 359 | 0.463
[14 empty] | 359 | 0.477
[14 empty] | 359 | 0.483
[14 empty] | 359 | 0.476
[14 empty] | 359 | 0.449
[14 empty] | 359 | 0.406
[14 empty] | 359 | 0.363
[14 empty] | 359 | 0.33
[14 empty] | 359 | 0.306
[14 empty] | 359 | 0.289
[14 empty] | 359 | 0.28
[14 empty] | 359 | 0.278
[14 empty] | 359 | 0.277
[14 empty] | 359 | 0.28
[14 empty] | 359 | 0.289
[14 empty] | 359 | 0.296
[14 empty] | 359 | 0.297
[14 empty] | 359 | 0.301
[14 empty] | 359 | 0.313
[14 empty] | 359 | 0.326
[14 empty] | 359 | 0.341
[14 empty] | 359 | 0.362
[14 empty] | 359 | 0.376
[14 empty] | 359 | 0.373
[14 empty] | 359 | 0.358
[14 empty] | 359 | 0.333
[14 empty] | 359 | 0.3
[14 empty] | 359 | 0.263
[14 empty] | 359 | 0.227
[14 empty] | 359 | 0.194
[14 empty] | 359 | 0.163
[14 empty] | 359 | 0.138
[14 empty] | 359 | 0.124
[14 empty] | 359 | 0.134
[14 empty] | 359 | 0.164
[14 empty] | 359 | 0.204
[14 empty] | 359 | 0.245
[14 empty] | 359 | 0.275
[14 empty] | 359 | 0.276
[14 empty] | 359 | 0.248
[14 empty] | 359 | 0.209
[14 empty] | 359 | 0.168
[14 empty] | 359 | 0.13
[14 empty] | 359 | 0.105
[14 empty] | 359 | 0.0965
[14 empty] | 359 | 0.0936
[14 empty] | 359 | 0.0934
[14 empty] | 359 | 0.0981
[14 empty] | 359 | 0.107
[14 empty] | 359 | 0.12
[14 empty] | 359 | 0.14
[14 empty] | 359 | 0.167
[14 empty] | 359 | 0.202
[14 empty] | 359 | 0.238
[14 empty] | 359 | 0.27
[14 empty] | 359 | 0.297
[14 empty] | 359 | 0.314
[14 empty] | 360 | 0.386
[14 empty] | 360 | 0.344
[14 empty] | 360 | 0.315
[14 empty] | 360 | 0.305
[14 empty] | 360 | 0.307
[14 empty] | 360 | 0.315
[14 empty] | 360 | 0.324
[14 empty] | 360 | 0.323
[14 empty] | 360 | 0.306
[14 empty] | 360 | 0.287
[14 empty] | 360 | 0.273
[14 empty] | 360 | 0.266
[14 empty] | 360 | 0.277
[14 empty] | 360 | 0.305
[14 empty] | 360 | 0.345
[14 empty] | 360 | 0.396
[14 empty] | 360 | 0.446
[14 empty] | 360 | 0.484
[14 empty] | 360 | 0.515
[14 empty] | 360 | 0.534
[14 empty] | 360 | 0.537
[14 empty] | 360 | 0.53
[14 empty] | 360 | 0.515
[14 empty] | 360 | 0.492
[14 empty] | 360 | 0.475
[14 empty] | 360 | 0.478
[14 empty] | 360 | 0.503
[14 empty] | 360 | 0.546
[14 empty] | 360 | 0.591
[14 empty] | 360 | 0.618
[14 empty] | 360 | 0.62
[14 empty] | 360 | 0.597
[14 empty] | 360 | 0.558
[14 empty] | 360 | 0.522
[14 empty] | 360 | 0.505
[14 empty] | 360 | 0.5
[14 empty] | 360 | 0.5
[14 empty] | 360 | 0.502
[14 empty] | 360 | 0.507
[14 empty] | 360 | 0.512
[14 empty] | 360 | 0.52
[14 empty] | 360 | 0.537
[14 empty] | 360 | 0.555
[14 empty] | 360 | 0.555
[14 empty] | 360 | 0.535
[14 empty] | 360 | 0.505
[14 empty] | 360 | 0.474
[14 empty] | 360 | 0.45
[14 empty] | 360 | 0.446
[14 empty] | 360 | 0.461
[14 empty] | 360 | 0.481
[14 empty] | 360 | 0.492
[14 empty] | 360 | 0.489
[14 empty] | 360 | 0.479
[14 empty] | 360 | 0.464
[14 empty] | 360 | 0.441
[14 empty] | 360 | 0.414
[14 empty] | 360 | 0.387
[14 empty] | 360 | 0.361
[14 empty] | 360 | 0.34
[14 empty] | 360 | 0.336
[14 empty] | 360 | 0.35
[14 empty] | 360 | 0.374
[14 empty] | 360 | 0.404
[14 empty] | 360 | 0.429
[14 empty] | 360 | 0.439
[14 empty] | 360 | 0.437
[14 empty] | 360 | 0.427
[14 empty] | 360 | 0.412
[14 empty] | 360 | 0.406
[14 empty] | 360 | 0.415
[14 empty] | 360 | 0.441
[14 empty] | 360 | 0.483
[14 empty] | 360 | 0.527
[14 empty] | 360 | 0.554
[14 empty] | 360 | 0.553
[14 empty] | 360 | 0.519
[14 empty] | 361 | 0.5
[14 empty] | 361 | 0.469
[14 empty] | 361 | 0.44
[14 empty] | 361 | 0.41
[14 empty] | 361 | 0.382
[14 empty] | 361 | 0.355
[14 empty] | 361 | 0.331
[14 empty] | 361 | 0.327
[14 empty] | 361 | 0.342
[14 empty] | 361 | 0.366
[14 empty] | 361 | 0.394
[14 empty] | 361 | 0.414
[14 empty] | 361 | 0.415
[14 empty] | 361 | 0.397
[14 empty] | 361 | 0.379
[14 empty] | 361 | 0.375
[14 empty] | 361 | 0.389
[14 empty] | 361 | 0.411
[14 empty] | 361 | 0.438
[14 empty] | 361 | 0.467
[14 empty] | 361 | 0.483
[14 empty] | 361 | 0.473
[14 empty] | 361 | 0.444
[14 empty] | 361 | 0.406
[14 empty] | 361 | 0.348
[14 empty] | 361 | 0.281
[14 empty] | 361 | 0.228
[14 empty] | 361 | 0.199
[14 empty] | 361 | 0.193
[14 empty] | 361 | 0.213
[14 empty] | 361 | 0.249
[14 empty] | 361 | 0.28
[14 empty] | 361 | 0.297
[14 empty] | 361 | 0.293
[14 empty] | 361 | 0.264
[14 empty] | 361 | 0.223
[14 empty] | 361 | 0.184
[14 empty] | 361 | 0.151
[14 empty] | 361 | 0.132
[14 empty] | 361 | 0.133
[14 empty] | 361 | 0.151
[14 empty] | 361 | 0.185
[14 empty] | 361 | 0.236
[14 empty] | 361 | 0.3
[14 empty] | 361 | 0.366
[14 empty] | 361 | 0.429
[14 empty] | 361 | 0.482
[14 empty] | 361 | 0.521
[14 empty] | 361 | 0.542
[14 empty] | 361 | 0.551
[14 empty] | 361 | 0.547
[14 empty] | 361 | 0.524
[14 empty] | 361 | 0.479
[14 empty] | 361 | 0.421
[14 empty] | 361 | 0.362
[14 empty] | 361 | 0.317
[14 empty] | 361 | 0.305
[14 empty] | 361 | 0.33
[14 empty] | 361 | 0.382
[14 empty] | 361 | 0.44
[14 empty] | 361 | 0.477
[14 empty] | 361 | 0.477
[14 empty] | 361 | 0.44
[14 empty] | 361 | 0.375
[14 empty] | 361 | 0.302
[14 empty] | 361 | 0.243
[14 empty] | 361 | 0.213
[14 empty] | 361 | 0.213
[14 empty] | 361 | 0.238
[14 empty] | 361 | 0.271
[14 empty] | 361 | 0.305
[14 empty] | 361 | 0.345
[14 empty] | 361 | 0.385
[14 empty] | 361 | 0.414
[14 empty] | 361 | 0.435
[14 empty] | 361 | 0.442
[14 empty] | 361 | 0.425
[14 empty] | 362 | 0.403
[14 empty] | 362 | 0.408
[14 empty] | 362 | 0.417
[14 empty] | 362 | 0.426
[14 empty] | 362 | 0.44
[14 empty] | 362 | 0.467
[14 empty] | 362 | 0.505
[14 empty] | 362 | 0.541
[14 empty] | 362 | 0.567
[14 empty] | 362 | 0.569
[14 empty] | 362 | 0.539
[14 empty] | 362 | 0.494
[14 empty] | 362 | 0.453
[14 empty] | 362 | 0.415
[14 empty] | 362 | 0.384
[14 empty] | 362 | 0.371
[14 empty] | 362 | 0.362
[14 empty] | 362 | 0.347
[14 empty] | 362 | 0.339
[14 empty] | 362 | 0.344
[14 empty] | 362 | 0.356
[14 empty] | 362 | 0.374
[14 empty] | 362 | 0.388
[14 empty] | 362 | 0.393
[14 empty] | 362 | 0.392
[14 empty] | 362 | 0.381
[14 empty] | 362 | 0.36
[14 empty] | 362 | 0.339
[14 empty] | 362 | 0.319
[14 empty] | 362 | 0.289
[14 empty] | 362 | 0.254
[14 empty] | 362 | 0.221
[14 empty] | 362 | 0.19
[14 empty] | 362 | 0.16
[14 empty] | 362 | 0.136
[14 empty] | 362 | 0.12
[14 empty] | 362 | 0.109
[14 empty] | 362 | 0.0996
[14 empty] | 362 | 0.0944
[14 empty] | 362 | 0.0964
[14 empty] | 362 | 0.106
[14 empty] | 362 | 0.118
[14 empty] | 362 | 0.134
[14 empty] | 362 | 0.158
[14 empty] | 362 | 0.19
[14 empty] | 362 | 0.228
[14 empty] | 362 | 0.277
[14 empty] | 362 | 0.339
[14 empty] | 362 | 0.403
[14 empty] | 362 | 0.464
[14 empty] | 362 | 0.52
[14 empty] | 362 | 0.569
[14 empty] | 362 | 0.604
[14 empty] | 362 | 0.623
[14 empty] | 362 | 0.623
[14 empty] | 362 | 0.598
[14 empty] | 362 | 0.553
[14 empty] | 362 | 0.501
[14 empty] | 362 | 0.453
[14 empty] | 362 | 0.42
[14 empty] | 362 | 0.416
[14 empty] | 362 | 0.434
[14 empty] | 362 | 0.457
[14 empty] | 362 | 0.485
[14 empty] | 362 | 0.512
[14 empty] | 362 | 0.519
[14 empty] | 362 | 0.516
[14 empty] | 362 | 0.514
[14 empty] | 362 | 0.504
[14 empty] | 362 | 0.495
[14 empty] | 362 | 0.504
[14 empty] | 362 | 0.523
[14 empty] | 362 | 0.537
[14 empty] | 362 | 0.549
[14 empty] | 362 | 0.552
[14 empty] | 362 | 0.533
[14 empty] | 363 | 0.522
[14 empty] | 363 | 0.527
[14 empty] | 363 | 0.52
[14 empty] | 363 | 0.494
[14 empty] | 363 | 0.458
[14 empty] | 363 | 0.418
[14 empty] | 363 | 0.38
[14 empty] | 363 | 0.36
[14 empty] | 363 | 0.362
[14 empty] | 363 | 0.372
[14 empty] | 363 | 0.378
[14 empty] | 363 | 0.38
[14 empty] | 363 | 0.363
[14 empty] | 363 | 0.323
[14 empty] | 363 | 0.273
[14 empty] | 363 | 0.223
[14 empty] | 363 | 0.176
[14 empty] | 363 | 0.136
[14 empty] | 363 | 0.113
[14 empty] | 363 | 0.109
[14 empty] | 363 | 0.119
[14 empty] | 363 | 0.145
[14 empty] | 363 | 0.184
[14 empty] | 363 | 0.223
[14 empty] | 363 | 0.26
[14 empty] | 363 | 0.297
[14 empty] | 363 | 0.321
[14 empty] | 363 | 0.334
[14 empty] | 363 | 0.345
[14 empty] | 363 | 0.345
[14 empty] | 363 | 0.337
[14 empty] | 363 | 0.333
[14 empty] | 363 | 0.334
[14 empty] | 363 | 0.346
[14 empty] | 363 | 0.372
[14 empty] | 363 | 0.408
[14 empty] | 363 | 0.45
[14 empty] | 363 | 0.496
[14 empty] | 363 | 0.537
[14 empty] | 363 | 0.57
[14 empty] | 363 | 0.596
[14 empty] | 363 | 0.608
[14 empty] | 363 | 0.595
[14 empty] | 363 | 0.567
[14 empty] | 363 | 0.532
[14 empty] | 363 | 0.494
[14 empty] | 363 | 0.463
[14 empty] | 363 | 0.455
[14 empty] | 363 | 0.465
[14 empty] | 363 | 0.488
[14 empty] | 363 | 0.527
[14 empty] | 363 | 0.572
[14 empty] | 363 | 0.616
[14 empty] | 363 | 0.66
[14 empty] | 363 | 0.692
[14 empty] | 363 | 0.705
[14 empty] | 363 | 0.71
[14 empty] | 363 | 0.709
[14 empty] | 363 | 0.701
[14 empty] | 363 | 0.699
[14 empty] | 363 | 0.702
[14 empty] | 363 | 0.695
[14 empty] | 363 | 0.67
[14 empty] | 363 | 0.63
[14 empty] | 363 | 0.57
[14 empty] | 363 | 0.49
[14 empty] | 363 | 0.419
[14 empty] | 363 | 0.375
[14 empty] | 363 | 0.352
[14 empty] | 363 | 0.352
[14 empty] | 363 | 0.376
[14 empty] | 363 | 0.402
[14 empty] | 363 | 0.411
[14 empty] | 363 | 0.409
[14 empty] | 363 | 0.407
[14 empty] | 363 | 0.405
[14 empty] | 364 | 0.415
[14 empty] | 364 | 0.4
[14 empty] | 364 | 0.39
[14 empty] | 364 | 0.391
[14 empty] | 364 | 0.385
[14 empty] | 364 | 0.365
[14 empty] | 364 | 0.342
[14 empty] | 364 | 0.316
[14 empty] | 364 | 0.286
[14 empty] | 364 | 0.278
[14 empty] | 364 | 0.305
[14 empty] | 364 | 0.353
[14 empty] | 364 | 0.404
[14 empty] | 364 | 0.454
[14 empty] | 364 | 0.494
[14 empty] | 364 | 0.503
[14 empty] | 364 | 0.488
[14 empty] | 364 | 0.473
[14 empty] | 364 | 0.465
[14 empty] | 364 | 0.463
[14 empty] | 364 | 0.486
[14 empty] | 364 | 0.532
[14 empty] | 364 | 0.565
[14 empty] | 364 | 0.574
[14 empty] | 364 | 0.572
[14 empty] | 364 | 0.558
[14 empty] | 364 | 0.529
[14 empty] | 364 | 0.508
[14 empty] | 364 | 0.508
[14 empty] | 364 | 0.517
[14 empty] | 364 | 0.52
[14 empty] | 364 | 0.525
[14 empty] | 364 | 0.539
[14 empty] | 364 | 0.551
[14 empty] | 364 | 0.56
[14 empty] | 364 | 0.576
[14 empty] | 364 | 0.6
[14 empty] | 364 | 0.618
[14 empty] | 364 | 0.623
[14 empty] | 364 | 0.615
[14 empty] | 364 | 0.588
[14 empty] | 364 | 0.541
[14 empty] | 364 | 0.48
[14 empty] | 364 | 0.428
[14 empty] | 364 | 0.405
[14 empty] | 364 | 0.405
[14 empty] | 364 | 0.417
[14 empty] | 364 | 0.441
[14 empty] | 364 | 0.455
[14 empty] | 364 | 0.441
[14 empty] | 364 | 0.413
[14 empty] | 364 | 0.386
[14 empty] | 364 | 0.358
[14 empty] | 364 | 0.33
[14 empty] | 364 | 0.305
[14 empty] | 364 | 0.282
[14 empty] | 364 | 0.27
[14 empty] | 364 | 0.275
[14 empty] | 364 | 0.303
[14 empty] | 364 | 0.355
[14 empty] | 364 | 0.41
[14 empty] | 364 | 0.445
[14 empty] | 364 | 0.461
[14 empty] | 364 | 0.452
[14 empty] | 364 | 0.415
[14 empty] | 364 | 0.38
[14 empty] | 364 | 0.361
[14 empty] | 364 | 0.35
[14 empty] | 364 | 0.352
[14 empty] | 364 | 0.373
[14 empty] | 364 | 0.399
[14 empty] | 364 | 0.425
[14 empty] | 364 | 0.451
[14 empty] | 364 | 0.474
[14 empty] | 364 | 0.495
[14 empty] | 364 | 0.512
[14 empty] | 365 | 0.536
[14 empty] | 365 | 0.507
[14 empty] | 365 | 0.488
[14 empty] | 365 | 0.486
[14 empty] | 365 | 0.514
[14 empty] | 365 | 0.563
[14 empty] | 365 | 0.603
[14 empty] | 365 | 0.623
[14 empty] | 365 | 0.628
[14 empty] | 365 | 0.618
[14 empty] | 365 | 0.603
[14 empty] | 365 | 0.593
[14 empty] | 365 | 0.583
[14 empty] | 365 | 0.564
[14 empty] | 365 | 0.525
[14 empty] | 365 | 0.471
[14 empty] | 365 | 0.419
[14 empty] | 365 | 0.381
[14 empty] | 365 | 0.366
[14 empty] | 365 | 0.386
[14 empty] | 365 | 0.43
[14 empty] | 365 | 0.471
[14 empty] | 365 | 0.503
[14 empty] | 365 | 0.518
[14 empty] | 365 | 0.503
[14 empty] | 365 | 0.466
[14 empty] | 365 | 0.429
[14 empty] | 365 | 0.405
[14 empty] | 365 | 0.393
[14 empty] | 365 | 0.389
[14 empty] | 365 | 0.39
[14 empty] | 365 | 0.38
[14 empty] | 365 | 0.354
[14 empty] | 365 | 0.326
[14 empty] | 365 | 0.312
[14 empty] | 365 | 0.32
[14 empty] | 365 | 0.35
[14 empty] | 365 | 0.394
[14 empty] | 365 | 0.436
[14 empty] | 365 | 0.459
[14 empty] | 365 | 0.452
[14 empty] | 365 | 0.412
[14 empty] | 365 | 0.349
[14 empty] | 365 | 0.278
[14 empty] | 365 | 0.212
[14 empty] | 365 | 0.163
[14 empty] | 365 | 0.148
[14 empty] | 365 | 0.169
[14 empty] | 365 | 0.219
[14 empty] | 365 | 0.289
[14 empty] | 365 | 0.372
[14 empty] | 365 | 0.445
[14 empty] | 365 | 0.494
[14 empty] | 365 | 0.519
[14 empty] | 365 | 0.516
[14 empty] | 365 | 0.493
[14 empty] | 365 | 0.46
[14 empty] | 365 | 0.428
[14 empty] | 365 | 0.402
[14 empty] | 365 | 0.384
[14 empty] | 365 | 0.366
[14 empty] | 365 | 0.347
[14 empty] | 365 | 0.332
[14 empty] | 365 | 0.318
[14 empty] | 365 | 0.304
[14 empty] | 365 | 0.298
[14 empty] | 365 | 0.3
[14 empty] | 365 | 0.302
[14 empty] | 365 | 0.302
[14 empty] | 365 | 0.308
[14 empty] | 365 | 0.328
[14 empty] | 365 | 0.355
[14 empty] | 365 | 0.381
[14 empty] | 365 | 0.404
[14 empty] | 365 | 0.418
[14 empty] | 366 | 0.458
[14 empty] | 366 | 0.468
[14 empty] | 366 | 0.468
[14 empty] | 366 | 0.457
[14 empty] | 366 | 0.447
[14 empty] | 366 | 0.447
[14 empty] | 366 | 0.452
[14 empty] | 366 | 0.459
[14 empty] | 366 | 0.463
[14 empty] | 366 | 0.46
[14 empty] | 366 | 0.444
[14 empty] | 366 | 0.425
[14 empty] | 366 | 0.421
[14 empty] | 366 | 0.439
[14 empty] | 366 | 0.475
[14 empty] | 366 | 0.525
[14 empty] | 366 | 0.577
[14 empty] | 366 | 0.614
[14 empty] | 366 | 0.635
[14 empty] | 366 | 0.647
[14 empty] | 366 | 0.648
[14 empty] | 366 | 0.638
[14 empty] | 366 | 0.624
[14 empty] | 366 | 0.605
[14 empty] | 366 | 0.585
[14 empty] | 366 | 0.57
[14 empty] | 366 | 0.562
[14 empty] | 366 | 0.551
[14 empty] | 366 | 0.533
[14 empty] | 366 | 0.512
[14 empty] | 366 | 0.495
[14 empty] | 366 | 0.493
[14 empty] | 366 | 0.517
[14 empty] | 366 | 0.567
[14 empty] | 366 | 0.625
[14 empty] | 366 | 0.67
[14 empty] | 366 | 0.696
[14 empty] | 366 | 0.702
[14 empty] | 366 | 0.685
[14 empty] | 366 | 0.647
[14 empty] | 366 | 0.603
[14 empty] | 366 | 0.56
[14 empty] | 366 | 0.517
[14 empty] | 366 | 0.486
[14 empty] | 366 | 0.49
[14 empty] | 366 | 0.522
[14 empty] | 366 | 0.56
[14 empty] | 366 | 0.599
[14 empty] | 366 | 0.632
[14 empty] | 366 | 0.647
[14 empty] | 366 | 0.651
[14 empty] | 366 | 0.66
[14 empty] | 366 | 0.663
[14 empty] | 366 | 0.654
[14 empty] | 366 | 0.635
[14 empty] | 366 | 0.603
[14 empty] | 366 | 0.56
[14 empty] | 366 | 0.529
[14 empty] | 366 | 0.512
[14 empty] | 366 | 0.494
[14 empty] | 366 | 0.485
[14 empty] | 366 | 0.49
[14 empty] | 366 | 0.501
[14 empty] | 366 | 0.526
[14 empty] | 366 | 0.567
[14 empty] | 366 | 0.601
[14 empty] | 366 | 0.612
[14 empty] | 366 | 0.607
[14 empty] | 366 | 0.59
[14 empty] | 366 | 0.57
[14 empty] | 366 | 0.562
[14 empty] | 366 | 0.568
[14 empty] | 366 | 0.574
[14 empty] | 366 | 0.564
[14 empty] | 367 | 0.44
[14 empty] | 367 | 0.445
[14 empty] | 367 | 0.462
[14 empty] | 367 | 0.485
[14 empty] | 367 | 0.514
[14 empty] | 367 | 0.544
[14 empty] | 367 | 0.571
[14 empty] | 367 | 0.591
[14 empty] | 367 | 0.606
[14 empty] | 367 | 0.619
[14 empty] | 367 | 0.627
[14 empty] | 367 | 0.631
[14 empty] | 367 | 0.631
[14 empty] | 367 | 0.628
[14 empty] | 367 | 0.617
[14 empty] | 367 | 0.6
[14 empty] | 367 | 0.586
[14 empty] | 367 | 0.579
[14 empty] | 367 | 0.574
[14 empty] | 367 | 0.574
[14 empty] | 367 | 0.575
[14 empty] | 367 | 0.569
[14 empty] | 367 | 0.553
[14 empty] | 367 | 0.531
[14 empty] | 367 | 0.505
[14 empty] | 367 | 0.482
[14 empty] | 367 | 0.465
[14 empty] | 367 | 0.449
[14 empty] | 367 | 0.438
[14 empty] | 367 | 0.425
[14 empty] | 367 | 0.403
[14 empty] | 367 | 0.374
[14 empty] | 367 | 0.35
[14 empty] | 367 | 0.326
[14 empty] | 367 | 0.313
[14 empty] | 367 | 0.317
[14 empty] | 367 | 0.338
[14 empty] | 367 | 0.367
[14 empty] | 367 | 0.398
[14 empty] | 367 | 0.426
[14 empty] | 367 | 0.448
[14 empty] | 367 | 0.463
[14 empty] | 367 | 0.477
[14 empty] | 367 | 0.495
[14 empty] | 367 | 0.513
[14 empty] | 367 | 0.528
[14 empty] | 367 | 0.533
[14 empty] | 367 | 0.526
[14 empty] | 367 | 0.509
[14 empty] | 367 | 0.488
[14 empty] | 367 | 0.467
[14 empty] | 367 | 0.455
[14 empty] | 367 | 0.453
[14 empty] | 367 | 0.459
[14 empty] | 367 | 0.469
[14 empty] | 367 | 0.484
[14 empty] | 367 | 0.508
[14 empty] | 367 | 0.539
[14 empty] | 367 | 0.578
[14 empty] | 367 | 0.623
[14 empty] | 367 | 0.669
[14 empty] | 367 | 0.702
[14 empty] | 367 | 0.718
[14 empty] | 367 | 0.711
[14 empty] | 367 | 0.681
[14 empty] | 367 | 0.632
[14 empty] | 367 | 0.574
[14 empty] | 367 | 0.513
[14 empty] | 367 | 0.462
[14 empty] | 367 | 0.426
[14 empty] | 367 | 0.406
[14 empty] | 367 | 0.398
[14 empty] | 367 | 0.408
[14 empty] | 367 | 0.427
[14 empty] | 367 | 0.445
[14 empty] | 368 | 0.495
[14 empty] | 368 | 0.508
[14 empty] | 368 | 0.516
[14 empty] | 368 | 0.517
[14 empty] | 368 | 0.515
[14 empty] | 368 | 0.512
[14 empty] | 368 | 0.5
[14 empty] | 368 | 0.482
[14 empty] | 368 | 0.463
[14 empty] | 368 | 0.439
[14 empty] | 368 | 0.409
[14 empty] | 368 | 0.39
[14 empty] | 368 | 0.387
[14 empty] | 368 | 0.403
[14 empty] | 368 | 0.439
[14 empty] | 368 | 0.493
[14 empty] | 368 | 0.552
[14 empty] | 368 | 0.601
[14 empty] | 368 | 0.636
[14 empty] | 368 | 0.648
[14 empty] | 368 | 0.633
[14 empty] | 368 | 0.595
[14 empty] | 368 | 0.545
[14 empty] | 368 | 0.486
[14 empty] | 368 | 0.426
[14 empty] | 368 | 0.372
[14 empty] | 368 | 0.331
[14 empty] | 368 | 0.303
[14 empty] | 368 | 0.296
[14 empty] | 368 | 0.31
[14 empty] | 368 | 0.342
[14 empty] | 368 | 0.382
[14 empty] | 368 | 0.427
[14 empty] | 368 | 0.464
[14 empty] | 368 | 0.491
[14 empty] | 368 | 0.513
[14 empty] | 368 | 0.533
[14 empty] | 368 | 0.549
[14 empty] | 368 | 0.559
[14 empty] | 368 | 0.557
[14 empty] | 368 | 0.535
[14 empty] | 368 | 0.493
[14 empty] | 368 | 0.437
[14 empty] | 368 | 0.38
[14 empty] | 368 | 0.337
[14 empty] | 368 | 0.317
[14 empty] | 368 | 0.32
[14 empty] | 368 | 0.35
[14 empty] | 368 | 0.394
[14 empty] | 368 | 0.44
[14 empty] | 368 | 0.479
[14 empty] | 368 | 0.508
[14 empty] | 368 | 0.521
[14 empty] | 368 | 0.522
[14 empty] | 368 | 0.517
[14 empty] | 368 | 0.511
[14 empty] | 368 | 0.509
[14 empty] | 368 | 0.511
[14 empty] | 368 | 0.519
[14 empty] | 368 | 0.535
[14 empty] | 368 | 0.555
[14 empty] | 368 | 0.573
[14 empty] | 368 | 0.593
[14 empty] | 368 | 0.608
[14 empty] | 368 | 0.613
[14 empty] | 368 | 0.608
[14 empty] | 368 | 0.596
[14 empty] | 368 | 0.577
[14 empty] | 368 | 0.55
[14 empty] | 368 | 0.52
[14 empty] | 368 | 0.492
[14 empty] | 368 | 0.467
[14 empty] | 368 | 0.448
[14 empty] | 369 | 0.379
[14 empty] | 369 | 0.376
[14 empty] | 369 | 0.392
[14 empty] | 369 | 0.417
[14 empty] | 369 | 0.444
[14 empty] | 369 | 0.473
[14 empty] | 369 | 0.504
[14 empty] | 369 | 0.533
[14 empty] | 369 | 0.564
[14 empty] | 369 | 0.593
[14 empty] | 369 | 0.612
[14 empty] | 369 | 0.627
[14 empty] | 369 | 0.638
[14 empty] | 369 | 0.642
[14 empty] | 369 | 0.648
[14 empty] | 369 | 0.655
[14 empty] | 369 | 0.654
[14 empty] | 369 | 0.645
[14 empty] | 369 | 0.624
[14 empty] | 369 | 0.589
[14 empty] | 369 | 0.548
[14 empty] | 369 | 0.509
[14 empty] | 369 | 0.482
[14 empty] | 369 | 0.47
[14 empty] | 369 | 0.475
[14 empty] | 369 | 0.491
[14 empty] | 369 | 0.509
[14 empty] | 369 | 0.515
[14 empty] | 369 | 0.51
[14 empty] | 369 | 0.493
[14 empty] | 369 | 0.468
[14 empty] | 369 | 0.44
[14 empty] | 369 | 0.427
[14 empty] | 369 | 0.428
[14 empty] | 369 | 0.436
[14 empty] | 369 | 0.453
[14 empty] | 369 | 0.478
[14 empty] | 369 | 0.493
[14 empty] | 369 | 0.496
[14 empty] | 369 | 0.498
[14 empty] | 369 | 0.491
[14 empty] | 369 | 0.47
[14 empty] | 369 | 0.441
[14 empty] | 369 | 0.407
[14 empty] | 369 | 0.359
[14 empty] | 369 | 0.31
[14 empty] | 369 | 0.271
[14 empty] | 369 | 0.25
[14 empty] | 369 | 0.251
[14 empty] | 369 | 0.283
[14 empty] | 369 | 0.334
[14 empty] | 369 | 0.395
[14 empty] | 369 | 0.452
[14 empty] | 369 | 0.494
[14 empty] | 369 | 0.511
[14 empty] | 369 | 0.509
[14 empty] | 369 | 0.491
[14 empty] | 369 | 0.466
[14 empty] | 369 | 0.44
[14 empty] | 369 | 0.416
[14 empty] | 369 | 0.398
[14 empty] | 369 | 0.387
[14 empty] | 369 | 0.38
[14 empty] | 369 | 0.385
[14 empty] | 369 | 0.407
[14 empty] | 369 | 0.438
[14 empty] | 369 | 0.471
[14 empty] | 369 | 0.502
[14 empty] | 369 | 0.524
[14 empty] | 369 | 0.526
[14 empty] | 369 | 0.514
[14 empty] | 369 | 0.503
[14 empty] | 369 | 0.495
[14 empty] | 369 | 0.491
[14 empty] | 370 | 0.349
[14 empty] | 370 | 0.354
[14 empty] | 370 | 0.385
[14 empty] | 370 | 0.437
[14 empty] | 370 | 0.5
[14 empty] | 370 | 0.563
[14 empty] | 370 | 0.612
[14 empty] | 370 | 0.635
[14 empty] | 370 | 0.632
[14 empty] | 370 | 0.613
[14 empty] | 370 | 0.586
[14 empty] | 370 | 0.56
[14 empty] | 370 | 0.547
[14 empty] | 370 | 0.549
[14 empty] | 370 | 0.561
[14 empty] | 370 | 0.579
[14 empty] | 370 | 0.592
[14 empty] | 370 | 0.594
[14 empty] | 370 | 0.58
[14 empty] | 370 | 0.558
[14 empty] | 370 | 0.536
[14 empty] | 370 | 0.521
[14 empty] | 370 | 0.519
[14 empty] | 370 | 0.533
[14 empty] | 370 | 0.553
[14 empty] | 370 | 0.573
[14 empty] | 370 | 0.59
[14 empty] | 370 | 0.602
[14 empty] | 370 | 0.612
[14 empty] | 370 | 0.618
[14 empty] | 370 | 0.62
[14 empty] | 370 | 0.621
[14 empty] | 370 | 0.612
[14 empty] | 370 | 0.591
[14 empty] | 370 | 0.569
[14 empty] | 370 | 0.552
[14 empty] | 370 | 0.535
[14 empty] | 370 | 0.523
[14 empty] | 370 | 0.522
[14 empty] | 370 | 0.518
[14 empty] | 370 | 0.506
[14 empty] | 370 | 0.493
[14 empty] | 370 | 0.481
[14 empty] | 370 | 0.47
[14 empty] | 370 | 0.466
[14 empty] | 370 | 0.473
[14 empty] | 370 | 0.494
[14 empty] | 370 | 0.522
[14 empty] | 370 | 0.551
[14 empty] | 370 | 0.578
[14 empty] | 370 | 0.6
[14 empty] | 370 | 0.61
[14 empty] | 370 | 0.609
[14 empty] | 370 | 0.602
[14 empty] | 370 | 0.595
[14 empty] | 370 | 0.584
[14 empty] | 370 | 0.573
[14 empty] | 370 | 0.566
[14 empty] | 370 | 0.562
[14 empty] | 370 | 0.553
[14 empty] | 370 | 0.547
[14 empty] | 370 | 0.548
[14 empty] | 370 | 0.552
[14 empty] | 370 | 0.56
[14 empty] | 370 | 0.58
[14 empty] | 370 | 0.604
[14 empty] | 370 | 0.619
[14 empty] | 370 | 0.622
[14 empty] | 370 | 0.605
[14 empty] | 370 | 0.564
[14 empty] | 370 | 0.507
[14 empty] | 370 | 0.449
[14 empty] | 370 | 0.404
[14 empty] | 371 | 0.759
[14 empty] | 371 | 0.742
[14 empty] | 371 | 0.721
[14 empty] | 371 | 0.699
[14 empty] | 371 | 0.677
[14 empty] | 371 | 0.653
[14 empty] | 371 | 0.63
[14 empty] | 371 | 0.614
[14 empty] | 371 | 0.603
[14 empty] | 371 | 0.599
[14 empty] | 371 | 0.6
[14 empty] | 371 | 0.602
[14 empty] | 371 | 0.597
[14 empty] | 371 | 0.586
[14 empty] | 371 | 0.568
[14 empty] | 371 | 0.543
[14 empty] | 371 | 0.513
[14 empty] | 371 | 0.486
[14 empty] | 371 | 0.469
[14 empty] | 371 | 0.465
[14 empty] | 371 | 0.472
[14 empty] | 371 | 0.49
[14 empty] | 371 | 0.513
[14 empty] | 371 | 0.53
[14 empty] | 371 | 0.536
[14 empty] | 371 | 0.536
[14 empty] | 371 | 0.526
[14 empty] | 371 | 0.504
[14 empty] | 371 | 0.474
[14 empty] | 371 | 0.433
[14 empty] | 371 | 0.381
[14 empty] | 371 | 0.327
[14 empty] | 371 | 0.28
[14 empty] | 371 | 0.25
[14 empty] | 371 | 0.245
[14 empty] | 371 | 0.264
[14 empty] | 371 | 0.302
[14 empty] | 371 | 0.348
[14 empty] | 371 | 0.39
[14 empty] | 371 | 0.415
[14 empty] | 371 | 0.42
[14 empty] | 371 | 0.404
[14 empty] | 371 | 0.372
[14 empty] | 371 | 0.336
[14 empty] | 371 | 0.307
[14 empty] | 371 | 0.291
[14 empty] | 371 | 0.294
[14 empty] | 371 | 0.318
[14 empty] | 371 | 0.355
[14 empty] | 371 | 0.403
[14 empty] | 371 | 0.453
[14 empty] | 371 | 0.493
[14 empty] | 371 | 0.513
[14 empty] | 371 | 0.511
[14 empty] | 371 | 0.479
[14 empty] | 371 | 0.425
[14 empty] | 371 | 0.36
[14 empty] | 371 | 0.296
[14 empty] | 371 | 0.245
[14 empty] | 371 | 0.215
[14 empty] | 371 | 0.21
[14 empty] | 371 | 0.227
[14 empty] | 371 | 0.262
[14 empty] | 371 | 0.305
[14 empty] | 371 | 0.35
[14 empty] | 371 | 0.386
[14 empty] | 371 | 0.412
[14 empty] | 371 | 0.423
[14 empty] | 371 | 0.426
[14 empty] | 371 | 0.418
[14 empty] | 371 | 0.401
[14 empty] | 371 | 0.381
[14 empty] | 371 | 0.362
[14 empty] | 372 | 0.516
[14 empty] | 372 | 0.534
[14 empty] | 372 | 0.545
[14 empty] | 372 | 0.544
[14 empty] | 372 | 0.526
[14 empty] | 372 | 0.491
[14 empty] | 372 | 0.44
[14 empty] | 372 | 0.379
[14 empty] | 372 | 0.319
[14 empty] | 372 | 0.271
[14 empty] | 372 | 0.242
[14 empty] | 372 | 0.233
[14 empty] | 372 | 0.239
[14 empty] | 372 | 0.251
[14 empty] | 372 | 0.259
[14 empty] | 372 | 0.262
[14 empty] | 372 | 0.261
[14 empty] | 372 | 0.26
[14 empty] | 372 | 0.265
[14 empty] | 372 | 0.278
[14 empty] | 372 | 0.294
[14 empty] | 372 | 0.306
[14 empty] | 372 | 0.307
[14 empty] | 372 | 0.293
[14 empty] | 372 | 0.263
[14 empty] | 372 | 0.224
[14 empty] | 372 | 0.185
[14 empty] | 372 | 0.151
[14 empty] | 372 | 0.132
[14 empty] | 372 | 0.13
[14 empty] | 372 | 0.144
[14 empty] | 372 | 0.172
[14 empty] | 372 | 0.212
[14 empty] | 372 | 0.258
[14 empty] | 372 | 0.305
[14 empty] | 372 | 0.35
[14 empty] | 372 | 0.39
[14 empty] | 372 | 0.423
[14 empty] | 372 | 0.451
[14 empty] | 372 | 0.479
[14 empty] | 372 | 0.509
[14 empty] | 372 | 0.541
[14 empty] | 372 | 0.573
[14 empty] | 372 | 0.606
[14 empty] | 372 | 0.633
[14 empty] | 372 | 0.65
[14 empty] | 372 | 0.663
[14 empty] | 372 | 0.672
[14 empty] | 372 | 0.675
[14 empty] | 372 | 0.673
[14 empty] | 372 | 0.668
[14 empty] | 372 | 0.652
[14 empty] | 372 | 0.627
[14 empty] | 372 | 0.606
[14 empty] | 372 | 0.59
[14 empty] | 372 | 0.579
[14 empty] | 372 | 0.578
[14 empty] | 372 | 0.588
[14 empty] | 372 | 0.598
[14 empty] | 372 | 0.608
[14 empty] | 372 | 0.621
[14 empty] | 372 | 0.636
[14 empty] | 372 | 0.653
[14 empty] | 372 | 0.676
[14 empty] | 372 | 0.703
[14 empty] | 372 | 0.729
[14 empty] | 372 | 0.755
[14 empty] | 372 | 0.775
[14 empty] | 372 | 0.786
[14 empty] | 372 | 0.791
[14 empty] | 372 | 0.787
[14 empty] | 372 | 0.775
[14 empty] | 373 | 0.256
[14 empty] | 373 | 0.258
[14 empty] | 373 | 0.253
[14 empty] | 373 | 0.249
[14 empty] | 373 | 0.254
[14 empty] | 373 | 0.268
[14 empty] | 373 | 0.291
[14 empty] | 373 | 0.322
[14 empty] | 373 | 0.351
[14 empty] | 373 | 0.376
[14 empty] | 373 | 0.403
[14 empty] | 373 | 0.431
[14 empty] | 373 | 0.46
[14 empty] | 373 | 0.492
[14 empty] | 373 | 0.522
[14 empty] | 373 | 0.538
[14 empty] | 373 | 0.538
[14 empty] | 373 | 0.525
[14 empty] | 373 | 0.5
[14 empty] | 373 | 0.467
[14 empty] | 373 | 0.438
[14 empty] | 373 | 0.422
[14 empty] | 373 | 0.419
[14 empty] | 373 | 0.427
[14 empty] | 373 | 0.452
[14 empty] | 373 | 0.489
[14 empty] | 373 | 0.528
[14 empty] | 373 | 0.565
[14 empty] | 373 | 0.602
[14 empty] | 373 | 0.629
[14 empty] | 373 | 0.644
[14 empty] | 373 | 0.65
[14 empty] | 373 | 0.648
[14 empty] | 373 | 0.637
[14 empty] | 373 | 0.62
[14 empty] | 373 | 0.603
[14 empty] | 373 | 0.589
[14 empty] | 373 | 0.578
[14 empty] | 373 | 0.566
[14 empty] | 373 | 0.547
[14 empty] | 373 | 0.514
[14 empty] | 373 | 0.467
[14 empty] | 373 | 0.408
[14 empty] | 373 | 0.346
[14 empty] | 373 | 0.291
[14 empty] | 373 | 0.255
[14 empty] | 373 | 0.241
[14 empty] | 373 | 0.251
[14 empty] | 373 | 0.282
[14 empty] | 373 | 0.331
[14 empty] | 373 | 0.391
[14 empty] | 373 | 0.456
[14 empty] | 373 | 0.523
[14 empty] | 373 | 0.581
[14 empty] | 373 | 0.622
[14 empty] | 373 | 0.645
[14 empty] | 373 | 0.651
[14 empty] | 373 | 0.638
[14 empty] | 373 | 0.618
[14 empty] | 373 | 0.597
[14 empty] | 373 | 0.58
[14 empty] | 373 | 0.565
[14 empty] | 373 | 0.555
[14 empty] | 373 | 0.542
[14 empty] | 373 | 0.522
[14 empty] | 373 | 0.498
[14 empty] | 373 | 0.476
[14 empty] | 373 | 0.458
[14 empty] | 373 | 0.451
[14 empty] | 373 | 0.457
[14 empty] | 373 | 0.472
[14 empty] | 373 | 0.494
[14 empty] | 374 | 0.29
[14 empty] | 374 | 0.259
[14 empty] | 374 | 0.244
[14 empty] | 374 | 0.248
[14 empty] | 374 | 0.274
[14 empty] | 374 | 0.32
[14 empty] | 374 | 0.375
[14 empty] | 374 | 0.432
[14 empty] | 374 | 0.49
[14 empty] | 374 | 0.542
[14 empty] | 374 | 0.58
[14 empty] | 374 | 0.608
[14 empty] | 374 | 0.627
[14 empty] | 374 | 0.628
[14 empty] | 374 | 0.615
[14 empty] | 374 | 0.603
[14 empty] | 374 | 0.594
[14 empty] | 374 | 0.589
[14 empty] | 374 | 0.596
[14 empty] | 374 | 0.616
[14 empty] | 374 | 0.634
[14 empty] | 374 | 0.643
[14 empty] | 374 | 0.646
[14 empty] | 374 | 0.636
[14 empty] | 374 | 0.616
[14 empty] | 374 | 0.596
[14 empty] | 374 | 0.578
[14 empty] | 374 | 0.556
[14 empty] | 374 | 0.533
[14 empty] | 374 | 0.506
[14 empty] | 374 | 0.475
[14 empty] | 374 | 0.445
[14 empty] | 374 | 0.428
[14 empty] | 374 | 0.424
[14 empty] | 374 | 0.433
[14 empty] | 374 | 0.446
[14 empty] | 374 | 0.455
[14 empty] | 374 | 0.453
[14 empty] | 374 | 0.439
[14 empty] | 374 | 0.417
[14 empty] | 374 | 0.392
[14 empty] | 374 | 0.366
[14 empty] | 374 | 0.338
[14 empty] | 374 | 0.306
[14 empty] | 374 | 0.267
[14 empty] | 374 | 0.223
[14 empty] | 374 | 0.181
[14 empty] | 374 | 0.148
[14 empty] | 374 | 0.132
[14 empty] | 374 | 0.135
[14 empty] | 374 | 0.156
[14 empty] | 374 | 0.19
[14 empty] | 374 | 0.229
[14 empty] | 374 | 0.264
[14 empty] | 374 | 0.289
[14 empty] | 374 | 0.3
[14 empty] | 374 | 0.298
[14 empty] | 374 | 0.283
[14 empty] | 374 | 0.258
[14 empty] | 374 | 0.227
[14 empty] | 374 | 0.193
[14 empty] | 374 | 0.16
[14 empty] | 374 | 0.132
[14 empty] | 374 | 0.114
[14 empty] | 374 | 0.108
[14 empty] | 374 | 0.114
[14 empty] | 374 | 0.132
[14 empty] | 374 | 0.16
[14 empty] | 374 | 0.191
[14 empty] | 374 | 0.221
[14 empty] | 374 | 0.243
[14 empty] | 375 | 0.572
[14 empty] | 375 | 0.556
[14 empty] | 375 | 0.542
[14 empty] | 375 | 0.532
[14 empty] | 375 | 0.53
[14 empty] | 375 | 0.528
[14 empty] | 375 | 0.527
[14 empty] | 375 | 0.524
[14 empty] | 375 | 0.518
[14 empty] | 375 | 0.513
[14 empty] | 375 | 0.514
[14 empty] | 375 | 0.516
[14 empty] | 375 | 0.517
[14 empty] | 375 | 0.52
[14 empty] | 375 | 0.516
[14 empty] | 375 | 0.504
[14 empty] | 375 | 0.489
[14 empty] | 375 | 0.473
[14 empty] | 375 | 0.452
[14 empty] | 375 | 0.432
[14 empty] | 375 | 0.411
[14 empty] | 375 | 0.389
[14 empty] | 375 | 0.366
[14 empty] | 375 | 0.341
[14 empty] | 375 | 0.314
[14 empty] | 375 | 0.284
[14 empty] | 375 | 0.251
[14 empty] | 375 | 0.217
[14 empty] | 375 | 0.184
[14 empty] | 375 | 0.153
[14 empty] | 375 | 0.131
[14 empty] | 375 | 0.119
[14 empty] | 375 | 0.117
[14 empty] | 375 | 0.122
[14 empty] | 375 | 0.133
[14 empty] | 375 | 0.142
[14 empty] | 375 | 0.149
[14 empty] | 375 | 0.153
[14 empty] | 375 | 0.157
[14 empty] | 375 | 0.164
[14 empty] | 375 | 0.182
[14 empty] | 375 | 0.213
[14 empty] | 375 | 0.252
[14 empty] | 375 | 0.296
[14 empty] | 375 | 0.337
[14 empty] | 375 | 0.367
[14 empty] | 375 | 0.381
[14 empty] | 375 | 0.382
[14 empty] | 375 | 0.376
[14 empty] | 375 | 0.363
[14 empty] | 375 | 0.346
[14 empty] | 375 | 0.33
[14 empty] | 375 | 0.309
[14 empty] | 375 | 0.279
[14 empty] | 375 | 0.242
[14 empty] | 375 | 0.204
[14 empty] | 375 | 0.169
[14 empty] | 375 | 0.144
[14 empty] | 375 | 0.141
[14 empty] | 375 | 0.16
[14 empty] | 375 | 0.198
[14 empty] | 375 | 0.251
[14 empty] | 375 | 0.312
[14 empty] | 375 | 0.368
[14 empty] | 375 | 0.411
[14 empty] | 375 | 0.438
[14 empty] | 375 | 0.447
[14 empty] | 375 | 0.436
[14 empty] | 375 | 0.41
[14 empty] | 375 | 0.374
[14 empty] | 375 | 0.332
[14 empty] | 376 | 0.233
[14 empty] | 376 | 0.246
[14 empty] | 376 | 0.287
[14 empty] | 376 | 0.346
[14 empty] | 376 | 0.41
[14 empty] | 376 | 0.465
[14 empty] | 376 | 0.503
[14 empty] | 376 | 0.523
[14 empty] | 376 | 0.53
[14 empty] | 376 | 0.529
[14 empty] | 376 | 0.526
[14 empty] | 376 | 0.525
[14 empty] | 376 | 0.521
[14 empty] | 376 | 0.513
[14 empty] | 376 | 0.501
[14 empty] | 376 | 0.485
[14 empty] | 376 | 0.47
[14 empty] | 376 | 0.469
[14 empty] | 376 | 0.48
[14 empty] | 376 | 0.502
[14 empty] | 376 | 0.53
[14 empty] | 376 | 0.552
[14 empty] | 376 | 0.56
[14 empty] | 376 | 0.557
[14 empty] | 376 | 0.544
[14 empty] | 376 | 0.524
[14 empty] | 376 | 0.506
[14 empty] | 376 | 0.487
[14 empty] | 376 | 0.462
[14 empty] | 376 | 0.434
[14 empty] | 376 | 0.403
[14 empty] | 376 | 0.372
[14 empty] | 376 | 0.347
[14 empty] | 376 | 0.331
[14 empty] | 376 | 0.319
[14 empty] | 376 | 0.306
[14 empty] | 376 | 0.286
[14 empty] | 376 | 0.258
[14 empty] | 376 | 0.225
[14 empty] | 376 | 0.197
[14 empty] | 376 | 0.183
[14 empty] | 376 | 0.187
[14 empty] | 376 | 0.211
[14 empty] | 376 | 0.25
[14 empty] | 376 | 0.297
[14 empty] | 376 | 0.348
[14 empty] | 376 | 0.399
[14 empty] | 376 | 0.449
[14 empty] | 376 | 0.503
[14 empty] | 376 | 0.557
[14 empty] | 376 | 0.608
[14 empty] | 376 | 0.655
[14 empty] | 376 | 0.692
[14 empty] | 376 | 0.711
[14 empty] | 376 | 0.721
[14 empty] | 376 | 0.722
[14 empty] | 376 | 0.718
[14 empty] | 376 | 0.713
[14 empty] | 376 | 0.717
[14 empty] | 376 | 0.726
[14 empty] | 376 | 0.738
[14 empty] | 376 | 0.75
[14 empty] | 376 | 0.757
[14 empty] | 376 | 0.75
[14 empty] | 376 | 0.728
[14 empty] | 376 | 0.701
[14 empty] | 376 | 0.67
[14 empty] | 376 | 0.642
[14 empty] | 376 | 0.62
[14 empty] | 376 | 0.606
[14 empty] | 376 | 0.588
[14 empty] | 377 | 0.69
[14 empty] | 377 | 0.692
[14 empty] | 377 | 0.695
[14 empty] | 377 | 0.701
[14 empty] | 377 | 0.709
[14 empty] | 377 | 0.715
[14 empty] | 377 | 0.713
[14 empty] | 377 | 0.699
[14 empty] | 377 | 0.678
[14 empty] | 377 | 0.652
[14 empty] | 377 | 0.623
[14 empty] | 377 | 0.598
[14 empty] | 377 | 0.577
[14 empty] | 377 | 0.555
[14 empty] | 377 | 0.535
[14 empty] | 377 | 0.518
[14 empty] | 377 | 0.501
[14 empty] | 377 | 0.483
[14 empty] | 377 | 0.465
[14 empty] | 377 | 0.443
[14 empty] | 377 | 0.415
[14 empty] | 377 | 0.385
[14 empty] | 377 | 0.356
[14 empty] | 377 | 0.336
[14 empty] | 377 | 0.33
[14 empty] | 377 | 0.338
[14 empty] | 377 | 0.361
[14 empty] | 377 | 0.399
[14 empty] | 377 | 0.445
[14 empty] | 377 | 0.495
[14 empty] | 377 | 0.546
[14 empty] | 377 | 0.593
[14 empty] | 377 | 0.628
[14 empty] | 377 | 0.649
[14 empty] | 377 | 0.653
[14 empty] | 377 | 0.639
[14 empty] | 377 | 0.612
[14 empty] | 377 | 0.576
[14 empty] | 377 | 0.539
[14 empty] | 377 | 0.504
[14 empty] | 377 | 0.473
[14 empty] | 377 | 0.44
[14 empty] | 377 | 0.404
[14 empty] | 377 | 0.365
[14 empty] | 377 | 0.323
[14 empty] | 377 | 0.285
[14 empty] | 377 | 0.263
[14 empty] | 377 | 0.264
[14 empty] | 377 | 0.285
[14 empty] | 377 | 0.329
[14 empty] | 377 | 0.385
[14 empty] | 377 | 0.441
[14 empty] | 377 | 0.486
[14 empty] | 377 | 0.517
[14 empty] | 377 | 0.529
[14 empty] | 377 | 0.524
[14 empty] | 377 | 0.512
[14 empty] | 377 | 0.507
[14 empty] | 377 | 0.514
[14 empty] | 377 | 0.537
[14 empty] | 377 | 0.576
[14 empty] | 377 | 0.618
[14 empty] | 377 | 0.646
[14 empty] | 377 | 0.648
[14 empty] | 377 | 0.62
[14 empty] | 377 | 0.56
[14 empty] | 377 | 0.477
[14 empty] | 377 | 0.39
[14 empty] | 377 | 0.312
[14 empty] | 377 | 0.256
[14 empty] | 378 | 0.661
[14 empty] | 378 | 0.626
[14 empty] | 378 | 0.618
[14 empty] | 378 | 0.636
[14 empty] | 378 | 0.672
[14 empty] | 378 | 0.713
[14 empty] | 378 | 0.739
[14 empty] | 378 | 0.742
[14 empty] | 378 | 0.725
[14 empty] | 378 | 0.698
[14 empty] | 378 | 0.671
[14 empty] | 378 | 0.656
[14 empty] | 378 | 0.656
[14 empty] | 378 | 0.664
[14 empty] | 378 | 0.678
[14 empty] | 378 | 0.694
[14 empty] | 378 | 0.708
[14 empty] | 378 | 0.725
[14 empty] | 378 | 0.744
[14 empty] | 378 | 0.764
[14 empty] | 378 | 0.786
[14 empty] | 378 | 0.811
[14 empty] | 378 | 0.831
[14 empty] | 378 | 0.848
[14 empty] | 378 | 0.856
[14 empty] | 378 | 0.848
[14 empty] | 378 | 0.821
[14 empty] | 378 | 0.781
[14 empty] | 378 | 0.735
[14 empty] | 378 | 0.697
[14 empty] | 378 | 0.678
[14 empty] | 378 | 0.676
[14 empty] | 378 | 0.683
[14 empty] | 378 | 0.688
[14 empty] | 378 | 0.676
[14 empty] | 378 | 0.647
[14 empty] | 378 | 0.612
[14 empty] | 378 | 0.585
[14 empty] | 378 | 0.572
[14 empty] | 378 | 0.58
[14 empty] | 378 | 0.604
[14 empty] | 378 | 0.63
[14 empty] | 378 | 0.645
[14 empty] | 378 | 0.655
[14 empty] | 378 | 0.662
[14 empty] | 378 | 0.662
[14 empty] | 378 | 0.665
[14 empty] | 378 | 0.674
[14 empty] | 378 | 0.679
[14 empty] | 378 | 0.672
[14 empty] | 378 | 0.662
[14 empty] | 378 | 0.644
[14 empty] | 378 | 0.616
[14 empty] | 378 | 0.588
[14 empty] | 378 | 0.568
[14 empty] | 378 | 0.554
[14 empty] | 378 | 0.55
[14 empty] | 378 | 0.565
[14 empty] | 378 | 0.589
[14 empty] | 378 | 0.614
[14 empty] | 378 | 0.631
[14 empty] | 378 | 0.636
[14 empty] | 378 | 0.627
[14 empty] | 378 | 0.613
[14 empty] | 378 | 0.601
[14 empty] | 378 | 0.603
[14 empty] | 378 | 0.619
[14 empty] | 378 | 0.643
[14 empty] | 378 | 0.666
[14 empty] | 378 | 0.682
[14 empty] | 379 | 0.419
[14 empty] | 379 | 0.399
[14 empty] | 379 | 0.388
[14 empty] | 379 | 0.398
[14 empty] | 379 | 0.421
[14 empty] | 379 | 0.454
[14 empty] | 379 | 0.49
[14 empty] | 379 | 0.52
[14 empty] | 379 | 0.538
[14 empty] | 379 | 0.545
[14 empty] | 379 | 0.549
[14 empty] | 379 | 0.554
[14 empty] | 379 | 0.559
[14 empty] | 379 | 0.565
[14 empty] | 379 | 0.569
[14 empty] | 379 | 0.57
[14 empty] | 379 | 0.563
[14 empty] | 379 | 0.554
[14 empty] | 379 | 0.543
[14 empty] | 379 | 0.526
[14 empty] | 379 | 0.502
[14 empty] | 379 | 0.477
[14 empty] | 379 | 0.448
[14 empty] | 379 | 0.416
[14 empty] | 379 | 0.39
[14 empty] | 379 | 0.378
[14 empty] | 379 | 0.375
[14 empty] | 379 | 0.385
[14 empty] | 379 | 0.405
[14 empty] | 379 | 0.429
[14 empty] | 379 | 0.442
[14 empty] | 379 | 0.449
[14 empty] | 379 | 0.449
[14 empty] | 379 | 0.446
[14 empty] | 379 | 0.446
[14 empty] | 379 | 0.454
[14 empty] | 379 | 0.464
[14 empty] | 379 | 0.472
[14 empty] | 379 | 0.47
[14 empty] | 379 | 0.458
[14 empty] | 379 | 0.441
[14 empty] | 379 | 0.429
[14 empty] | 379 | 0.427
[14 empty] | 379 | 0.438
[14 empty] | 379 | 0.454
[14 empty] | 379 | 0.475
[14 empty] | 379 | 0.493
[14 empty] | 379 | 0.503
[14 empty] | 379 | 0.502
[14 empty] | 379 | 0.497
[14 empty] | 379 | 0.479
[14 empty] | 379 | 0.449
[14 empty] | 379 | 0.417
[14 empty] | 379 | 0.393
[14 empty] | 379 | 0.383
[14 empty] | 379 | 0.401
[14 empty] | 379 | 0.449
[14 empty] | 379 | 0.519
[14 empty] | 379 | 0.6
[14 empty] | 379 | 0.68
[14 empty] | 379 | 0.745
[14 empty] | 379 | 0.79
[14 empty] | 379 | 0.816
[14 empty] | 379 | 0.826
[14 empty] | 379 | 0.827
[14 empty] | 379 | 0.822
[14 empty] | 379 | 0.811
[14 empty] | 379 | 0.787
[14 empty] | 379 | 0.753
[14 empty] | 379 | 0.708
[14 empty] | 380 | 0.737
[14 empty] | 380 | 0.726
[14 empty] | 380 | 0.704
[14 empty] | 380 | 0.679
[14 empty] | 380 | 0.659
[14 empty] | 380 | 0.649
[14 empty] | 380 | 0.648
[14 empty] | 380 | 0.655
[14 empty] | 380 | 0.657
[14 empty] | 380 | 0.642
[14 empty] | 380 | 0.609
[14 empty] | 380 | 0.557
[14 empty] | 380 | 0.499
[14 empty] | 380 | 0.453
[14 empty] | 380 | 0.432
[14 empty] | 380 | 0.439
[14 empty] | 380 | 0.477
[14 empty] | 380 | 0.534
[14 empty] | 380 | 0.596
[14 empty] | 380 | 0.648
[14 empty] | 380 | 0.686
[14 empty] | 380 | 0.704
[14 empty] | 380 | 0.699
[14 empty] | 380 | 0.674
[14 empty] | 380 | 0.63
[14 empty] | 380 | 0.57
[14 empty] | 380 | 0.499
[14 empty] | 380 | 0.428
[14 empty] | 380 | 0.368
[14 empty] | 380 | 0.329
[14 empty] | 380 | 0.314
[14 empty] | 380 | 0.32
[14 empty] | 380 | 0.336
[14 empty] | 380 | 0.35
[14 empty] | 380 | 0.352
[14 empty] | 380 | 0.341
[14 empty] | 380 | 0.321
[14 empty] | 380 | 0.298
[14 empty] | 380 | 0.278
[14 empty] | 380 | 0.267
[14 empty] | 380 | 0.265
[14 empty] | 380 | 0.27
[14 empty] | 380 | 0.28
[14 empty] | 380 | 0.298
[14 empty] | 380 | 0.323
[14 empty] | 380 | 0.355
[14 empty] | 380 | 0.394
[14 empty] | 380 | 0.438
[14 empty] | 380 | 0.48
[14 empty] | 380 | 0.515
[14 empty] | 380 | 0.539
[14 empty] | 380 | 0.551
[14 empty] | 380 | 0.553
[14 empty] | 380 | 0.548
[14 empty] | 380 | 0.541
[14 empty] | 380 | 0.529
[14 empty] | 380 | 0.511
[14 empty] | 380 | 0.485
[14 empty] | 380 | 0.45
[14 empty] | 380 | 0.409
[14 empty] | 380 | 0.373
[14 empty] | 380 | 0.35
[14 empty] | 380 | 0.346
[14 empty] | 380 | 0.358
[14 empty] | 380 | 0.383
[14 empty] | 380 | 0.413
[14 empty] | 380 | 0.435
[14 empty] | 380 | 0.44
[14 empty] | 380 | 0.434
[14 empty] | 381 | 0.427
[14 empty] | 381 | 0.395
[14 empty] | 381 | 0.364
[14 empty] | 381 | 0.339
[14 empty] | 381 | 0.331
[14 empty] | 381 | 0.35
[14 empty] | 381 | 0.394
[14 empty] | 381 | 0.449
[14 empty] | 381 | 0.505
[14 empty] | 381 | 0.552
[14 empty] | 381 | 0.574
[14 empty] | 381 | 0.571
[14 empty] | 381 | 0.557
[14 empty] | 381 | 0.539
[14 empty] | 381 | 0.522
[14 empty] | 381 | 0.513
[14 empty] | 381 | 0.515
[14 empty] | 381 | 0.52
[14 empty] | 381 | 0.53
[14 empty] | 381 | 0.547
[14 empty] | 381 | 0.578
[14 empty] | 381 | 0.619
[14 empty] | 381 | 0.667
[14 empty] | 381 | 0.71
[14 empty] | 381 | 0.737
[14 empty] | 381 | 0.741
[14 empty] | 381 | 0.721
[14 empty] | 381 | 0.684
[14 empty] | 381 | 0.648
[14 empty] | 381 | 0.623
[14 empty] | 381 | 0.61
[14 empty] | 381 | 0.61
[14 empty] | 381 | 0.619
[14 empty] | 381 | 0.622
[14 empty] | 381 | 0.619
[14 empty] | 381 | 0.613
[14 empty] | 381 | 0.604
[14 empty] | 381 | 0.592
[14 empty] | 381 | 0.585
[14 empty] | 381 | 0.576
[14 empty] | 381 | 0.558
[14 empty] | 381 | 0.534
[14 empty] | 381 | 0.506
[14 empty] | 381 | 0.472
[14 empty] | 381 | 0.437
[14 empty] | 381 | 0.411
[14 empty] | 381 | 0.394
[14 empty] | 381 | 0.382
[14 empty] | 381 | 0.38
[14 empty] | 381 | 0.391
[14 empty] | 381 | 0.409
[14 empty] | 381 | 0.439
[14 empty] | 381 | 0.478
[14 empty] | 381 | 0.518
[14 empty] | 381 | 0.555
[14 empty] | 381 | 0.584
[14 empty] | 381 | 0.599
[14 empty] | 381 | 0.606
[14 empty] | 381 | 0.611
[14 empty] | 381 | 0.619
[14 empty] | 381 | 0.631
[14 empty] | 381 | 0.649
[14 empty] | 381 | 0.673
[14 empty] | 381 | 0.694
[14 empty] | 381 | 0.71
[14 empty] | 381 | 0.723
[14 empty] | 381 | 0.734
[14 empty] | 381 | 0.741
[14 empty] | 381 | 0.743
[14 empty] | 382 | 0.354
[14 empty] | 382 | 0.406
[14 empty] | 382 | 0.456
[14 empty] | 382 | 0.497
[14 empty] | 382 | 0.523
[14 empty] | 382 | 0.535
[14 empty] | 382 | 0.541
[14 empty] | 382 | 0.542
[14 empty] | 382 | 0.537
[14 empty] | 382 | 0.525
[14 empty] | 382 | 0.508
[14 empty] | 382 | 0.48
[14 empty] | 382 | 0.445
[14 empty] | 382 | 0.411
[14 empty] | 382 | 0.383
[14 empty] | 382 | 0.36
[14 empty] | 382 | 0.34
[14 empty] | 382 | 0.321
[14 empty] | 382 | 0.296
[14 empty] | 382 | 0.263
[14 empty] | 382 | 0.225
[14 empty] | 382 | 0.189
[14 empty] | 382 | 0.161
[14 empty] | 382 | 0.144
[14 empty] | 382 | 0.143
[14 empty] | 382 | 0.156
[14 empty] | 382 | 0.18
[14 empty] | 382 | 0.211
[14 empty] | 382 | 0.247
[14 empty] | 382 | 0.29
[14 empty] | 382 | 0.338
[14 empty] | 382 | 0.391
[14 empty] | 382 | 0.449
[14 empty] | 382 | 0.505
[14 empty] | 382 | 0.551
[14 empty] | 382 | 0.585
[14 empty] | 382 | 0.601
[14 empty] | 382 | 0.601
[14 empty] | 382 | 0.593
[14 empty] | 382 | 0.581
[14 empty] | 382 | 0.571
[14 empty] | 382 | 0.568
[14 empty] | 382 | 0.575
[14 empty] | 382 | 0.587
[14 empty] | 382 | 0.6
[14 empty] | 382 | 0.608
[14 empty] | 382 | 0.603
[14 empty] | 382 | 0.581
[14 empty] | 382 | 0.54
[14 empty] | 382 | 0.482
[14 empty] | 382 | 0.414
[14 empty] | 382 | 0.344
[14 empty] | 382 | 0.28
[14 empty] | 382 | 0.231
[14 empty] | 382 | 0.207
[14 empty] | 382 | 0.21
[14 empty] | 382 | 0.236
[14 empty] | 382 | 0.283
[14 empty] | 382 | 0.336
[14 empty] | 382 | 0.382
[14 empty] | 382 | 0.414
[14 empty] | 382 | 0.433
[14 empty] | 382 | 0.438
[14 empty] | 382 | 0.44
[14 empty] | 382 | 0.445
[14 empty] | 382 | 0.453
[14 empty] | 382 | 0.457
[14 empty] | 382 | 0.46
[14 empty] | 382 | 0.451
[14 empty] | 383 | 0.215
[14 empty] | 383 | 0.237
[14 empty] | 383 | 0.254
[14 empty] | 383 | 0.265
[14 empty] | 383 | 0.265
[14 empty] | 383 | 0.255
[14 empty] | 383 | 0.239
[14 empty] | 383 | 0.221
[14 empty] | 383 | 0.201
[14 empty] | 383 | 0.184
[14 empty] | 383 | 0.175
[14 empty] | 383 | 0.177
[14 empty] | 383 | 0.191
[14 empty] | 383 | 0.217
[14 empty] | 383 | 0.253
[14 empty] | 383 | 0.292
[14 empty] | 383 | 0.327
[14 empty] | 383 | 0.355
[14 empty] | 383 | 0.375
[14 empty] | 383 | 0.391
[14 empty] | 383 | 0.408
[14 empty] | 383 | 0.431
[14 empty] | 383 | 0.458
[14 empty] | 383 | 0.482
[14 empty] | 383 | 0.492
[14 empty] | 383 | 0.483
[14 empty] | 383 | 0.448
[14 empty] | 383 | 0.396
[14 empty] | 383 | 0.339
[14 empty] | 383 | 0.293
[14 empty] | 383 | 0.269
[14 empty] | 383 | 0.273
[14 empty] | 383 | 0.299
[14 empty] | 383 | 0.335
[14 empty] | 383 | 0.366
[14 empty] | 383 | 0.381
[14 empty] | 383 | 0.375
[14 empty] | 383 | 0.347
[14 empty] | 383 | 0.309
[14 empty] | 383 | 0.273
[14 empty] | 383 | 0.249
[14 empty] | 383 | 0.245
[14 empty] | 383 | 0.261
[14 empty] | 383 | 0.291
[14 empty] | 383 | 0.323
[14 empty] | 383 | 0.345
[14 empty] | 383 | 0.352
[14 empty] | 383 | 0.342
[14 empty] | 383 | 0.32
[14 empty] | 383 | 0.29
[14 empty] | 383 | 0.258
[14 empty] | 383 | 0.228
[14 empty] | 383 | 0.201
[14 empty] | 383 | 0.179
[14 empty] | 383 | 0.167
[14 empty] | 383 | 0.168
[14 empty] | 383 | 0.181
[14 empty] | 383 | 0.205
[14 empty] | 383 | 0.234
[14 empty] | 383 | 0.257
[14 empty] | 383 | 0.271
[14 empty] | 383 | 0.272
[14 empty] | 383 | 0.262
[14 empty] | 383 | 0.248
[14 empty] | 383 | 0.241
[14 empty] | 383 | 0.245
[14 empty] | 383 | 0.265
[14 empty] | 383 | 0.304
[14 empty] | 384 | 0.485
[14 empty] | 384 | 0.462
[14 empty] | 384 | 0.441
[14 empty] | 384 | 0.423
[14 empty] | 384 | 0.414
[14 empty] | 384 | 0.418
[14 empty] | 384 | 0.439
[14 empty] | 384 | 0.473
[14 empty] | 384 | 0.51
[14 empty] | 384 | 0.539
[14 empty] | 384 | 0.549
[14 empty] | 384 | 0.536
[14 empty] | 384 | 0.505
[14 empty] | 384 | 0.463
[14 empty] | 384 | 0.417
[14 empty] | 384 | 0.372
[14 empty] | 384 | 0.33
[14 empty] | 384 | 0.289
[14 empty] | 384 | 0.25
[14 empty] | 384 | 0.216
[14 empty] | 384 | 0.191
[14 empty] | 384 | 0.178
[14 empty] | 384 | 0.181
[14 empty] | 384 | 0.198
[14 empty] | 384 | 0.225
[14 empty] | 384 | 0.256
[14 empty] | 384 | 0.285
[14 empty] | 384 | 0.307
[14 empty] | 384 | 0.319
[14 empty] | 384 | 0.32
[14 empty] | 384 | 0.312
[14 empty] | 384 | 0.298
[14 empty] | 384 | 0.281
[14 empty] | 384 | 0.259
[14 empty] | 384 | 0.236
[14 empty] | 384 | 0.212
[14 empty] | 384 | 0.189
[14 empty] | 384 | 0.174
[14 empty] | 384 | 0.171
[14 empty] | 384 | 0.181
[14 empty] | 384 | 0.206
[14 empty] | 384 | 0.242
[14 empty] | 384 | 0.282
[14 empty] | 384 | 0.321
[14 empty] | 384 | 0.354
[14 empty] | 384 | 0.376
[14 empty] | 384 | 0.388
[14 empty] | 384 | 0.391
[14 empty] | 384 | 0.384
[14 empty] | 384 | 0.376
[14 empty] | 384 | 0.37
[14 empty] | 384 | 0.366
[14 empty] | 384 | 0.364
[14 empty] | 384 | 0.365
[14 empty] | 384 | 0.363
[14 empty] | 384 | 0.354
[14 empty] | 384 | 0.343
[14 empty] | 384 | 0.331
[14 empty] | 384 | 0.321
[14 empty] | 384 | 0.313
[14 empty] | 384 | 0.305
[14 empty] | 384 | 0.292
[14 empty] | 384 | 0.272
[14 empty] | 384 | 0.245
[14 empty] | 384 | 0.218
[14 empty] | 384 | 0.198
[14 empty] | 384 | 0.19
[14 empty] | 384 | 0.197
[14 empty] | 385 | 0.424
[14 empty] | 385 | 0.445
[14 empty] | 385 | 0.464
[14 empty] | 385 | 0.481
[14 empty] | 385 | 0.497
[14 empty] | 385 | 0.509
[14 empty] | 385 | 0.51
[14 empty] | 385 | 0.511
[14 empty] | 385 | 0.515
[14 empty] | 385 | 0.524
[14 empty] | 385 | 0.542
[14 empty] | 385 | 0.565
[14 empty] | 385 | 0.582
[14 empty] | 385 | 0.585
[14 empty] | 385 | 0.574
[14 empty] | 385 | 0.546
[14 empty] | 385 | 0.511
[14 empty] | 385 | 0.474
[14 empty] | 385 | 0.44
[14 empty] | 385 | 0.412
[14 empty] | 385 | 0.39
[14 empty] | 385 | 0.37
[14 empty] | 385 | 0.35
[14 empty] | 385 | 0.332
[14 empty] | 385 | 0.316
[14 empty] | 385 | 0.308
[14 empty] | 385 | 0.312
[14 empty] | 385 | 0.33
[14 empty] | 385 | 0.362
[14 empty] | 385 | 0.406
[14 empty] | 385 | 0.45
[14 empty] | 385 | 0.489
[14 empty] | 385 | 0.524
[14 empty] | 385 | 0.551
[14 empty] | 385 | 0.565
[14 empty] | 385 | 0.572
[14 empty] | 385 | 0.576
[14 empty] | 385 | 0.577
[14 empty] | 385 | 0.575
[14 empty] | 385 | 0.581
[14 empty] | 385 | 0.592
[14 empty] | 385 | 0.596
[14 empty] | 385 | 0.59
[14 empty] | 385 | 0.573
[14 empty] | 385 | 0.537
[14 empty] | 385 | 0.488
[14 empty] | 385 | 0.444
[14 empty] | 385 | 0.416
[14 empty] | 385 | 0.404
[14 empty] | 385 | 0.417
[14 empty] | 385 | 0.445
[14 empty] | 385 | 0.475
[14 empty] | 385 | 0.496
[14 empty] | 385 | 0.504
[14 empty] | 385 | 0.495
[14 empty] | 385 | 0.478
[14 empty] | 385 | 0.461
[14 empty] | 385 | 0.453
[14 empty] | 385 | 0.46
[14 empty] | 385 | 0.483
[14 empty] | 385 | 0.513
[14 empty] | 385 | 0.542
[14 empty] | 385 | 0.562
[14 empty] | 385 | 0.566
[14 empty] | 385 | 0.554
[14 empty] | 385 | 0.534
[14 empty] | 385 | 0.509
[14 empty] | 386 | 0.52
[14 empty] | 386 | 0.518
[14 empty] | 386 | 0.533
[14 empty] | 386 | 0.553
[14 empty] | 386 | 0.573
[14 empty] | 386 | 0.588
[14 empty] | 386 | 0.598
[14 empty] | 386 | 0.601
[14 empty] | 386 | 0.604
[14 empty] | 386 | 0.605
[14 empty] | 386 | 0.596
[14 empty] | 386 | 0.571
[14 empty] | 386 | 0.528
[14 empty] | 386 | 0.468
[14 empty] | 386 | 0.402
[14 empty] | 386 | 0.341
[14 empty] | 386 | 0.297
[14 empty] | 386 | 0.274
[14 empty] | 386 | 0.264
[14 empty] | 386 | 0.261
[14 empty] | 386 | 0.258
[14 empty] | 386 | 0.246
[14 empty] | 386 | 0.226
[14 empty] | 386 | 0.201
[14 empty] | 386 | 0.178
[14 empty] | 386 | 0.161
[14 empty] | 386 | 0.154
[14 empty] | 386 | 0.158
[14 empty] | 386 | 0.171
[14 empty] | 386 | 0.189
[14 empty] | 386 | 0.209
[14 empty] | 386 | 0.226
[14 empty] | 386 | 0.238
[14 empty] | 386 | 0.249
[14 empty] | 386 | 0.259
[14 empty] | 386 | 0.269
[14 empty] | 386 | 0.286
[14 empty] | 386 | 0.31
[14 empty] | 386 | 0.338
[14 empty] | 386 | 0.369
[14 empty] | 386 | 0.408
[14 empty] | 386 | 0.445
[14 empty] | 386 | 0.475
[14 empty] | 386 | 0.495
[14 empty] | 386 | 0.499
[14 empty] | 386 | 0.48
[14 empty] | 386 | 0.442
[14 empty] | 386 | 0.391
[14 empty] | 386 | 0.34
[14 empty] | 386 | 0.3
[14 empty] | 386 | 0.28
[14 empty] | 386 | 0.282
[14 empty] | 386 | 0.307
[14 empty] | 386 | 0.348
[14 empty] | 386 | 0.399
[14 empty] | 386 | 0.45
[14 empty] | 386 | 0.497
[14 empty] | 386 | 0.528
[14 empty] | 386 | 0.536
[14 empty] | 386 | 0.521
[14 empty] | 386 | 0.488
[14 empty] | 386 | 0.444
[14 empty] | 386 | 0.405
[14 empty] | 386 | 0.382
[14 empty] | 386 | 0.377
[14 empty] | 386 | 0.386
[14 empty] | 386 | 0.403
[14 empty] | 387 | 0.496
[14 empty] | 387 | 0.489
[14 empty] | 387 | 0.48
[14 empty] | 387 | 0.457
[14 empty] | 387 | 0.422
[14 empty] | 387 | 0.378
[14 empty] | 387 | 0.328
[14 empty] | 387 | 0.287
[14 empty] | 387 | 0.266
[14 empty] | 387 | 0.265
[14 empty] | 387 | 0.275
[14 empty] | 387 | 0.289
[14 empty] | 387 | 0.298
[14 empty] | 387 | 0.294
[14 empty] | 387 | 0.28
[14 empty] | 387 | 0.26
[14 empty] | 387 | 0.241
[14 empty] | 387 | 0.229
[14 empty] | 387 | 0.227
[14 empty] | 387 | 0.234
[14 empty] | 387 | 0.25
[14 empty] | 387 | 0.275
[14 empty] | 387 | 0.304
[14 empty] | 387 | 0.334
[14 empty] | 387 | 0.362
[14 empty] | 387 | 0.385
[14 empty] | 387 | 0.399
[14 empty] | 387 | 0.407
[14 empty] | 387 | 0.413
[14 empty] | 387 | 0.418
[14 empty] | 387 | 0.426
[14 empty] | 387 | 0.443
[14 empty] | 387 | 0.462
[14 empty] | 387 | 0.478
[14 empty] | 387 | 0.491
[14 empty] | 387 | 0.499
[14 empty] | 387 | 0.498
[14 empty] | 387 | 0.494
[14 empty] | 387 | 0.489
[14 empty] | 387 | 0.487
[14 empty] | 387 | 0.489
[14 empty] | 387 | 0.493
[14 empty] | 387 | 0.498
[14 empty] | 387 | 0.505
[14 empty] | 387 | 0.515
[14 empty] | 387 | 0.525
[14 empty] | 387 | 0.54
[14 empty] | 387 | 0.558
[14 empty] | 387 | 0.571
[14 empty] | 387 | 0.575
[14 empty] | 387 | 0.565
[14 empty] | 387 | 0.541
[14 empty] | 387 | 0.507
[14 empty] | 387 | 0.466
[14 empty] | 387 | 0.433
[14 empty] | 387 | 0.421
[14 empty] | 387 | 0.427
[14 empty] | 387 | 0.457
[14 empty] | 387 | 0.505
[14 empty] | 387 | 0.557
[14 empty] | 387 | 0.599
[14 empty] | 387 | 0.627
[14 empty] | 387 | 0.634
[14 empty] | 387 | 0.62
[14 empty] | 387 | 0.593
[14 empty] | 387 | 0.562
[14 empty] | 387 | 0.535
[14 empty] | 388 | 0.695
[14 empty] | 388 | 0.627
[14 empty] | 388 | 0.53
[14 empty] | 388 | 0.426
[14 empty] | 388 | 0.331
[14 empty] | 388 | 0.262
[14 empty] | 388 | 0.225
[14 empty] | 388 | 0.213
[14 empty] | 388 | 0.22
[14 empty] | 388 | 0.236
[14 empty] | 388 | 0.257
[14 empty] | 388 | 0.281
[14 empty] | 388 | 0.304
[14 empty] | 388 | 0.329
[14 empty] | 388 | 0.354
[14 empty] | 388 | 0.381
[14 empty] | 388 | 0.403
[14 empty] | 388 | 0.427
[14 empty] | 388 | 0.444
[14 empty] | 388 | 0.459
[14 empty] | 388 | 0.466
[14 empty] | 388 | 0.471
[14 empty] | 388 | 0.471
[14 empty] | 388 | 0.475
[14 empty] | 388 | 0.482
[14 empty] | 388 | 0.491
[14 empty] | 388 | 0.5
[14 empty] | 388 | 0.507
[14 empty] | 388 | 0.499
[14 empty] | 388 | 0.476
[14 empty] | 388 | 0.438
[14 empty] | 388 | 0.384
[14 empty] | 388 | 0.32
[14 empty] | 388 | 0.259
[14 empty] | 388 | 0.209
[14 empty] | 388 | 0.178
[14 empty] | 388 | 0.172
[14 empty] | 388 | 0.191
[14 empty] | 388 | 0.232
[14 empty] | 388 | 0.285
[14 empty] | 388 | 0.338
[14 empty] | 388 | 0.388
[14 empty] | 388 | 0.427
[14 empty] | 388 | 0.452
[14 empty] | 388 | 0.473
[14 empty] | 388 | 0.493
[14 empty] | 388 | 0.511
[14 empty] | 388 | 0.526
[14 empty] | 388 | 0.543
[14 empty] | 388 | 0.552
[14 empty] | 388 | 0.554
[14 empty] | 388 | 0.557
[14 empty] | 388 | 0.563
[14 empty] | 388 | 0.569
[14 empty] | 388 | 0.573
[14 empty] | 388 | 0.577
[14 empty] | 388 | 0.577
[14 empty] | 388 | 0.576
[14 empty] | 388 | 0.575
[14 empty] | 388 | 0.579
[14 empty] | 388 | 0.586
[14 empty] | 388 | 0.589
[14 empty] | 388 | 0.577
[14 empty] | 388 | 0.559
[14 empty] | 388 | 0.538
[14 empty] | 388 | 0.514
[14 empty] | 389 | 0.606
[14 empty] | 389 | 0.572
[14 empty] | 389 | 0.552
[14 empty] | 389 | 0.541
[14 empty] | 389 | 0.537
[14 empty] | 389 | 0.554
[14 empty] | 389 | 0.593
[14 empty] | 389 | 0.641
[14 empty] | 389 | 0.69
[14 empty] | 389 | 0.735
[14 empty] | 389 | 0.761
[14 empty] | 389 | 0.765
[14 empty] | 389 | 0.758
[14 empty] | 389 | 0.745
[14 empty] | 389 | 0.729
[14 empty] | 389 | 0.715
[14 empty] | 389 | 0.7
[14 empty] | 389 | 0.679
[14 empty] | 389 | 0.649
[14 empty] | 389 | 0.618
[14 empty] | 389 | 0.585
[14 empty] | 389 | 0.556
[14 empty] | 389 | 0.534
[14 empty] | 389 | 0.52
[14 empty] | 389 | 0.505
[14 empty] | 389 | 0.489
[14 empty] | 389 | 0.47
[14 empty] | 389 | 0.445
[14 empty] | 389 | 0.413
[14 empty] | 389 | 0.38
[14 empty] | 389 | 0.346
[14 empty] | 389 | 0.314
[14 empty] | 389 | 0.289
[14 empty] | 389 | 0.276
[14 empty] | 389 | 0.28
[14 empty] | 389 | 0.304
[14 empty] | 389 | 0.347
[14 empty] | 389 | 0.402
[14 empty] | 389 | 0.461
[14 empty] | 389 | 0.509
[14 empty] | 389 | 0.537
[14 empty] | 389 | 0.54
[14 empty] | 389 | 0.516
[14 empty] | 389 | 0.471
[14 empty] | 389 | 0.415
[14 empty] | 389 | 0.358
[14 empty] | 389 | 0.305
[14 empty] | 389 | 0.264
[14 empty] | 389 | 0.235
[14 empty] | 389 | 0.22
[14 empty] | 389 | 0.218
[14 empty] | 389 | 0.229
[14 empty] | 389 | 0.25
[14 empty] | 389 | 0.281
[14 empty] | 389 | 0.321
[14 empty] | 389 | 0.364
[14 empty] | 389 | 0.41
[14 empty] | 389 | 0.456
[14 empty] | 389 | 0.492
[14 empty] | 389 | 0.519
[14 empty] | 389 | 0.542
[14 empty] | 389 | 0.562
[14 empty] | 389 | 0.587
[14 empty] | 389 | 0.627
[14 empty] | 389 | 0.671
[14 empty] | 389 | 0.706
[14 empty] | 389 | 0.719
[14 empty] | 390 | 0.482
[14 empty] | 390 | 0.458
[14 empty] | 390 | 0.44
[14 empty] | 390 | 0.424
[14 empty] | 390 | 0.41
[14 empty] | 390 | 0.407
[14 empty] | 390 | 0.42
[14 empty] | 390 | 0.449
[14 empty] | 390 | 0.492
[14 empty] | 390 | 0.543
[14 empty] | 390 | 0.593
[14 empty] | 390 | 0.639
[14 empty] | 390 | 0.684
[14 empty] | 390 | 0.726
[14 empty] | 390 | 0.763
[14 empty] | 390 | 0.794
[14 empty] | 390 | 0.807
[14 empty] | 390 | 0.803
[14 empty] | 390 | 0.78
[14 empty] | 390 | 0.741
[14 empty] | 390 | 0.697
[14 empty] | 390 | 0.654
[14 empty] | 390 | 0.613
[14 empty] | 390 | 0.572
[14 empty] | 390 | 0.534
[14 empty] | 390 | 0.498
[14 empty] | 390 | 0.474
[14 empty] | 390 | 0.47
[14 empty] | 390 | 0.491
[14 empty] | 390 | 0.532
[14 empty] | 390 | 0.59
[14 empty] | 390 | 0.647
[14 empty] | 390 | 0.685
[14 empty] | 390 | 0.696
[14 empty] | 390 | 0.685
[14 empty] | 390 | 0.649
[14 empty] | 390 | 0.601
[14 empty] | 390 | 0.566
[14 empty] | 390 | 0.557
[14 empty] | 390 | 0.57
[14 empty] | 390 | 0.609
[14 empty] | 390 | 0.671
[14 empty] | 390 | 0.735
[14 empty] | 390 | 0.789
[14 empty] | 390 | 0.829
[14 empty] | 390 | 0.854
[14 empty] | 390 | 0.858
[14 empty] | 390 | 0.842
[14 empty] | 390 | 0.806
[14 empty] | 390 | 0.75
[14 empty] | 390 | 0.675
[14 empty] | 390 | 0.586
[14 empty] | 390 | 0.499
[14 empty] | 390 | 0.431
[14 empty] | 390 | 0.391
[14 empty] | 390 | 0.389
[14 empty] | 390 | 0.428
[14 empty] | 390 | 0.498
[14 empty] | 390 | 0.575
[14 empty] | 390 | 0.644
[14 empty] | 390 | 0.694
[14 empty] | 390 | 0.714
[14 empty] | 390 | 0.701
[14 empty] | 390 | 0.672
[14 empty] | 390 | 0.641
[14 empty] | 391 | 0.643
[14 empty] | 391 | 0.654
[14 empty] | 391 | 0.674
[14 empty] | 391 | 0.697
[14 empty] | 391 | 0.724
[14 empty] | 391 | 0.759
[14 empty] | 391 | 0.794
[14 empty] | 391 | 0.819
[14 empty] | 391 | 0.837
[14 empty] | 391 | 0.853
[14 empty] | 391 | 0.866
[14 empty] | 391 | 0.875
[14 empty] | 391 | 0.886
[14 empty] | 391 | 0.895
[14 empty] | 391 | 0.888
[14 empty] | 391 | 0.862
[14 empty] | 391 | 0.818
[14 empty] | 391 | 0.754
[14 empty] | 391 | 0.683
[14 empty] | 391 | 0.623
[14 empty] | 391 | 0.581
[14 empty] | 391 | 0.561
[14 empty] | 391 | 0.566
[14 empty] | 391 | 0.587
[14 empty] | 391 | 0.612
[14 empty] | 391 | 0.644
[14 empty] | 391 | 0.685
[14 empty] | 391 | 0.726
[14 empty] | 391 | 0.766
[14 empty] | 391 | 0.806
[14 empty] | 391 | 0.828
[14 empty] | 391 | 0.83
[14 empty] | 391 | 0.818
[14 empty] | 391 | 0.8
[14 empty] | 391 | 0.778
[14 empty] | 391 | 0.762
[14 empty] | 391 | 0.751
[14 empty] | 391 | 0.741
[14 empty] | 391 | 0.733
[14 empty] | 391 | 0.728
[14 empty] | 391 | 0.722
[14 empty] | 391 | 0.718
[14 empty] | 391 | 0.712
[14 empty] | 391 | 0.692
[14 empty] | 391 | 0.66
[14 empty] | 391 | 0.623
[14 empty] | 391 | 0.58
[14 empty] | 391 | 0.544
[14 empty] | 391 | 0.521
[14 empty] | 391 | 0.504
[14 empty] | 391 | 0.486
[14 empty] | 391 | 0.47
[14 empty] | 391 | 0.449
[14 empty] | 391 | 0.429
[14 empty] | 391 | 0.425
[14 empty] | 391 | 0.445
[14 empty] | 391 | 0.487
[14 empty] | 391 | 0.546
[14 empty] | 391 | 0.611
[14 empty] | 391 | 0.665
[14 empty] | 391 | 0.692
[14 empty] | 391 | 0.688
[14 empty] | 391 | 0.659
[14 empty] | 391 | 0.611
[14 empty] | 391 | 0.559
[14 empty] | 391 | 0.515
[14 empty] | 392 | 0.702
[14 empty] | 392 | 0.674
[14 empty] | 392 | 0.628
[14 empty] | 392 | 0.565
[14 empty] | 392 | 0.499
[14 empty] | 392 | 0.447
[14 empty] | 392 | 0.42
[14 empty] | 392 | 0.425
[14 empty] | 392 | 0.459
[14 empty] | 392 | 0.508
[14 empty] | 392 | 0.555
[14 empty] | 392 | 0.587
[14 empty] | 392 | 0.595
[14 empty] | 392 | 0.58
[14 empty] | 392 | 0.553
[14 empty] | 392 | 0.52
[14 empty] | 392 | 0.486
[14 empty] | 392 | 0.458
[14 empty] | 392 | 0.433
[14 empty] | 392 | 0.409
[14 empty] | 392 | 0.389
[14 empty] | 392 | 0.379
[14 empty] | 392 | 0.382
[14 empty] | 392 | 0.408
[14 empty] | 392 | 0.453
[14 empty] | 392 | 0.51
[14 empty] | 392 | 0.569
[14 empty] | 392 | 0.619
[14 empty] | 392 | 0.645
[14 empty] | 392 | 0.645
[14 empty] | 392 | 0.627
[14 empty] | 392 | 0.595
[14 empty] | 392 | 0.557
[14 empty] | 392 | 0.532
[14 empty] | 392 | 0.532
[14 empty] | 392 | 0.558
[14 empty] | 392 | 0.609
[14 empty] | 392 | 0.677
[14 empty] | 392 | 0.743
[14 empty] | 392 | 0.792
[14 empty] | 392 | 0.812
[14 empty] | 392 | 0.8
[14 empty] | 392 | 0.769
[14 empty] | 392 | 0.73
[14 empty] | 392 | 0.69
[14 empty] | 392 | 0.663
[14 empty] | 392 | 0.654
[14 empty] | 392 | 0.65
[14 empty] | 392 | 0.649
[14 empty] | 392 | 0.65
[14 empty] | 392 | 0.649
[14 empty] | 392 | 0.651
[14 empty] | 392 | 0.666
[14 empty] | 392 | 0.697
[14 empty] | 392 | 0.74
[14 empty] | 392 | 0.788
[14 empty] | 392 | 0.825
[14 empty] | 392 | 0.837
[14 empty] | 392 | 0.821
[14 empty] | 392 | 0.78
[14 empty] | 392 | 0.729
[14 empty] | 392 | 0.682
[14 empty] | 392 | 0.65
[14 empty] | 392 | 0.635
[14 empty] | 392 | 0.635
[14 empty] | 393 | 0.0501
[14 empty] | 393 | 0.0456
[14 empty] | 393 | 0.0458
[14 empty] | 393 | 0.0506
[14 empty] | 393 | 0.0592
[14 empty] | 393 | 0.0703
[14 empty] | 393 | 0.0824
[14 empty] | 393 | 0.0951
[14 empty] | 393 | 0.108
[14 empty] | 393 | 0.12
[14 empty] | 393 | 0.133
[14 empty] | 393 | 0.145
[14 empty] | 393 | 0.157
[14 empty] | 393 | 0.167
[14 empty] | 393 | 0.177
[14 empty] | 393 | 0.185
[14 empty] | 393 | 0.191
[14 empty] | 393 | 0.196
[14 empty] | 393 | 0.199
[14 empty] | 393 | 0.199
[14 empty] | 393 | 0.198
[14 empty] | 393 | 0.196
[14 empty] | 393 | 0.196
[14 empty] | 393 | 0.2
[14 empty] | 393 | 0.209
[14 empty] | 393 | 0.223
[14 empty] | 393 | 0.243
[14 empty] | 393 | 0.263
[14 empty] | 393 | 0.281
[14 empty] | 393 | 0.296
[14 empty] | 393 | 0.309
[14 empty] | 393 | 0.316
[14 empty] | 393 | 0.315
[14 empty] | 393 | 0.308
[14 empty] | 393 | 0.294
[14 empty] | 393 | 0.274
[14 empty] | 393 | 0.256
[14 empty] | 393 | 0.248
[14 empty] | 393 | 0.256
[14 empty] | 393 | 0.283
[14 empty] | 393 | 0.326
[14 empty] | 393 | 0.378
[14 empty] | 393 | 0.431
[14 empty] | 393 | 0.476
[14 empty] | 393 | 0.51
[14 empty] | 393 | 0.53
[14 empty] | 393 | 0.536
[14 empty] | 393 | 0.532
[14 empty] | 393 | 0.518
[14 empty] | 393 | 0.498
[14 empty] | 393 | 0.477
[14 empty] | 393 | 0.461
[14 empty] | 393 | 0.456
[14 empty] | 393 | 0.466
[14 empty] | 393 | 0.491
[14 empty] | 393 | 0.525
[14 empty] | 393 | 0.565
[14 empty] | 393 | 0.602
[14 empty] | 393 | 0.63
[14 empty] | 393 | 0.652
[14 empty] | 393 | 0.669
[14 empty] | 393 | 0.683
[14 empty] | 393 | 0.695
[14 empty] | 393 | 0.707
[14 empty] | 393 | 0.712
[14 empty] | 394 | 0.399
[14 empty] | 394 | 0.434
[14 empty] | 394 | 0.48
[14 empty] | 394 | 0.525
[14 empty] | 394 | 0.557
[14 empty] | 394 | 0.573
[14 empty] | 394 | 0.579
[14 empty] | 394 | 0.57
[14 empty] | 394 | 0.56
[14 empty] | 394 | 0.55
[14 empty] | 394 | 0.54
[14 empty] | 394 | 0.526
[14 empty] | 394 | 0.513
[14 empty] | 394 | 0.496
[14 empty] | 394 | 0.477
[14 empty] | 394 | 0.465
[14 empty] | 394 | 0.461
[14 empty] | 394 | 0.462
[14 empty] | 394 | 0.474
[14 empty] | 394 | 0.491
[14 empty] | 394 | 0.508
[14 empty] | 394 | 0.523
[14 empty] | 394 | 0.535
[14 empty] | 394 | 0.541
[14 empty] | 394 | 0.54
[14 empty] | 394 | 0.535
[14 empty] | 394 | 0.526
[14 empty] | 394 | 0.512
[14 empty] | 394 | 0.495
[14 empty] | 394 | 0.474
[14 empty] | 394 | 0.45
[14 empty] | 394 | 0.424
[14 empty] | 394 | 0.397
[14 empty] | 394 | 0.37
[14 empty] | 394 | 0.347
[14 empty] | 394 | 0.33
[14 empty] | 394 | 0.318
[14 empty] | 394 | 0.31
[14 empty] | 394 | 0.306
[14 empty] | 394 | 0.301
[14 empty] | 394 | 0.293
[14 empty] | 394 | 0.285
[14 empty] | 394 | 0.277
[14 empty] | 394 | 0.268
[14 empty] | 394 | 0.26
[14 empty] | 394 | 0.253
[14 empty] | 394 | 0.243
[14 empty] | 394 | 0.231
[14 empty] | 394 | 0.217
[14 empty] | 394 | 0.202
[14 empty] | 394 | 0.186
[14 empty] | 394 | 0.172
[14 empty] | 394 | 0.162
[14 empty] | 394 | 0.154
[14 empty] | 394 | 0.149
[14 empty] | 394 | 0.145
[14 empty] | 394 | 0.139
[14 empty] | 394 | 0.131
[14 empty] | 394 | 0.122
[14 empty] | 394 | 0.111
[14 empty] | 394 | 0.0977
[14 empty] | 394 | 0.0841
[14 empty] | 394 | 0.0707
[14 empty] | 394 | 0.0589
[14 empty] | 395 | 0.699
[14 empty] | 395 | 0.637
[14 empty] | 395 | 0.573
[14 empty] | 395 | 0.517
[14 empty] | 395 | 0.479
[14 empty] | 395 | 0.458
[14 empty] | 395 | 0.461
[14 empty] | 395 | 0.49
[14 empty] | 395 | 0.537
[14 empty] | 395 | 0.589
[14 empty] | 395 | 0.642
[14 empty] | 395 | 0.687
[14 empty] | 395 | 0.716
[14 empty] | 395 | 0.735
[14 empty] | 395 | 0.746
[14 empty] | 395 | 0.75
[14 empty] | 395 | 0.753
[14 empty] | 395 | 0.758
[14 empty] | 395 | 0.758
[14 empty] | 395 | 0.752
[14 empty] | 395 | 0.742
[14 empty] | 395 | 0.726
[14 empty] | 395 | 0.707
[14 empty] | 395 | 0.693
[14 empty] | 395 | 0.691
[14 empty] | 395 | 0.696
[14 empty] | 395 | 0.699
[14 empty] | 395 | 0.696
[14 empty] | 395 | 0.68
[14 empty] | 395 | 0.651
[14 empty] | 395 | 0.613
[14 empty] | 395 | 0.58
[14 empty] | 395 | 0.562
[14 empty] | 395 | 0.557
[14 empty] | 395 | 0.559
[14 empty] | 395 | 0.566
[14 empty] | 395 | 0.573
[14 empty] | 395 | 0.573
[14 empty] | 395 | 0.57
[14 empty] | 395 | 0.574
[14 empty] | 395 | 0.59
[14 empty] | 395 | 0.61
[14 empty] | 395 | 0.637
[14 empty] | 395 | 0.669
[14 empty] | 395 | 0.698
[14 empty] | 395 | 0.717
[14 empty] | 395 | 0.732
[14 empty] | 395 | 0.745
[14 empty] | 395 | 0.753
[14 empty] | 395 | 0.758
[14 empty] | 395 | 0.758
[14 empty] | 395 | 0.746
[14 empty] | 395 | 0.715
[14 empty] | 395 | 0.668
[14 empty] | 395 | 0.612
[14 empty] | 395 | 0.555
[14 empty] | 395 | 0.506
[14 empty] | 395 | 0.472
[14 empty] | 395 | 0.449
[14 empty] | 395 | 0.43
[14 empty] | 395 | 0.412
[14 empty] | 395 | 0.393
[14 empty] | 395 | 0.379
[14 empty] | 395 | 0.38
[14 empty] | 396 | 0.431
[14 empty] | 396 | 0.427
[14 empty] | 396 | 0.421
[14 empty] | 396 | 0.417
[14 empty] | 396 | 0.421
[14 empty] | 396 | 0.43
[14 empty] | 396 | 0.443
[14 empty] | 396 | 0.454
[14 empty] | 396 | 0.456
[14 empty] | 396 | 0.444
[14 empty] | 396 | 0.42
[14 empty] | 396 | 0.386
[14 empty] | 396 | 0.349
[14 empty] | 396 | 0.318
[14 empty] | 396 | 0.304
[14 empty] | 396 | 0.312
[14 empty] | 396 | 0.344
[14 empty] | 396 | 0.395
[14 empty] | 396 | 0.46
[14 empty] | 396 | 0.526
[14 empty] | 396 | 0.585
[14 empty] | 396 | 0.635
[14 empty] | 396 | 0.677
[14 empty] | 396 | 0.711
[14 empty] | 396 | 0.74
[14 empty] | 396 | 0.766
[14 empty] | 396 | 0.79
[14 empty] | 396 | 0.81
[14 empty] | 396 | 0.825
[14 empty] | 396 | 0.836
[14 empty] | 396 | 0.838
[14 empty] | 396 | 0.829
[14 empty] | 396 | 0.81
[14 empty] | 396 | 0.78
[14 empty] | 396 | 0.741
[14 empty] | 396 | 0.707
[14 empty] | 396 | 0.683
[14 empty] | 396 | 0.669
[14 empty] | 396 | 0.668
[14 empty] | 396 | 0.678
[14 empty] | 396 | 0.681
[14 empty] | 396 | 0.67
[14 empty] | 396 | 0.647
[14 empty] | 396 | 0.611
[14 empty] | 396 | 0.567
[14 empty] | 396 | 0.529
[14 empty] | 396 | 0.515
[14 empty] | 396 | 0.526
[14 empty] | 396 | 0.555
[14 empty] | 396 | 0.604
[14 empty] | 396 | 0.662
[14 empty] | 396 | 0.713
[14 empty] | 396 | 0.751
[14 empty] | 396 | 0.786
[14 empty] | 396 | 0.813
[14 empty] | 396 | 0.832
[14 empty] | 396 | 0.849
[14 empty] | 396 | 0.866
[14 empty] | 396 | 0.875
[14 empty] | 396 | 0.875
[14 empty] | 396 | 0.865
[14 empty] | 396 | 0.843
[14 empty] | 396 | 0.806
[14 empty] | 396 | 0.757
[14 empty] | 397 | 0.443
[14 empty] | 397 | 0.444
[14 empty] | 397 | 0.442
[14 empty] | 397 | 0.442
[14 empty] | 397 | 0.44
[14 empty] | 397 | 0.431
[14 empty] | 397 | 0.417
[14 empty] | 397 | 0.4
[14 empty] | 397 | 0.383
[14 empty] | 397 | 0.368
[14 empty] | 397 | 0.357
[14 empty] | 397 | 0.348
[14 empty] | 397 | 0.338
[14 empty] | 397 | 0.326
[14 empty] | 397 | 0.311
[14 empty] | 397 | 0.295
[14 empty] | 397 | 0.28
[14 empty] | 397 | 0.266
[14 empty] | 397 | 0.254
[14 empty] | 397 | 0.242
[14 empty] | 397 | 0.229
[14 empty] | 397 | 0.216
[14 empty] | 397 | 0.201
[14 empty] | 397 | 0.185
[14 empty] | 397 | 0.17
[14 empty] | 397 | 0.155
[14 empty] | 397 | 0.139
[14 empty] | 397 | 0.124
[14 empty] | 397 | 0.108
[14 empty] | 397 | 0.0936
[14 empty] | 397 | 0.0803
[14 empty] | 397 | 0.0694
[14 empty] | 397 | 0.0618
[14 empty] | 397 | 0.0584
[14 empty] | 397 | 0.0598
[14 empty] | 397 | 0.0664
[14 empty] | 397 | 0.0775
[14 empty] | 397 | 0.0919
[14 empty] | 397 | 0.108
[14 empty] | 397 | 0.124
[14 empty] | 397 | 0.139
[14 empty] | 397 | 0.153
[14 empty] | 397 | 0.164
[14 empty] | 397 | 0.173
[14 empty] | 397 | 0.181
[14 empty] | 397 | 0.189
[14 empty] | 397 | 0.198
[14 empty] | 397 | 0.208
[14 empty] | 397 | 0.222
[14 empty] | 397 | 0.24
[14 empty] | 397 | 0.261
[14 empty] | 397 | 0.286
[14 empty] | 397 | 0.313
[14 empty] | 397 | 0.339
[14 empty] | 397 | 0.361
[14 empty] | 397 | 0.378
[14 empty] | 397 | 0.389
[14 empty] | 397 | 0.395
[14 empty] | 397 | 0.399
[14 empty] | 397 | 0.405
[14 empty] | 397 | 0.414
[14 empty] | 397 | 0.423
[14 empty] | 397 | 0.429
[14 empty] | 398 | 0.761
[14 empty] | 398 | 0.782
[14 empty] | 398 | 0.798
[14 empty] | 398 | 0.801
[14 empty] | 398 | 0.795
[14 empty] | 398 | 0.781
[14 empty] | 398 | 0.765
[14 empty] | 398 | 0.748
[14 empty] | 398 | 0.727
[14 empty] | 398 | 0.7
[14 empty] | 398 | 0.674
[14 empty] | 398 | 0.652
[14 empty] | 398 | 0.645
[14 empty] | 398 | 0.655
[14 empty] | 398 | 0.684
[14 empty] | 398 | 0.727
[14 empty] | 398 | 0.776
[14 empty] | 398 | 0.821
[14 empty] | 398 | 0.859
[14 empty] | 398 | 0.89
[14 empty] | 398 | 0.91
[14 empty] | 398 | 0.918
[14 empty] | 398 | 0.915
[14 empty] | 398 | 0.899
[14 empty] | 398 | 0.872
[14 empty] | 398 | 0.843
[14 empty] | 398 | 0.819
[14 empty] | 398 | 0.802
[14 empty] | 398 | 0.796
[14 empty] | 398 | 0.798
[14 empty] | 398 | 0.8
[14 empty] | 398 | 0.798
[14 empty] | 398 | 0.79
[14 empty] | 398 | 0.773
[14 empty] | 398 | 0.752
[14 empty] | 398 | 0.732
[14 empty] | 398 | 0.715
[14 empty] | 398 | 0.71
[14 empty] | 398 | 0.714
[14 empty] | 398 | 0.717
[14 empty] | 398 | 0.72
[14 empty] | 398 | 0.717
[14 empty] | 398 | 0.701
[14 empty] | 398 | 0.677
[14 empty] | 398 | 0.661
[14 empty] | 398 | 0.654
[14 empty] | 398 | 0.658
[14 empty] | 398 | 0.674
[14 empty] | 398 | 0.693
[14 empty] | 398 | 0.705
[14 empty] | 398 | 0.706
[14 empty] | 398 | 0.692
[14 empty] | 398 | 0.665
[14 empty] | 398 | 0.632
[14 empty] | 398 | 0.591
[14 empty] | 398 | 0.546
[14 empty] | 398 | 0.508
[14 empty] | 398 | 0.477
[14 empty] | 398 | 0.455
[14 empty] | 398 | 0.443
[14 empty] | 398 | 0.443
[14 empty] | 398 | 0.443
[14 empty] | 398 | 0.442
[14 empty] | 399 | 0.894
[14 empty] | 399 | 0.956
[14 empty] | 399 | 1.01
[14 empty] | 399 | 1.03
[14 empty] | 399 | 1.03
[14 empty] | 399 | 1.01
[14 empty] | 399 | 0.99
[14 empty] | 399 | 0.973
[14 empty] | 399 | 0.968
[14 empty] | 399 | 0.975
[14 empty] | 399 | 0.984
[14 empty] | 399 | 0.983
[14 empty] | 399 | 0.973
[14 empty] | 399 | 0.957
[14 empty] | 399 | 0.937
[14 empty] | 399 | 0.918
[14 empty] | 399 | 0.909
[14 empty] | 399 | 0.903
[14 empty] | 399 | 0.89
[14 empty] | 399 | 0.866
[14 empty] | 399 | 0.829
[14 empty] | 399 | 0.775
[14 empty] | 399 | 0.714
[14 empty] | 399 | 0.661
[14 empty] | 399 | 0.631
[14 empty] | 399 | 0.636
[14 empty] | 399 | 0.677
[14 empty] | 399 | 0.748
[14 empty] | 399 | 0.838
[14 empty] | 399 | 0.925
[14 empty] | 399 | 0.992
[14 empty] | 399 | 1.03
[14 empty] | 399 | 1.06
[14 empty] | 399 | 1.06
[14 empty] | 399 | 1.04
[14 empty] | 399 | 1.03
[14 empty] | 399 | 1.01
[14 empty] | 399 | 0.986
[14 empty] | 399 | 0.955
[14 empty] | 399 | 0.916
[14 empty] | 399 | 0.867
[14 empty] | 399 | 0.816
[14 empty] | 399 | 0.77
[14 empty] | 399 | 0.737
[14 empty] | 399 | 0.722
[14 empty] | 399 | 0.724
[14 empty] | 399 | 0.742
[14 empty] | 399 | 0.772
[14 empty] | 399 | 0.802
[14 empty] | 399 | 0.825
[14 empty] | 399 | 0.839
[14 empty] | 399 | 0.84
[14 empty] | 399 | 0.833
[14 empty] | 399 | 0.825
[14 empty] | 399 | 0.821
[14 empty] | 399 | 0.819
[14 empty] | 399 | 0.818
[14 empty] | 399 | 0.806
[14 empty] | 399 | 0.786
[14 empty] | 399 | 0.763
[14 empty] | 399 | 0.741
[14 empty] | 399 | 0.732
[14 empty] | 399 | 0.741
[14 empty] | 400 | 1.04
[14 empty] | 400 | 1.05
[14 empty] | 400 | 1.06
[14 empty] | 400 | 1.08
[14 empty] | 400 | 1.09
[14 empty] | 400 | 1.1
[14 empty] | 400 | 1.09
[14 empty] | 400 | 1.08
[14 empty] | 400 | 1.06
[14 empty] | 400 | 1.03
[14 empty] | 400 | 1.01
[14 empty] | 400 | 0.98
[14 empty] | 400 | 0.945
[14 empty] | 400 | 0.914
[14 empty] | 400 | 0.892
[14 empty] | 400 | 0.873
[14 empty] | 400 | 0.861
[14 empty] | 400 | 0.859
[14 empty] | 400 | 0.857
[14 empty] | 400 | 0.852
[14 empty] | 400 | 0.855
[14 empty] | 400 | 0.864
[14 empty] | 400 | 0.88
[14 empty] | 400 | 0.906
[14 empty] | 400 | 0.936
[14 empty] | 400 | 0.962
[14 empty] | 400 | 0.975
[14 empty] | 400 | 0.967
[14 empty] | 400 | 0.939
[14 empty] | 400 | 0.906
[14 empty] | 400 | 0.866
[14 empty] | 400 | 0.829
[14 empty] | 400 | 0.808
[14 empty] | 400 | 0.798
[14 empty] | 400 | 0.782
[14 empty] | 400 | 0.77
[14 empty] | 400 | 0.761
[14 empty] | 400 | 0.746
[14 empty] | 400 | 0.725
[14 empty] | 400 | 0.72
[14 empty] | 400 | 0.721
[14 empty] | 400 | 0.723
[14 empty] | 400 | 0.737
[14 empty] | 400 | 0.762
[14 empty] | 400 | 0.781
[14 empty] | 400 | 0.797
[14 empty] | 400 | 0.812
[14 empty] | 400 | 0.816
[14 empty] | 400 | 0.809
[14 empty] | 400 | 0.803
[14 empty] | 400 | 0.796
[14 empty] | 400 | 0.788
[14 empty] | 400 | 0.786
[14 empty] | 400 | 0.793
[14 empty] | 400 | 0.802
[14 empty] | 400 | 0.807
[14 empty] | 400 | 0.81
[14 empty] | 400 | 0.81
[14 empty] | 400 | 0.8
[14 empty] | 400 | 0.785
[14 empty] | 400 | 0.785
[14 empty] | 400 | 0.804
[14 empty] | 400 | 0.841
[14 empty] | 401 | 0.881
[14 empty] | 401 | 0.906
[14 empty] | 401 | 0.933
[14 empty] | 401 | 0.954
[14 empty] | 401 | 0.958
[14 empty] | 401 | 0.935
[14 empty] | 401 | 0.89
[14 empty] | 401 | 0.83
[14 empty] | 401 | 0.773
[14 empty] | 401 | 0.731
[14 empty] | 401 | 0.711
[14 empty] | 401 | 0.715
[14 empty] | 401 | 0.739
[14 empty] | 401 | 0.77
[14 empty] | 401 | 0.806
[14 empty] | 401 | 0.848
[14 empty] | 401 | 0.889
[14 empty] | 401 | 0.927
[14 empty] | 401 | 0.967
[14 empty] | 401 | 0.993
[14 empty] | 401 | 0.998
[14 empty] | 401 | 0.988
[14 empty] | 401 | 0.965
[14 empty] | 401 | 0.93
[14 empty] | 401 | 0.899
[14 empty] | 401 | 0.887
[14 empty] | 401 | 0.892
[14 empty] | 401 | 0.91
[14 empty] | 401 | 0.938
[14 empty] | 401 | 0.971
[14 empty] | 401 | 0.995
[14 empty] | 401 | 1.01
[14 empty] | 401 | 1.01
[14 empty] | 401 | 1.01
[14 empty] | 401 | 1
[14 empty] | 401 | 0.997
[14 empty] | 401 | 0.988
[14 empty] | 401 | 0.972
[14 empty] | 401 | 0.948
[14 empty] | 401 | 0.917
[14 empty] | 401 | 0.879
[14 empty] | 401 | 0.838
[14 empty] | 401 | 0.803
[14 empty] | 401 | 0.779
[14 empty] | 401 | 0.768
[14 empty] | 401 | 0.769
[14 empty] | 401 | 0.778
[14 empty] | 401 | 0.782
[14 empty] | 401 | 0.768
[14 empty] | 401 | 0.731
[14 empty] | 401 | 0.67
[14 empty] | 401 | 0.596
[14 empty] | 401 | 0.531
[14 empty] | 401 | 0.497
[14 empty] | 401 | 0.509
[14 empty] | 401 | 0.574
[14 empty] | 401 | 0.676
[14 empty] | 401 | 0.788
[14 empty] | 401 | 0.89
[14 empty] | 401 | 0.965
[14 empty] | 401 | 1
[14 empty] | 401 | 1.02
[14 empty] | 402 | 0.838
[14 empty] | 402 | 0.87
[14 empty] | 402 | 0.907
[14 empty] | 402 | 0.937
[14 empty] | 402 | 0.959
[14 empty] | 402 | 0.97
[14 empty] | 402 | 0.972
[14 empty] | 402 | 0.96
[14 empty] | 402 | 0.939
[14 empty] | 402 | 0.916
[14 empty] | 402 | 0.894
[14 empty] | 402 | 0.88
[14 empty] | 402 | 0.88
[14 empty] | 402 | 0.898
[14 empty] | 402 | 0.927
[14 empty] | 402 | 0.96
[14 empty] | 402 | 0.98
[14 empty] | 402 | 0.986
[14 empty] | 402 | 0.972
[14 empty] | 402 | 0.943
[14 empty] | 402 | 0.911
[14 empty] | 402 | 0.892
[14 empty] | 402 | 0.885
[14 empty] | 402 | 0.891
[14 empty] | 402 | 0.906
[14 empty] | 402 | 0.923
[14 empty] | 402 | 0.936
[14 empty] | 402 | 0.947
[14 empty] | 402 | 0.957
[14 empty] | 402 | 0.965
[14 empty] | 402 | 0.967
[14 empty] | 402 | 0.955
[14 empty] | 402 | 0.923
[14 empty] | 402 | 0.877
[14 empty] | 402 | 0.824
[14 empty] | 402 | 0.776
[14 empty] | 402 | 0.744
[14 empty] | 402 | 0.734
[14 empty] | 402 | 0.742
[14 empty] | 402 | 0.756
[14 empty] | 402 | 0.773
[14 empty] | 402 | 0.786
[14 empty] | 402 | 0.794
[14 empty] | 402 | 0.802
[14 empty] | 402 | 0.814
[14 empty] | 402 | 0.835
[14 empty] | 402 | 0.866
[14 empty] | 402 | 0.902
[14 empty] | 402 | 0.94
[14 empty] | 402 | 0.979
[14 empty] | 402 | 1.01
[14 empty] | 402 | 1.03
[14 empty] | 402 | 1.03
[14 empty] | 402 | 1.02
[14 empty] | 402 | 0.999
[14 empty] | 402 | 0.966
[14 empty] | 402 | 0.929
[14 empty] | 402 | 0.896
[14 empty] | 402 | 0.871
[14 empty] | 402 | 0.857
[14 empty] | 402 | 0.854
[14 empty] | 402 | 0.862
[14 empty] | 403 | 0.854
[14 empty] | 403 | 0.835
[14 empty] | 403 | 0.796
[14 empty] | 403 | 0.758
[14 empty] | 403 | 0.738
[14 empty] | 403 | 0.74
[14 empty] | 403 | 0.774
[14 empty] | 403 | 0.828
[14 empty] | 403 | 0.876
[14 empty] | 403 | 0.904
[14 empty] | 403 | 0.913
[14 empty] | 403 | 0.898
[14 empty] | 403 | 0.858
[14 empty] | 403 | 0.801
[14 empty] | 403 | 0.737
[14 empty] | 403 | 0.67
[14 empty] | 403 | 0.603
[14 empty] | 403 | 0.556
[14 empty] | 403 | 0.541
[14 empty] | 403 | 0.56
[14 empty] | 403 | 0.609
[14 empty] | 403 | 0.685
[14 empty] | 403 | 0.769
[14 empty] | 403 | 0.847
[14 empty] | 403 | 0.918
[14 empty] | 403 | 0.982
[14 empty] | 403 | 1.04
[14 empty] | 403 | 1.08
[14 empty] | 403 | 1.12
[14 empty] | 403 | 1.13
[14 empty] | 403 | 1.13
[14 empty] | 403 | 1.1
[14 empty] | 403 | 1.05
[14 empty] | 403 | 1.01
[14 empty] | 403 | 0.963
[14 empty] | 403 | 0.927
[14 empty] | 403 | 0.908
[14 empty] | 403 | 0.893
[14 empty] | 403 | 0.879
[14 empty] | 403 | 0.868
[14 empty] | 403 | 0.861
[14 empty] | 403 | 0.856
[14 empty] | 403 | 0.855
[14 empty] | 403 | 0.862
[14 empty] | 403 | 0.878
[14 empty] | 403 | 0.898
[14 empty] | 403 | 0.923
[14 empty] | 403 | 0.948
[14 empty] | 403 | 0.968
[14 empty] | 403 | 0.974
[14 empty] | 403 | 0.96
[14 empty] | 403 | 0.926
[14 empty] | 403 | 0.883
[14 empty] | 403 | 0.836
[14 empty] | 403 | 0.794
[14 empty] | 403 | 0.769
[14 empty] | 403 | 0.764
[14 empty] | 403 | 0.765
[14 empty] | 403 | 0.773
[14 empty] | 403 | 0.793
[14 empty] | 403 | 0.814
[14 empty] | 404 | 0.799
[14 empty] | 404 | 0.815
[14 empty] | 404 | 0.837
[14 empty] | 404 | 0.865
[14 empty] | 404 | 0.898
[14 empty] | 404 | 0.931
[14 empty] | 404 | 0.963
[14 empty] | 404 | 0.987
[14 empty] | 404 | 0.998
[14 empty] | 404 | 0.99
[14 empty] | 404 | 0.968
[14 empty] | 404 | 0.941
[14 empty] | 404 | 0.908
[14 empty] | 404 | 0.873
[14 empty] | 404 | 0.844
[14 empty] | 404 | 0.819
[14 empty] | 404 | 0.791
[14 empty] | 404 | 0.765
[14 empty] | 404 | 0.746
[14 empty] | 404 | 0.733
[14 empty] | 404 | 0.734
[14 empty] | 404 | 0.752
[14 empty] | 404 | 0.785
[14 empty] | 404 | 0.833
[14 empty] | 404 | 0.891
[14 empty] | 404 | 0.947
[14 empty] | 404 | 0.993
[14 empty] | 404 | 1.03
[14 empty] | 404 | 1.04
[14 empty] | 404 | 1.03
[14 empty] | 404 | 1
[14 empty] | 404 | 0.97
[14 empty] | 404 | 0.941
[14 empty] | 404 | 0.925
[14 empty] | 404 | 0.934
[14 empty] | 404 | 0.966
[14 empty] | 404 | 1.01
[14 empty] | 404 | 1.06
[14 empty] | 404 | 1.1
[14 empty] | 404 | 1.13
[14 empty] | 404 | 1.13
[14 empty] | 404 | 1.12
[14 empty] | 404 | 1.1
[14 empty] | 404 | 1.07
[14 empty] | 404 | 1.03
[14 empty] | 404 | 0.999
[14 empty] | 404 | 0.968
[14 empty] | 404 | 0.94
[14 empty] | 404 | 0.917
[14 empty] | 404 | 0.905
[14 empty] | 404 | 0.903
[14 empty] | 404 | 0.905
[14 empty] | 404 | 0.908
[14 empty] | 404 | 0.903
[14 empty] | 404 | 0.88
[14 empty] | 404 | 0.84
[14 empty] | 404 | 0.798
[14 empty] | 404 | 0.767
[14 empty] | 404 | 0.759
[14 empty] | 404 | 0.777
[14 empty] | 404 | 0.81
[14 empty] | 404 | 0.84
[14 empty] | 405 | 0.981
[14 empty] | 405 | 1.01
[14 empty] | 405 | 1.02
[14 empty] | 405 | 1.03
[14 empty] | 405 | 1.01
[14 empty] | 405 | 0.984
[14 empty] | 405 | 0.947
[14 empty] | 405 | 0.908
[14 empty] | 405 | 0.878
[14 empty] | 405 | 0.862
[14 empty] | 405 | 0.865
[14 empty] | 405 | 0.888
[14 empty] | 405 | 0.923
[14 empty] | 405 | 0.959
[14 empty] | 405 | 0.996
[14 empty] | 405 | 1.03
[14 empty] | 405 | 1.05
[14 empty] | 405 | 1.07
[14 empty] | 405 | 1.09
[14 empty] | 405 | 1.11
[14 empty] | 405 | 1.12
[14 empty] | 405 | 1.11
[14 empty] | 405 | 1.08
[14 empty] | 405 | 1.04
[14 empty] | 405 | 0.987
[14 empty] | 405 | 0.938
[14 empty] | 405 | 0.898
[14 empty] | 405 | 0.872
[14 empty] | 405 | 0.858
[14 empty] | 405 | 0.85
[14 empty] | 405 | 0.85
[14 empty] | 405 | 0.857
[14 empty] | 405 | 0.87
[14 empty] | 405 | 0.888
[14 empty] | 405 | 0.908
[14 empty] | 405 | 0.92
[14 empty] | 405 | 0.924
[14 empty] | 405 | 0.92
[14 empty] | 405 | 0.908
[14 empty] | 405 | 0.895
[14 empty] | 405 | 0.884
[14 empty] | 405 | 0.868
[14 empty] | 405 | 0.842
[14 empty] | 405 | 0.801
[14 empty] | 405 | 0.736
[14 empty] | 405 | 0.648
[14 empty] | 405 | 0.55
[14 empty] | 405 | 0.455
[14 empty] | 405 | 0.384
[14 empty] | 405 | 0.352
[14 empty] | 405 | 0.364
[14 empty] | 405 | 0.411
[14 empty] | 405 | 0.483
[14 empty] | 405 | 0.562
[14 empty] | 405 | 0.629
[14 empty] | 405 | 0.679
[14 empty] | 405 | 0.717
[14 empty] | 405 | 0.741
[14 empty] | 405 | 0.755
[14 empty] | 405 | 0.769
[14 empty] | 405 | 0.784
[14 empty] | 406 | 0.435
[14 empty] | 406 | 0.42
[14 empty] | 406 | 0.442
[14 empty] | 406 | 0.492
[14 empty] | 406 | 0.559
[14 empty] | 406 | 0.63
[14 empty] | 406 | 0.697
[14 empty] | 406 | 0.76
[14 empty] | 406 | 0.823
[14 empty] | 406 | 0.885
[14 empty] | 406 | 0.946
[14 empty] | 406 | 1.01
[14 empty] | 406 | 1.06
[14 empty] | 406 | 1.1
[14 empty] | 406 | 1.13
[14 empty] | 406 | 1.14
[14 empty] | 406 | 1.15
[14 empty] | 406 | 1.15
[14 empty] | 406 | 1.13
[14 empty] | 406 | 1.11
[14 empty] | 406 | 1.08
[14 empty] | 406 | 1.04
[14 empty] | 406 | 0.993
[14 empty] | 406 | 0.954
[14 empty] | 406 | 0.923
[14 empty] | 406 | 0.899
[14 empty] | 406 | 0.882
[14 empty] | 406 | 0.868
[14 empty] | 406 | 0.855
[14 empty] | 406 | 0.849
[14 empty] | 406 | 0.847
[14 empty] | 406 | 0.843
[14 empty] | 406 | 0.841
[14 empty] | 406 | 0.835
[14 empty] | 406 | 0.817
[14 empty] | 406 | 0.79
[14 empty] | 406 | 0.769
[14 empty] | 406 | 0.763
[14 empty] | 406 | 0.775
[14 empty] | 406 | 0.807
[14 empty] | 406 | 0.852
[14 empty] | 406 | 0.893
[14 empty] | 406 | 0.918
[14 empty] | 406 | 0.926
[14 empty] | 406 | 0.921
[14 empty] | 406 | 0.907
[14 empty] | 406 | 0.891
[14 empty] | 406 | 0.87
[14 empty] | 406 | 0.836
[14 empty] | 406 | 0.79
[14 empty] | 406 | 0.737
[14 empty] | 406 | 0.685
[14 empty] | 406 | 0.649
[14 empty] | 406 | 0.647
[14 empty] | 406 | 0.674
[14 empty] | 406 | 0.723
[14 empty] | 406 | 0.785
[14 empty] | 406 | 0.849
[14 empty] | 406 | 0.9
[14 empty] | 406 | 0.945
[14 empty] | 407 | 1.02
[14 empty] | 407 | 1.02
[14 empty] | 407 | 1.02
[14 empty] | 407 | 1.02
[14 empty] | 407 | 1
[14 empty] | 407 | 0.978
[14 empty] | 407 | 0.934
[14 empty] | 407 | 0.873
[14 empty] | 407 | 0.797
[14 empty] | 407 | 0.709
[14 empty] | 407 | 0.618
[14 empty] | 407 | 0.54
[14 empty] | 407 | 0.485
[14 empty] | 407 | 0.465
[14 empty] | 407 | 0.484
[14 empty] | 407 | 0.536
[14 empty] | 407 | 0.605
[14 empty] | 407 | 0.68
[14 empty] | 407 | 0.751
[14 empty] | 407 | 0.808
[14 empty] | 407 | 0.856
[14 empty] | 407 | 0.9
[14 empty] | 407 | 0.937
[14 empty] | 407 | 0.962
[14 empty] | 407 | 0.98
[14 empty] | 407 | 0.983
[14 empty] | 407 | 0.969
[14 empty] | 407 | 0.95
[14 empty] | 407 | 0.938
[14 empty] | 407 | 0.927
[14 empty] | 407 | 0.923
[14 empty] | 407 | 0.929
[14 empty] | 407 | 0.936
[14 empty] | 407 | 0.929
[14 empty] | 407 | 0.919
[14 empty] | 407 | 0.904
[14 empty] | 407 | 0.877
[14 empty] | 407 | 0.844
[14 empty] | 407 | 0.813
[14 empty] | 407 | 0.78
[14 empty] | 407 | 0.748
[14 empty] | 407 | 0.727
[14 empty] | 407 | 0.721
[14 empty] | 407 | 0.729
[14 empty] | 407 | 0.754
[14 empty] | 407 | 0.787
[14 empty] | 407 | 0.824
[14 empty] | 407 | 0.855
[14 empty] | 407 | 0.874
[14 empty] | 407 | 0.882
[14 empty] | 407 | 0.886
[14 empty] | 407 | 0.883
[14 empty] | 407 | 0.88
[14 empty] | 407 | 0.877
[14 empty] | 407 | 0.865
[14 empty] | 407 | 0.835
[14 empty] | 407 | 0.788
[14 empty] | 407 | 0.722
[14 empty] | 407 | 0.639
[14 empty] | 407 | 0.554
[14 empty] | 407 | 0.482
[14 empty] | 408 | 0.813
[14 empty] | 408 | 0.824
[14 empty] | 408 | 0.841
[14 empty] | 408 | 0.86
[14 empty] | 408 | 0.878
[14 empty] | 408 | 0.884
[14 empty] | 408 | 0.882
[14 empty] | 408 | 0.885
[14 empty] | 408 | 0.9
[14 empty] | 408 | 0.93
[14 empty] | 408 | 0.98
[14 empty] | 408 | 1.04
[14 empty] | 408 | 1.1
[14 empty] | 408 | 1.14
[14 empty] | 408 | 1.16
[14 empty] | 408 | 1.16
[14 empty] | 408 | 1.14
[14 empty] | 408 | 1.12
[14 empty] | 408 | 1.1
[14 empty] | 408 | 1.07
[14 empty] | 408 | 1.03
[14 empty] | 408 | 0.997
[14 empty] | 408 | 0.951
[14 empty] | 408 | 0.908
[14 empty] | 408 | 0.871
[14 empty] | 408 | 0.846
[14 empty] | 408 | 0.833
[14 empty] | 408 | 0.84
[14 empty] | 408 | 0.853
[14 empty] | 408 | 0.867
[14 empty] | 408 | 0.873
[14 empty] | 408 | 0.866
[14 empty] | 408 | 0.842
[14 empty] | 408 | 0.803
[14 empty] | 408 | 0.752
[14 empty] | 408 | 0.702
[14 empty] | 408 | 0.659
[14 empty] | 408 | 0.623
[14 empty] | 408 | 0.599
[14 empty] | 408 | 0.591
[14 empty] | 408 | 0.588
[14 empty] | 408 | 0.587
[14 empty] | 408 | 0.6
[14 empty] | 408 | 0.627
[14 empty] | 408 | 0.667
[14 empty] | 408 | 0.729
[14 empty] | 408 | 0.806
[14 empty] | 408 | 0.883
[14 empty] | 408 | 0.946
[14 empty] | 408 | 0.987
[14 empty] | 408 | 1
[14 empty] | 408 | 0.99
[14 empty] | 408 | 0.967
[14 empty] | 408 | 0.947
[14 empty] | 408 | 0.941
[14 empty] | 408 | 0.949
[14 empty] | 408 | 0.967
[14 empty] | 408 | 0.991
[14 empty] | 408 | 1.01
[14 empty] | 408 | 1.02
[14 empty] | 409 | 1.22
[14 empty] | 409 | 1.2
[14 empty] | 409 | 1.15
[14 empty] | 409 | 1.08
[14 empty] | 409 | 1
[14 empty] | 409 | 0.918
[14 empty] | 409 | 0.852
[14 empty] | 409 | 0.817
[14 empty] | 409 | 0.816
[14 empty] | 409 | 0.849
[14 empty] | 409 | 0.899
[14 empty] | 409 | 0.952
[14 empty] | 409 | 0.998
[14 empty] | 409 | 1.03
[14 empty] | 409 | 1.04
[14 empty] | 409 | 1.04
[14 empty] | 409 | 1.03
[14 empty] | 409 | 1.01
[14 empty] | 409 | 0.999
[14 empty] | 409 | 0.997
[14 empty] | 409 | 1.01
[14 empty] | 409 | 1.02
[14 empty] | 409 | 1.05
[14 empty] | 409 | 1.07
[14 empty] | 409 | 1.09
[14 empty] | 409 | 1.08
[14 empty] | 409 | 1.07
[14 empty] | 409 | 1.04
[14 empty] | 409 | 1.03
[14 empty] | 409 | 1.02
[14 empty] | 409 | 1.03
[14 empty] | 409 | 1.06
[14 empty] | 409 | 1.09
[14 empty] | 409 | 1.12
[14 empty] | 409 | 1.14
[14 empty] | 409 | 1.14
[14 empty] | 409 | 1.11
[14 empty] | 409 | 1.07
[14 empty] | 409 | 1.01
[14 empty] | 409 | 0.964
[14 empty] | 409 | 0.924
[14 empty] | 409 | 0.903
[14 empty] | 409 | 0.901
[14 empty] | 409 | 0.912
[14 empty] | 409 | 0.926
[14 empty] | 409 | 0.943
[14 empty] | 409 | 0.951
[14 empty] | 409 | 0.945
[14 empty] | 409 | 0.924
[14 empty] | 409 | 0.894
[14 empty] | 409 | 0.858
[14 empty] | 409 | 0.828
[14 empty] | 409 | 0.811
[14 empty] | 409 | 0.804
[14 empty] | 409 | 0.804
[14 empty] | 409 | 0.812
[14 empty] | 409 | 0.814
[14 empty] | 409 | 0.81
[14 empty] | 409 | 0.808
[14 empty] | 410 | 0.823
[14 empty] | 410 | 0.813
[14 empty] | 410 | 0.8
[14 empty] | 410 | 0.784
[14 empty] | 410 | 0.771
[14 empty] | 410 | 0.756
[14 empty] | 410 | 0.733
[14 empty] | 410 | 0.703
[14 empty] | 410 | 0.668
[14 empty] | 410 | 0.62
[14 empty] | 410 | 0.568
[14 empty] | 410 | 0.525
[14 empty] | 410 | 0.495
[14 empty] | 410 | 0.483
[14 empty] | 410 | 0.494
[14 empty] | 410 | 0.523
[14 empty] | 410 | 0.557
[14 empty] | 410 | 0.595
[14 empty] | 410 | 0.634
[14 empty] | 410 | 0.668
[14 empty] | 410 | 0.705
[14 empty] | 410 | 0.746
[14 empty] | 410 | 0.788
[14 empty] | 410 | 0.834
[14 empty] | 410 | 0.88
[14 empty] | 410 | 0.915
[14 empty] | 410 | 0.935
[14 empty] | 410 | 0.941
[14 empty] | 410 | 0.929
[14 empty] | 410 | 0.902
[14 empty] | 410 | 0.874
[14 empty] | 410 | 0.853
[14 empty] | 410 | 0.844
[14 empty] | 410 | 0.85
[14 empty] | 410 | 0.87
[14 empty] | 410 | 0.892
[14 empty] | 410 | 0.908
[14 empty] | 410 | 0.913
[14 empty] | 410 | 0.907
[14 empty] | 410 | 0.893
[14 empty] | 410 | 0.878
[14 empty] | 410 | 0.863
[14 empty] | 410 | 0.851
[14 empty] | 410 | 0.84
[14 empty] | 410 | 0.83
[14 empty] | 410 | 0.826
[14 empty] | 410 | 0.832
[14 empty] | 410 | 0.847
[14 empty] | 410 | 0.87
[14 empty] | 410 | 0.897
[14 empty] | 410 | 0.924
[14 empty] | 410 | 0.949
[14 empty] | 410 | 0.978
[14 empty] | 410 | 1.01
[14 empty] | 410 | 1.05
[14 empty] | 410 | 1.1
[14 empty] | 410 | 1.14
[14 empty] | 410 | 1.18
[14 empty] | 410 | 1.21
[14 empty] | 410 | 1.22
[14 empty] | 411 | 1.1
[14 empty] | 411 | 1.06
[14 empty] | 411 | 1.01
[14 empty] | 411 | 0.96
[14 empty] | 411 | 0.919
[14 empty] | 411 | 0.899
[14 empty] | 411 | 0.899
[14 empty] | 411 | 0.916
[14 empty] | 411 | 0.939
[14 empty] | 411 | 0.96
[14 empty] | 411 | 0.975
[14 empty] | 411 | 0.987
[14 empty] | 411 | 0.992
[14 empty] | 411 | 0.996
[14 empty] | 411 | 1
[14 empty] | 411 | 1.01
[14 empty] | 411 | 1.02
[14 empty] | 411 | 1.04
[14 empty] | 411 | 1.05
[14 empty] | 411 | 1.05
[14 empty] | 411 | 1.05
[14 empty] | 411 | 1.03
[14 empty] | 411 | 1
[14 empty] | 411 | 0.984
[14 empty] | 411 | 0.969
[14 empty] | 411 | 0.959
[14 empty] | 411 | 0.961
[14 empty] | 411 | 0.965
[14 empty] | 411 | 0.97
[14 empty] | 411 | 0.974
[14 empty] | 411 | 0.983
[14 empty] | 411 | 0.989
[14 empty] | 411 | 0.992
[14 empty] | 411 | 0.991
[14 empty] | 411 | 0.986
[14 empty] | 411 | 0.972
[14 empty] | 411 | 0.963
[14 empty] | 411 | 0.957
[14 empty] | 411 | 0.953
[14 empty] | 411 | 0.951
[14 empty] | 411 | 0.952
[14 empty] | 411 | 0.946
[14 empty] | 411 | 0.942
[14 empty] | 411 | 0.95
[14 empty] | 411 | 0.97
[14 empty] | 411 | 0.996
[14 empty] | 411 | 1.02
[14 empty] | 411 | 1.04
[14 empty] | 411 | 1.03
[14 empty] | 411 | 1.01
[14 empty] | 411 | 0.968
[14 empty] | 411 | 0.93
[14 empty] | 411 | 0.9
[14 empty] | 411 | 0.883
[14 empty] | 411 | 0.876
[14 empty] | 411 | 0.869
[14 empty] | 411 | 0.862
[14 empty] | 411 | 0.852
[14 empty] | 411 | 0.838
[14 empty] | 412 | 0.892
[14 empty] | 412 | 0.885
[14 empty] | 412 | 0.897
[14 empty] | 412 | 0.921
[14 empty] | 412 | 0.94
[14 empty] | 412 | 0.948
[14 empty] | 412 | 0.949
[14 empty] | 412 | 0.943
[14 empty] | 412 | 0.931
[14 empty] | 412 | 0.92
[14 empty] | 412 | 0.918
[14 empty] | 412 | 0.92
[14 empty] | 412 | 0.927
[14 empty] | 412 | 0.948
[14 empty] | 412 | 0.983
[14 empty] | 412 | 1.02
[14 empty] | 412 | 1.06
[14 empty] | 412 | 1.09
[14 empty] | 412 | 1.1
[14 empty] | 412 | 1.1
[14 empty] | 412 | 1.08
[14 empty] | 412 | 1.07
[14 empty] | 412 | 1.07
[14 empty] | 412 | 1.06
[14 empty] | 412 | 1.06
[14 empty] | 412 | 1.04
[14 empty] | 412 | 0.993
[14 empty] | 412 | 0.937
[14 empty] | 412 | 0.883
[14 empty] | 412 | 0.844
[14 empty] | 412 | 0.836
[14 empty] | 412 | 0.864
[14 empty] | 412 | 0.923
[14 empty] | 412 | 0.993
[14 empty] | 412 | 1.06
[14 empty] | 412 | 1.11
[14 empty] | 412 | 1.14
[14 empty] | 412 | 1.15
[14 empty] | 412 | 1.14
[14 empty] | 412 | 1.12
[14 empty] | 412 | 1.1
[14 empty] | 412 | 1.09
[14 empty] | 412 | 1.09
[14 empty] | 412 | 1.1
[14 empty] | 412 | 1.1
[14 empty] | 412 | 1.11
[14 empty] | 412 | 1.11
[14 empty] | 412 | 1.1
[14 empty] | 412 | 1.08
[14 empty] | 412 | 1.05
[14 empty] | 412 | 1.02
[14 empty] | 412 | 1
[14 empty] | 412 | 0.992
[14 empty] | 412 | 0.994
[14 empty] | 412 | 1.01
[14 empty] | 412 | 1.04
[14 empty] | 412 | 1.08
[14 empty] | 412 | 1.1
[14 empty] | 412 | 1.12
[14 empty] | 413 | 0.879
[14 empty] | 413 | 0.925
[14 empty] | 413 | 0.949
[14 empty] | 413 | 0.945
[14 empty] | 413 | 0.913
[14 empty] | 413 | 0.857
[14 empty] | 413 | 0.791
[14 empty] | 413 | 0.727
[14 empty] | 413 | 0.678
[14 empty] | 413 | 0.656
[14 empty] | 413 | 0.672
[14 empty] | 413 | 0.723
[14 empty] | 413 | 0.797
[14 empty] | 413 | 0.879
[14 empty] | 413 | 0.952
[14 empty] | 413 | 1
[14 empty] | 413 | 1.03
[14 empty] | 413 | 1.03
[14 empty] | 413 | 1.03
[14 empty] | 413 | 1.02
[14 empty] | 413 | 1.01
[14 empty] | 413 | 1.01
[14 empty] | 413 | 1.01
[14 empty] | 413 | 0.994
[14 empty] | 413 | 0.976
[14 empty] | 413 | 0.959
[14 empty] | 413 | 0.947
[14 empty] | 413 | 0.942
[14 empty] | 413 | 0.944
[14 empty] | 413 | 0.949
[14 empty] | 413 | 0.947
[14 empty] | 413 | 0.93
[14 empty] | 413 | 0.901
[14 empty] | 413 | 0.867
[14 empty] | 413 | 0.837
[14 empty] | 413 | 0.827
[14 empty] | 413 | 0.844
[14 empty] | 413 | 0.882
[14 empty] | 413 | 0.933
[14 empty] | 413 | 0.983
[14 empty] | 413 | 1.02
[14 empty] | 413 | 1.03
[14 empty] | 413 | 1.01
[14 empty] | 413 | 0.984
[14 empty] | 413 | 0.957
[14 empty] | 413 | 0.939
[14 empty] | 413 | 0.937
[14 empty] | 413 | 0.96
[14 empty] | 413 | 0.999
[14 empty] | 413 | 1.04
[14 empty] | 413 | 1.08
[14 empty] | 413 | 1.11
[14 empty] | 413 | 1.12
[14 empty] | 413 | 1.11
[14 empty] | 413 | 1.08
[14 empty] | 413 | 1.05
[14 empty] | 413 | 1
[14 empty] | 413 | 0.954
[14 empty] | 413 | 0.915
[14 empty] | 414 | 0.568
[14 empty] | 414 | 0.587
[14 empty] | 414 | 0.642
[14 empty] | 414 | 0.712
[14 empty] | 414 | 0.78
[14 empty] | 414 | 0.831
[14 empty] | 414 | 0.859
[14 empty] | 414 | 0.869
[14 empty] | 414 | 0.875
[14 empty] | 414 | 0.883
[14 empty] | 414 | 0.903
[14 empty] | 414 | 0.935
[14 empty] | 414 | 0.973
[14 empty] | 414 | 1
[14 empty] | 414 | 1.03
[14 empty] | 414 | 1.04
[14 empty] | 414 | 1.03
[14 empty] | 414 | 1.01
[14 empty] | 414 | 0.982
[14 empty] | 414 | 0.958
[14 empty] | 414 | 0.941
[14 empty] | 414 | 0.942
[14 empty] | 414 | 0.964
[14 empty] | 414 | 0.996
[14 empty] | 414 | 1.03
[14 empty] | 414 | 1.08
[14 empty] | 414 | 1.11
[14 empty] | 414 | 1.12
[14 empty] | 414 | 1.13
[14 empty] | 414 | 1.12
[14 empty] | 414 | 1.11
[14 empty] | 414 | 1.1
[14 empty] | 414 | 1.08
[14 empty] | 414 | 1.06
[14 empty] | 414 | 1.04
[14 empty] | 414 | 1.01
[14 empty] | 414 | 0.984
[14 empty] | 414 | 0.961
[14 empty] | 414 | 0.949
[14 empty] | 414 | 0.953
[14 empty] | 414 | 0.972
[14 empty] | 414 | 1
[14 empty] | 414 | 1.04
[14 empty] | 414 | 1.07
[14 empty] | 414 | 1.09
[14 empty] | 414 | 1.09
[14 empty] | 414 | 1.08
[14 empty] | 414 | 1.04
[14 empty] | 414 | 0.998
[14 empty] | 414 | 0.946
[14 empty] | 414 | 0.886
[14 empty] | 414 | 0.823
[14 empty] | 414 | 0.765
[14 empty] | 414 | 0.723
[14 empty] | 414 | 0.707
[14 empty] | 414 | 0.72
[14 empty] | 414 | 0.76
[14 empty] | 414 | 0.818
[14 empty] | 415 | 0.858
[14 empty] | 415 | 0.942
[14 empty] | 415 | 1.03
[14 empty] | 415 | 1.09
[14 empty] | 415 | 1.13
[14 empty] | 415 | 1.13
[14 empty] | 415 | 1.11
[14 empty] | 415 | 1.07
[14 empty] | 415 | 1.03
[14 empty] | 415 | 1.01
[14 empty] | 415 | 1.02
[14 empty] | 415 | 1.04
[14 empty] | 415 | 1.09
[14 empty] | 415 | 1.12
[14 empty] | 415 | 1.13
[14 empty] | 415 | 1.12
[14 empty] | 415 | 1.09
[14 empty] | 415 | 1.03
[14 empty] | 415 | 0.979
[14 empty] | 415 | 0.936
[14 empty] | 415 | 0.898
[14 empty] | 415 | 0.866
[14 empty] | 415 | 0.846
[14 empty] | 415 | 0.836
[14 empty] | 415 | 0.836
[14 empty] | 415 | 0.86
[14 empty] | 415 | 0.907
[14 empty] | 415 | 0.966
[14 empty] | 415 | 1.03
[14 empty] | 415 | 1.09
[14 empty] | 415 | 1.11
[14 empty] | 415 | 1.11
[14 empty] | 415 | 1.08
[14 empty] | 415 | 1.03
[14 empty] | 415 | 0.975
[14 empty] | 415 | 0.943
[14 empty] | 415 | 0.937
[14 empty] | 415 | 0.96
[14 empty] | 415 | 1.01
[14 empty] | 415 | 1.05
[14 empty] | 415 | 1.09
[14 empty] | 415 | 1.1
[14 empty] | 415 | 1.1
[14 empty] | 415 | 1.07
[14 empty] | 415 | 1.04
[14 empty] | 415 | 1.01
[14 empty] | 415 | 0.993
[14 empty] | 415 | 0.987
[14 empty] | 415 | 0.994
[14 empty] | 415 | 1.01
[14 empty] | 415 | 1.02
[14 empty] | 415 | 1.02
[14 empty] | 415 | 1
[14 empty] | 415 | 0.949
[14 empty] | 415 | 0.864
[14 empty] | 415 | 0.763
[14 empty] | 415 | 0.668
[14 empty] | 415 | 0.598
[14 empty] | 416 | 1.04
[14 empty] | 416 | 1.05
[14 empty] | 416 | 1.06
[14 empty] | 416 | 1.06
[14 empty] | 416 | 1.08
[14 empty] | 416 | 1.08
[14 empty] | 416 | 1.09
[14 empty] | 416 | 1.1
[14 empty] | 416 | 1.11
[14 empty] | 416 | 1.11
[14 empty] | 416 | 1.09
[14 empty] | 416 | 1.06
[14 empty] | 416 | 1.02
[14 empty] | 416 | 0.99
[14 empty] | 416 | 0.974
[14 empty] | 416 | 0.979
[14 empty] | 416 | 1
[14 empty] | 416 | 1.04
[14 empty] | 416 | 1.08
[14 empty] | 416 | 1.12
[14 empty] | 416 | 1.14
[14 empty] | 416 | 1.16
[14 empty] | 416 | 1.16
[14 empty] | 416 | 1.15
[14 empty] | 416 | 1.13
[14 empty] | 416 | 1.1
[14 empty] | 416 | 1.06
[14 empty] | 416 | 1.02
[14 empty] | 416 | 0.995
[14 empty] | 416 | 0.973
[14 empty] | 416 | 0.953
[14 empty] | 416 | 0.942
[14 empty] | 416 | 0.94
[14 empty] | 416 | 0.946
[14 empty] | 416 | 0.96
[14 empty] | 416 | 0.981
[14 empty] | 416 | 0.997
[14 empty] | 416 | 0.998
[14 empty] | 416 | 0.98
[14 empty] | 416 | 0.95
[14 empty] | 416 | 0.921
[14 empty] | 416 | 0.905
[14 empty] | 416 | 0.916
[14 empty] | 416 | 0.956
[14 empty] | 416 | 1.01
[14 empty] | 416 | 1.07
[14 empty] | 416 | 1.12
[14 empty] | 416 | 1.14
[14 empty] | 416 | 1.12
[14 empty] | 416 | 1.07
[14 empty] | 416 | 1
[14 empty] | 416 | 0.915
[14 empty] | 416 | 0.83
[14 empty] | 416 | 0.764
[14 empty] | 416 | 0.722
[14 empty] | 416 | 0.711
[14 empty] | 416 | 0.735
[14 empty] | 416 | 0.789
[14 empty] | 417 | 0.82
[14 empty] | 417 | 0.805
[14 empty] | 417 | 0.799
[14 empty] | 417 | 0.794
[14 empty] | 417 | 0.795
[14 empty] | 417 | 0.796
[14 empty] | 417 | 0.788
[14 empty] | 417 | 0.777
[14 empty] | 417 | 0.78
[14 empty] | 417 | 0.796
[14 empty] | 417 | 0.824
[14 empty] | 417 | 0.862
[14 empty] | 417 | 0.907
[14 empty] | 417 | 0.945
[14 empty] | 417 | 0.97
[14 empty] | 417 | 0.992
[14 empty] | 417 | 1.01
[14 empty] | 417 | 1.03
[14 empty] | 417 | 1.04
[14 empty] | 417 | 1.05
[14 empty] | 417 | 1.05
[14 empty] | 417 | 1.04
[14 empty] | 417 | 1.02
[14 empty] | 417 | 1.01
[14 empty] | 417 | 1.01
[14 empty] | 417 | 1.02
[14 empty] | 417 | 1.03
[14 empty] | 417 | 1.04
[14 empty] | 417 | 1.03
[14 empty] | 417 | 1.02
[14 empty] | 417 | 0.988
[14 empty] | 417 | 0.945
[14 empty] | 417 | 0.9
[14 empty] | 417 | 0.854
[14 empty] | 417 | 0.815
[14 empty] | 417 | 0.789
[14 empty] | 417 | 0.792
[14 empty] | 417 | 0.82
[14 empty] | 417 | 0.87
[14 empty] | 417 | 0.939
[14 empty] | 417 | 1.01
[14 empty] | 417 | 1.08
[14 empty] | 417 | 1.13
[14 empty] | 417 | 1.15
[14 empty] | 417 | 1.15
[14 empty] | 417 | 1.13
[14 empty] | 417 | 1.11
[14 empty] | 417 | 1.08
[14 empty] | 417 | 1.06
[14 empty] | 417 | 1.05
[14 empty] | 417 | 1.05
[14 empty] | 417 | 1.05
[14 empty] | 417 | 1.05
[14 empty] | 417 | 1.05
[14 empty] | 417 | 1.05
[14 empty] | 417 | 1.05
[14 empty] | 417 | 1.04
[14 empty] | 418 | 1.09
[14 empty] | 418 | 1.08
[14 empty] | 418 | 1.04
[14 empty] | 418 | 1.01
[14 empty] | 418 | 0.98
[14 empty] | 418 | 0.962
[14 empty] | 418 | 0.947
[14 empty] | 418 | 0.934
[14 empty] | 418 | 0.923
[14 empty] | 418 | 0.903
[14 empty] | 418 | 0.878
[14 empty] | 418 | 0.86
[14 empty] | 418 | 0.851
[14 empty] | 418 | 0.852
[14 empty] | 418 | 0.871
[14 empty] | 418 | 0.901
[14 empty] | 418 | 0.94
[14 empty] | 418 | 0.982
[14 empty] | 418 | 1.03
[14 empty] | 418 | 1.07
[14 empty] | 418 | 1.1
[14 empty] | 418 | 1.12
[14 empty] | 418 | 1.13
[14 empty] | 418 | 1.12
[14 empty] | 418 | 1.1
[14 empty] | 418 | 1.07
[14 empty] | 418 | 1.04
[14 empty] | 418 | 1.02
[14 empty] | 418 | 1.01
[14 empty] | 418 | 1.01
[14 empty] | 418 | 0.994
[14 empty] | 418 | 0.972
[14 empty] | 418 | 0.933
[14 empty] | 418 | 0.886
[14 empty] | 418 | 0.847
[14 empty] | 418 | 0.824
[14 empty] | 418 | 0.823
[14 empty] | 418 | 0.844
[14 empty] | 418 | 0.879
[14 empty] | 418 | 0.915
[14 empty] | 418 | 0.945
[14 empty] | 418 | 0.966
[14 empty] | 418 | 0.977
[14 empty] | 418 | 0.974
[14 empty] | 418 | 0.962
[14 empty] | 418 | 0.937
[14 empty] | 418 | 0.908
[14 empty] | 418 | 0.879
[14 empty] | 418 | 0.859
[14 empty] | 418 | 0.854
[14 empty] | 418 | 0.869
[14 empty] | 418 | 0.891
[14 empty] | 418 | 0.916
[14 empty] | 418 | 0.934
[14 empty] | 418 | 0.933
[14 empty] | 418 | 0.914
[14 empty] | 418 | 0.887
[14 empty] | 418 | 0.852
[14 empty] | 419 | 0.972
[14 empty] | 419 | 1.01
[14 empty] | 419 | 1.05
[14 empty] | 419 | 1.09
[14 empty] | 419 | 1.12
[14 empty] | 419 | 1.13
[14 empty] | 419 | 1.12
[14 empty] | 419 | 1.09
[14 empty] | 419 | 1.04
[14 empty] | 419 | 0.979
[14 empty] | 419 | 0.926
[14 empty] | 419 | 0.882
[14 empty] | 419 | 0.862
[14 empty] | 419 | 0.876
[14 empty] | 419 | 0.916
[14 empty] | 419 | 0.97
[14 empty] | 419 | 1.03
[14 empty] | 419 | 1.08
[14 empty] | 419 | 1.1
[14 empty] | 419 | 1.09
[14 empty] | 419 | 1.07
[14 empty] | 419 | 1.04
[14 empty] | 419 | 0.987
[14 empty] | 419 | 0.945
[14 empty] | 419 | 0.919
[14 empty] | 419 | 0.908
[14 empty] | 419 | 0.922
[14 empty] | 419 | 0.962
[14 empty] | 419 | 1.01
[14 empty] | 419 | 1.04
[14 empty] | 419 | 1.05
[14 empty] | 419 | 1.03
[14 empty] | 419 | 0.97
[14 empty] | 419 | 0.895
[14 empty] | 419 | 0.826
[14 empty] | 419 | 0.771
[14 empty] | 419 | 0.734
[14 empty] | 419 | 0.724
[14 empty] | 419 | 0.733
[14 empty] | 419 | 0.749
[14 empty] | 419 | 0.774
[14 empty] | 419 | 0.813
[14 empty] | 419 | 0.858
[14 empty] | 419 | 0.907
[14 empty] | 419 | 0.958
[14 empty] | 419 | 1
[14 empty] | 419 | 1.03
[14 empty] | 419 | 1.03
[14 empty] | 419 | 1.02
[14 empty] | 419 | 0.995
[14 empty] | 419 | 0.973
[14 empty] | 419 | 0.963
[14 empty] | 419 | 0.97
[14 empty] | 419 | 0.998
[14 empty] | 419 | 1.04
[14 empty] | 419 | 1.07
[14 empty] | 419 | 1.09
[14 empty] | 420 | 0.902
[14 empty] | 420 | 0.908
[14 empty] | 420 | 0.918
[14 empty] | 420 | 0.923
[14 empty] | 420 | 0.912
[14 empty] | 420 | 0.874
[14 empty] | 420 | 0.815
[14 empty] | 420 | 0.749
[14 empty] | 420 | 0.698
[14 empty] | 420 | 0.676
[14 empty] | 420 | 0.69
[14 empty] | 420 | 0.732
[14 empty] | 420 | 0.786
[14 empty] | 420 | 0.827
[14 empty] | 420 | 0.846
[14 empty] | 420 | 0.842
[14 empty] | 420 | 0.829
[14 empty] | 420 | 0.82
[14 empty] | 420 | 0.828
[14 empty] | 420 | 0.854
[14 empty] | 420 | 0.891
[14 empty] | 420 | 0.924
[14 empty] | 420 | 0.94
[14 empty] | 420 | 0.93
[14 empty] | 420 | 0.891
[14 empty] | 420 | 0.831
[14 empty] | 420 | 0.761
[14 empty] | 420 | 0.697
[14 empty] | 420 | 0.657
[14 empty] | 420 | 0.65
[14 empty] | 420 | 0.678
[14 empty] | 420 | 0.737
[14 empty] | 420 | 0.811
[14 empty] | 420 | 0.884
[14 empty] | 420 | 0.936
[14 empty] | 420 | 0.956
[14 empty] | 420 | 0.941
[14 empty] | 420 | 0.9
[14 empty] | 420 | 0.847
[14 empty] | 420 | 0.798
[14 empty] | 420 | 0.762
[14 empty] | 420 | 0.745
[14 empty] | 420 | 0.744
[14 empty] | 420 | 0.751
[14 empty] | 420 | 0.754
[14 empty] | 420 | 0.755
[14 empty] | 420 | 0.758
[14 empty] | 420 | 0.763
[14 empty] | 420 | 0.773
[14 empty] | 420 | 0.799
[14 empty] | 420 | 0.832
[14 empty] | 420 | 0.862
[14 empty] | 420 | 0.887
[14 empty] | 420 | 0.909
[14 empty] | 420 | 0.927
[14 empty] | 420 | 0.944
[14 empty] | 421 | 0.909
[14 empty] | 421 | 0.918
[14 empty] | 421 | 0.937
[14 empty] | 421 | 0.96
[14 empty] | 421 | 0.981
[14 empty] | 421 | 0.998
[14 empty] | 421 | 1.01
[14 empty] | 421 | 1.03
[14 empty] | 421 | 1.04
[14 empty] | 421 | 1.06
[14 empty] | 421 | 1.08
[14 empty] | 421 | 1.09
[14 empty] | 421 | 1.1
[14 empty] | 421 | 1.1
[14 empty] | 421 | 1.08
[14 empty] | 421 | 1.05
[14 empty] | 421 | 1.02
[14 empty] | 421 | 0.981
[14 empty] | 421 | 0.954
[14 empty] | 421 | 0.947
[14 empty] | 421 | 0.956
[14 empty] | 421 | 0.981
[14 empty] | 421 | 1.02
[14 empty] | 421 | 1.06
[14 empty] | 421 | 1.09
[14 empty] | 421 | 1.11
[14 empty] | 421 | 1.13
[14 empty] | 421 | 1.14
[14 empty] | 421 | 1.15
[14 empty] | 421 | 1.17
[14 empty] | 421 | 1.19
[14 empty] | 421 | 1.2
[14 empty] | 421 | 1.21
[14 empty] | 421 | 1.19
[14 empty] | 421 | 1.15
[14 empty] | 421 | 1.08
[14 empty] | 421 | 1.01
[14 empty] | 421 | 0.953
[14 empty] | 421 | 0.912
[14 empty] | 421 | 0.911
[14 empty] | 421 | 0.944
[14 empty] | 421 | 0.991
[14 empty] | 421 | 1.04
[14 empty] | 421 | 1.08
[14 empty] | 421 | 1.09
[14 empty] | 421 | 1.07
[14 empty] | 421 | 1.04
[14 empty] | 421 | 1.01
[14 empty] | 421 | 0.983
[14 empty] | 421 | 0.975
[14 empty] | 421 | 0.985
[14 empty] | 421 | 0.996
[14 empty] | 421 | 0.999
[14 empty] | 421 | 0.987
[14 empty] | 421 | 0.966
[14 empty] | 421 | 0.936
[14 empty] | 421 | 0.912
[14 empty] | 422 | 0.972
[14 empty] | 422 | 0.996
[14 empty] | 422 | 1.01
[14 empty] | 422 | 1.03
[14 empty] | 422 | 1.04
[14 empty] | 422 | 1.05
[14 empty] | 422 | 1.05
[14 empty] | 422 | 1.04
[14 empty] | 422 | 1.04
[14 empty] | 422 | 1.05
[14 empty] | 422 | 1.07
[14 empty] | 422 | 1.1
[14 empty] | 422 | 1.14
[14 empty] | 422 | 1.17
[14 empty] | 422 | 1.18
[14 empty] | 422 | 1.19
[14 empty] | 422 | 1.17
[14 empty] | 422 | 1.13
[14 empty] | 422 | 1.1
[14 empty] | 422 | 1.06
[14 empty] | 422 | 1.03
[14 empty] | 422 | 1.01
[14 empty] | 422 | 1
[14 empty] | 422 | 0.989
[14 empty] | 422 | 0.985
[14 empty] | 422 | 0.985
[14 empty] | 422 | 0.99
[14 empty] | 422 | 1.01
[14 empty] | 422 | 1.03
[14 empty] | 422 | 1.05
[14 empty] | 422 | 1.06
[14 empty] | 422 | 1.06
[14 empty] | 422 | 1.04
[14 empty] | 422 | 1.02
[14 empty] | 422 | 0.992
[14 empty] | 422 | 0.971
[14 empty] | 422 | 0.962
[14 empty] | 422 | 0.964
[14 empty] | 422 | 0.965
[14 empty] | 422 | 0.96
[14 empty] | 422 | 0.937
[14 empty] | 422 | 0.892
[14 empty] | 422 | 0.837
[14 empty] | 422 | 0.786
[14 empty] | 422 | 0.744
[14 empty] | 422 | 0.732
[14 empty] | 422 | 0.755
[14 empty] | 422 | 0.8
[14 empty] | 422 | 0.856
[14 empty] | 422 | 0.916
[14 empty] | 422 | 0.958
[14 empty] | 422 | 0.97
[14 empty] | 422 | 0.965
[14 empty] | 422 | 0.948
[14 empty] | 422 | 0.924
[14 empty] | 422 | 0.908
[14 empty] | 423 | 0.925
[14 empty] | 423 | 0.858
[14 empty] | 423 | 0.819
[14 empty] | 423 | 0.813
[14 empty] | 423 | 0.839
[14 empty] | 423 | 0.885
[14 empty] | 423 | 0.938
[14 empty] | 423 | 0.987
[14 empty] | 423 | 1.03
[14 empty] | 423 | 1.05
[14 empty] | 423 | 1.06
[14 empty] | 423 | 1.06
[14 empty] | 423 | 1.06
[14 empty] | 423 | 1.06
[14 empty] | 423 | 1.06
[14 empty] | 423 | 1.08
[14 empty] | 423 | 1.08
[14 empty] | 423 | 1.09
[14 empty] | 423 | 1.08
[14 empty] | 423 | 1.05
[14 empty] | 423 | 1.01
[14 empty] | 423 | 0.953
[14 empty] | 423 | 0.898
[14 empty] | 423 | 0.857
[14 empty] | 423 | 0.841
[14 empty] | 423 | 0.856
[14 empty] | 423 | 0.887
[14 empty] | 423 | 0.931
[14 empty] | 423 | 0.976
[14 empty] | 423 | 1
[14 empty] | 423 | 1
[14 empty] | 423 | 0.98
[14 empty] | 423 | 0.926
[14 empty] | 423 | 0.844
[14 empty] | 423 | 0.745
[14 empty] | 423 | 0.643
[14 empty] | 423 | 0.542
[14 empty] | 423 | 0.454
[14 empty] | 423 | 0.393
[14 empty] | 423 | 0.36
[14 empty] | 423 | 0.358
[14 empty] | 423 | 0.384
[14 empty] | 423 | 0.434
[14 empty] | 423 | 0.498
[14 empty] | 423 | 0.57
[14 empty] | 423 | 0.644
[14 empty] | 423 | 0.715
[14 empty] | 423 | 0.777
[14 empty] | 423 | 0.823
[14 empty] | 423 | 0.857
[14 empty] | 423 | 0.877
[14 empty] | 423 | 0.887
[14 empty] | 423 | 0.895
[14 empty] | 423 | 0.912
[14 empty] | 423 | 0.93
[14 empty] | 423 | 0.949
[14 empty] | 424 | 0.986
[14 empty] | 424 | 0.941
[14 empty] | 424 | 0.905
[14 empty] | 424 | 0.87
[14 empty] | 424 | 0.846
[14 empty] | 424 | 0.838
[14 empty] | 424 | 0.848
[14 empty] | 424 | 0.884
[14 empty] | 424 | 0.946
[14 empty] | 424 | 1.02
[14 empty] | 424 | 1.09
[14 empty] | 424 | 1.14
[14 empty] | 424 | 1.16
[14 empty] | 424 | 1.14
[14 empty] | 424 | 1.09
[14 empty] | 424 | 1.03
[14 empty] | 424 | 0.966
[14 empty] | 424 | 0.91
[14 empty] | 424 | 0.863
[14 empty] | 424 | 0.825
[14 empty] | 424 | 0.805
[14 empty] | 424 | 0.803
[14 empty] | 424 | 0.807
[14 empty] | 424 | 0.822
[14 empty] | 424 | 0.845
[14 empty] | 424 | 0.865
[14 empty] | 424 | 0.885
[14 empty] | 424 | 0.906
[14 empty] | 424 | 0.926
[14 empty] | 424 | 0.943
[14 empty] | 424 | 0.959
[14 empty] | 424 | 0.966
[14 empty] | 424 | 0.963
[14 empty] | 424 | 0.946
[14 empty] | 424 | 0.916
[14 empty] | 424 | 0.876
[14 empty] | 424 | 0.831
[14 empty] | 424 | 0.78
[14 empty] | 424 | 0.729
[14 empty] | 424 | 0.687
[14 empty] | 424 | 0.654
[14 empty] | 424 | 0.632
[14 empty] | 424 | 0.636
[14 empty] | 424 | 0.67
[14 empty] | 424 | 0.725
[14 empty] | 424 | 0.8
[14 empty] | 424 | 0.892
[14 empty] | 424 | 0.984
[14 empty] | 424 | 1.06
[14 empty] | 424 | 1.13
[14 empty] | 424 | 1.17
[14 empty] | 424 | 1.17
[14 empty] | 424 | 1.14
[14 empty] | 424 | 1.08
[14 empty] | 424 | 1.01
[14 empty] | 425 | 0.885
[14 empty] | 425 | 0.926
[14 empty] | 425 | 0.968
[14 empty] | 425 | 1.01
[14 empty] | 425 | 1.04
[14 empty] | 425 | 1.08
[14 empty] | 425 | 1.11
[14 empty] | 425 | 1.15
[14 empty] | 425 | 1.18
[14 empty] | 425 | 1.2
[14 empty] | 425 | 1.2
[14 empty] | 425 | 1.17
[14 empty] | 425 | 1.12
[14 empty] | 425 | 1.03
[14 empty] | 425 | 0.932
[14 empty] | 425 | 0.831
[14 empty] | 425 | 0.75
[14 empty] | 425 | 0.688
[14 empty] | 425 | 0.653
[14 empty] | 425 | 0.653
[14 empty] | 425 | 0.676
[14 empty] | 425 | 0.705
[14 empty] | 425 | 0.743
[14 empty] | 425 | 0.786
[14 empty] | 425 | 0.818
[14 empty] | 425 | 0.836
[14 empty] | 425 | 0.847
[14 empty] | 425 | 0.853
[14 empty] | 425 | 0.852
[14 empty] | 425 | 0.851
[14 empty] | 425 | 0.856
[14 empty] | 425 | 0.862
[14 empty] | 425 | 0.862
[14 empty] | 425 | 0.855
[14 empty] | 425 | 0.851
[14 empty] | 425 | 0.852
[14 empty] | 425 | 0.857
[14 empty] | 425 | 0.878
[14 empty] | 425 | 0.919
[14 empty] | 425 | 0.963
[14 empty] | 425 | 1
[14 empty] | 425 | 1.03
[14 empty] | 425 | 1.05
[14 empty] | 425 | 1.05
[14 empty] | 425 | 1.04
[14 empty] | 425 | 1.02
[14 empty] | 425 | 1.01
[14 empty] | 425 | 1.01
[14 empty] | 425 | 1.02
[14 empty] | 425 | 1.06
[14 empty] | 425 | 1.09
[14 empty] | 425 | 1.12
[14 empty] | 425 | 1.13
[14 empty] | 425 | 1.12
[14 empty] | 425 | 1.09
[14 empty] | 425 | 1.04
[14 empty] | 426 | 1.05
[14 empty] | 426 | 1.09
[14 empty] | 426 | 1.13
[14 empty] | 426 | 1.17
[14 empty] | 426 | 1.18
[14 empty] | 426 | 1.19
[14 empty] | 426 | 1.17
[14 empty] | 426 | 1.13
[14 empty] | 426 | 1.07
[14 empty] | 426 | 1.01
[14 empty] | 426 | 0.941
[14 empty] | 426 | 0.884
[14 empty] | 426 | 0.84
[14 empty] | 426 | 0.808
[14 empty] | 426 | 0.772
[14 empty] | 426 | 0.725
[14 empty] | 426 | 0.669
[14 empty] | 426 | 0.621
[14 empty] | 426 | 0.587
[14 empty] | 426 | 0.583
[14 empty] | 426 | 0.616
[14 empty] | 426 | 0.677
[14 empty] | 426 | 0.738
[14 empty] | 426 | 0.792
[14 empty] | 426 | 0.822
[14 empty] | 426 | 0.826
[14 empty] | 426 | 0.812
[14 empty] | 426 | 0.803
[14 empty] | 426 | 0.806
[14 empty] | 426 | 0.834
[14 empty] | 426 | 0.887
[14 empty] | 426 | 0.961
[14 empty] | 426 | 1.04
[14 empty] | 426 | 1.12
[14 empty] | 426 | 1.19
[14 empty] | 426 | 1.24
[14 empty] | 426 | 1.26
[14 empty] | 426 | 1.26
[14 empty] | 426 | 1.23
[14 empty] | 426 | 1.18
[14 empty] | 426 | 1.11
[14 empty] | 426 | 1.04
[14 empty] | 426 | 0.967
[14 empty] | 426 | 0.903
[14 empty] | 426 | 0.86
[14 empty] | 426 | 0.834
[14 empty] | 426 | 0.817
[14 empty] | 426 | 0.811
[14 empty] | 426 | 0.812
[14 empty] | 426 | 0.804
[14 empty] | 426 | 0.795
[14 empty] | 426 | 0.794
[14 empty] | 426 | 0.798
[14 empty] | 426 | 0.811
[14 empty] | 426 | 0.842
[14 empty] | 427 | 0.757
[14 empty] | 427 | 0.787
[14 empty] | 427 | 0.834
[14 empty] | 427 | 0.882
[14 empty] | 427 | 0.918
[14 empty] | 427 | 0.927
[14 empty] | 427 | 0.895
[14 empty] | 427 | 0.824
[14 empty] | 427 | 0.726
[14 empty] | 427 | 0.619
[14 empty] | 427 | 0.527
[14 empty] | 427 | 0.469
[14 empty] | 427 | 0.454
[14 empty] | 427 | 0.488
[14 empty] | 427 | 0.563
[14 empty] | 427 | 0.654
[14 empty] | 427 | 0.74
[14 empty] | 427 | 0.808
[14 empty] | 427 | 0.844
[14 empty] | 427 | 0.851
[14 empty] | 427 | 0.845
[14 empty] | 427 | 0.846
[14 empty] | 427 | 0.862
[14 empty] | 427 | 0.898
[14 empty] | 427 | 0.948
[14 empty] | 427 | 0.996
[14 empty] | 427 | 1.03
[14 empty] | 427 | 1.04
[14 empty] | 427 | 1.02
[14 empty] | 427 | 0.98
[14 empty] | 427 | 0.936
[14 empty] | 427 | 0.896
[14 empty] | 427 | 0.87
[14 empty] | 427 | 0.859
[14 empty] | 427 | 0.871
[14 empty] | 427 | 0.894
[14 empty] | 427 | 0.928
[14 empty] | 427 | 0.967
[14 empty] | 427 | 1.01
[14 empty] | 427 | 1.05
[14 empty] | 427 | 1.09
[14 empty] | 427 | 1.12
[14 empty] | 427 | 1.13
[14 empty] | 427 | 1.13
[14 empty] | 427 | 1.11
[14 empty] | 427 | 1.09
[14 empty] | 427 | 1.07
[14 empty] | 427 | 1.03
[14 empty] | 427 | 1
[14 empty] | 427 | 0.971
[14 empty] | 427 | 0.947
[14 empty] | 427 | 0.935
[14 empty] | 427 | 0.941
[14 empty] | 427 | 0.964
[14 empty] | 427 | 1
[14 empty] | 428 | 1.12
[14 empty] | 428 | 1.1
[14 empty] | 428 | 1.04
[14 empty] | 428 | 0.961
[14 empty] | 428 | 0.89
[14 empty] | 428 | 0.837
[14 empty] | 428 | 0.822
[14 empty] | 428 | 0.838
[14 empty] | 428 | 0.875
[14 empty] | 428 | 0.914
[14 empty] | 428 | 0.946
[14 empty] | 428 | 0.952
[14 empty] | 428 | 0.932
[14 empty] | 428 | 0.891
[14 empty] | 428 | 0.842
[14 empty] | 428 | 0.787
[14 empty] | 428 | 0.74
[14 empty] | 428 | 0.708
[14 empty] | 428 | 0.694
[14 empty] | 428 | 0.696
[14 empty] | 428 | 0.721
[14 empty] | 428 | 0.765
[14 empty] | 428 | 0.825
[14 empty] | 428 | 0.892
[14 empty] | 428 | 0.96
[14 empty] | 428 | 1.02
[14 empty] | 428 | 1.07
[14 empty] | 428 | 1.1
[14 empty] | 428 | 1.1
[14 empty] | 428 | 1.1
[14 empty] | 428 | 1.08
[14 empty] | 428 | 1.05
[14 empty] | 428 | 1.01
[14 empty] | 428 | 0.98
[14 empty] | 428 | 0.953
[14 empty] | 428 | 0.94
[14 empty] | 428 | 0.944
[14 empty] | 428 | 0.961
[14 empty] | 428 | 0.981
[14 empty] | 428 | 0.997
[14 empty] | 428 | 1
[14 empty] | 428 | 0.983
[14 empty] | 428 | 0.94
[14 empty] | 428 | 0.881
[14 empty] | 428 | 0.818
[14 empty] | 428 | 0.763
[14 empty] | 428 | 0.722
[14 empty] | 428 | 0.705
[14 empty] | 428 | 0.709
[14 empty] | 428 | 0.723
[14 empty] | 428 | 0.734
[14 empty] | 428 | 0.742
[14 empty] | 428 | 0.745
[14 empty] | 428 | 0.747
[14 empty] | 429 | 0.877
[14 empty] | 429 | 0.906
[14 empty] | 429 | 0.923
[14 empty] | 429 | 0.931
[14 empty] | 429 | 0.931
[14 empty] | 429 | 0.922
[14 empty] | 429 | 0.903
[14 empty] | 429 | 0.884
[14 empty] | 429 | 0.865
[14 empty] | 429 | 0.843
[14 empty] | 429 | 0.816
[14 empty] | 429 | 0.788
[14 empty] | 429 | 0.755
[14 empty] | 429 | 0.72
[14 empty] | 429 | 0.691
[14 empty] | 429 | 0.677
[14 empty] | 429 | 0.672
[14 empty] | 429 | 0.671
[14 empty] | 429 | 0.675
[14 empty] | 429 | 0.669
[14 empty] | 429 | 0.651
[14 empty] | 429 | 0.633
[14 empty] | 429 | 0.62
[14 empty] | 429 | 0.619
[14 empty] | 429 | 0.639
[14 empty] | 429 | 0.681
[14 empty] | 429 | 0.734
[14 empty] | 429 | 0.796
[14 empty] | 429 | 0.851
[14 empty] | 429 | 0.892
[14 empty] | 429 | 0.92
[14 empty] | 429 | 0.938
[14 empty] | 429 | 0.943
[14 empty] | 429 | 0.944
[14 empty] | 429 | 0.94
[14 empty] | 429 | 0.926
[14 empty] | 429 | 0.9
[14 empty] | 429 | 0.867
[14 empty] | 429 | 0.83
[14 empty] | 429 | 0.791
[14 empty] | 429 | 0.76
[14 empty] | 429 | 0.742
[14 empty] | 429 | 0.738
[14 empty] | 429 | 0.743
[14 empty] | 429 | 0.759
[14 empty] | 429 | 0.783
[14 empty] | 429 | 0.803
[14 empty] | 429 | 0.821
[14 empty] | 429 | 0.847
[14 empty] | 429 | 0.874
[14 empty] | 429 | 0.906
[14 empty] | 429 | 0.955
[14 empty] | 429 | 1.02
[14 empty] | 429 | 1.07
[14 empty] | 429 | 1.11
[14 empty] | 430 | 0.572
[14 empty] | 430 | 0.555
[14 empty] | 430 | 0.538
[14 empty] | 430 | 0.518
[14 empty] | 430 | 0.496
[14 empty] | 430 | 0.48
[14 empty] | 430 | 0.479
[14 empty] | 430 | 0.497
[14 empty] | 430 | 0.532
[14 empty] | 430 | 0.582
[14 empty] | 430 | 0.635
[14 empty] | 430 | 0.671
[14 empty] | 430 | 0.679
[14 empty] | 430 | 0.663
[14 empty] | 430 | 0.625
[14 empty] | 430 | 0.573
[14 empty] | 430 | 0.529
[14 empty] | 430 | 0.501
[14 empty] | 430 | 0.486
[14 empty] | 430 | 0.483
[14 empty] | 430 | 0.487
[14 empty] | 430 | 0.487
[14 empty] | 430 | 0.484
[14 empty] | 430 | 0.483
[14 empty] | 430 | 0.488
[14 empty] | 430 | 0.502
[14 empty] | 430 | 0.534
[14 empty] | 430 | 0.58
[14 empty] | 430 | 0.627
[14 empty] | 430 | 0.669
[14 empty] | 430 | 0.702
[14 empty] | 430 | 0.717
[14 empty] | 430 | 0.714
[14 empty] | 430 | 0.702
[14 empty] | 430 | 0.692
[14 empty] | 430 | 0.687
[14 empty] | 430 | 0.697
[14 empty] | 430 | 0.726
[14 empty] | 430 | 0.775
[14 empty] | 430 | 0.828
[14 empty] | 430 | 0.879
[14 empty] | 430 | 0.913
[14 empty] | 430 | 0.927
[14 empty] | 430 | 0.917
[14 empty] | 430 | 0.889
[14 empty] | 430 | 0.855
[14 empty] | 430 | 0.827
[14 empty] | 430 | 0.804
[14 empty] | 430 | 0.793
[14 empty] | 430 | 0.792
[14 empty] | 430 | 0.796
[14 empty] | 430 | 0.809
[14 empty] | 430 | 0.829
[14 empty] | 430 | 0.85
[14 empty] | 431 | 0.898
[14 empty] | 431 | 0.896
[14 empty] | 431 | 0.871
[14 empty] | 431 | 0.828
[14 empty] | 431 | 0.781
[14 empty] | 431 | 0.73
[14 empty] | 431 | 0.682
[14 empty] | 431 | 0.65
[14 empty] | 431 | 0.636
[14 empty] | 431 | 0.624
[14 empty] | 431 | 0.612
[14 empty] | 431 | 0.604
[14 empty] | 431 | 0.591
[14 empty] | 431 | 0.576
[14 empty] | 431 | 0.566
[14 empty] | 431 | 0.561
[14 empty] | 431 | 0.555
[14 empty] | 431 | 0.55
[14 empty] | 431 | 0.545
[14 empty] | 431 | 0.535
[14 empty] | 431 | 0.521
[14 empty] | 431 | 0.509
[14 empty] | 431 | 0.498
[14 empty] | 431 | 0.488
[14 empty] | 431 | 0.484
[14 empty] | 431 | 0.484
[14 empty] | 431 | 0.476
[14 empty] | 431 | 0.46
[14 empty] | 431 | 0.436
[14 empty] | 431 | 0.407
[14 empty] | 431 | 0.379
[14 empty] | 431 | 0.372
[14 empty] | 431 | 0.388
[14 empty] | 431 | 0.428
[14 empty] | 431 | 0.491
[14 empty] | 431 | 0.561
[14 empty] | 431 | 0.624
[14 empty] | 431 | 0.676
[14 empty] | 431 | 0.71
[14 empty] | 431 | 0.717
[14 empty] | 431 | 0.705
[14 empty] | 431 | 0.683
[14 empty] | 431 | 0.652
[14 empty] | 431 | 0.616
[14 empty] | 431 | 0.59
[14 empty] | 431 | 0.574
[14 empty] | 431 | 0.566
[14 empty] | 431 | 0.563
[14 empty] | 431 | 0.567
[14 empty] | 431 | 0.573
[14 empty] | 431 | 0.581
[14 empty] | 431 | 0.582
[14 empty] | 431 | 0.582
[14 empty] | 431 | 0.58
[14 empty] | 432 | 0.611
[14 empty] | 432 | 0.622
[14 empty] | 432 | 0.666
[14 empty] | 432 | 0.741
[14 empty] | 432 | 0.841
[14 empty] | 432 | 0.952
[14 empty] | 432 | 1.06
[14 empty] | 432 | 1.15
[14 empty] | 432 | 1.21
[14 empty] | 432 | 1.23
[14 empty] | 432 | 1.23
[14 empty] | 432 | 1.2
[14 empty] | 432 | 1.15
[14 empty] | 432 | 1.1
[14 empty] | 432 | 1.06
[14 empty] | 432 | 1.03
[14 empty] | 432 | 1.03
[14 empty] | 432 | 1.05
[14 empty] | 432 | 1.09
[14 empty] | 432 | 1.13
[14 empty] | 432 | 1.18
[14 empty] | 432 | 1.21
[14 empty] | 432 | 1.22
[14 empty] | 432 | 1.21
[14 empty] | 432 | 1.18
[14 empty] | 432 | 1.16
[14 empty] | 432 | 1.15
[14 empty] | 432 | 1.15
[14 empty] | 432 | 1.17
[14 empty] | 432 | 1.21
[14 empty] | 432 | 1.25
[14 empty] | 432 | 1.27
[14 empty] | 432 | 1.27
[14 empty] | 432 | 1.25
[14 empty] | 432 | 1.22
[14 empty] | 432 | 1.19
[14 empty] | 432 | 1.16
[14 empty] | 432 | 1.15
[14 empty] | 432 | 1.15
[14 empty] | 432 | 1.15
[14 empty] | 432 | 1.15
[14 empty] | 432 | 1.13
[14 empty] | 432 | 1.1
[14 empty] | 432 | 1.05
[14 empty] | 432 | 0.981
[14 empty] | 432 | 0.92
[14 empty] | 432 | 0.878
[14 empty] | 432 | 0.856
[14 empty] | 432 | 0.845
[14 empty] | 432 | 0.85
[14 empty] | 432 | 0.866
[14 empty] | 432 | 0.881
[14 empty] | 432 | 0.89
[14 empty] | 433 | 1.1
[14 empty] | 433 | 1.1
[14 empty] | 433 | 1.1
[14 empty] | 433 | 1.1
[14 empty] | 433 | 1.11
[14 empty] | 433 | 1.12
[14 empty] | 433 | 1.14
[14 empty] | 433 | 1.16
[14 empty] | 433 | 1.17
[14 empty] | 433 | 1.17
[14 empty] | 433 | 1.15
[14 empty] | 433 | 1.13
[14 empty] | 433 | 1.08
[14 empty] | 433 | 1.04
[14 empty] | 433 | 1.02
[14 empty] | 433 | 1
[14 empty] | 433 | 1
[14 empty] | 433 | 1.03
[14 empty] | 433 | 1.06
[14 empty] | 433 | 1.1
[14 empty] | 433 | 1.13
[14 empty] | 433 | 1.16
[14 empty] | 433 | 1.17
[14 empty] | 433 | 1.17
[14 empty] | 433 | 1.17
[14 empty] | 433 | 1.15
[14 empty] | 433 | 1.14
[14 empty] | 433 | 1.13
[14 empty] | 433 | 1.11
[14 empty] | 433 | 1.1
[14 empty] | 433 | 1.08
[14 empty] | 433 | 1.06
[14 empty] | 433 | 1.04
[14 empty] | 433 | 1.01
[14 empty] | 433 | 0.962
[14 empty] | 433 | 0.905
[14 empty] | 433 | 0.838
[14 empty] | 433 | 0.765
[14 empty] | 433 | 0.688
[14 empty] | 433 | 0.611
[14 empty] | 433 | 0.54
[14 empty] | 433 | 0.49
[14 empty] | 433 | 0.467
[14 empty] | 433 | 0.473
[14 empty] | 433 | 0.507
[14 empty] | 433 | 0.562
[14 empty] | 433 | 0.618
[14 empty] | 433 | 0.663
[14 empty] | 433 | 0.691
[14 empty] | 433 | 0.697
[14 empty] | 433 | 0.679
[14 empty] | 433 | 0.652
[14 empty] | 433 | 0.626
[14 empty] | 434 | 0.904
[14 empty] | 434 | 0.899
[14 empty] | 434 | 0.909
[14 empty] | 434 | 0.928
[14 empty] | 434 | 0.95
[14 empty] | 434 | 0.972
[14 empty] | 434 | 0.989
[14 empty] | 434 | 0.987
[14 empty] | 434 | 0.965
[14 empty] | 434 | 0.929
[14 empty] | 434 | 0.879
[14 empty] | 434 | 0.824
[14 empty] | 434 | 0.77
[14 empty] | 434 | 0.718
[14 empty] | 434 | 0.67
[14 empty] | 434 | 0.627
[14 empty] | 434 | 0.594
[14 empty] | 434 | 0.573
[14 empty] | 434 | 0.566
[14 empty] | 434 | 0.576
[14 empty] | 434 | 0.598
[14 empty] | 434 | 0.629
[14 empty] | 434 | 0.666
[14 empty] | 434 | 0.705
[14 empty] | 434 | 0.743
[14 empty] | 434 | 0.776
[14 empty] | 434 | 0.804
[14 empty] | 434 | 0.82
[14 empty] | 434 | 0.826
[14 empty] | 434 | 0.824
[14 empty] | 434 | 0.817
[14 empty] | 434 | 0.804
[14 empty] | 434 | 0.8
[14 empty] | 434 | 0.802
[14 empty] | 434 | 0.818
[14 empty] | 434 | 0.853
[14 empty] | 434 | 0.912
[14 empty] | 434 | 0.983
[14 empty] | 434 | 1.06
[14 empty] | 434 | 1.14
[14 empty] | 434 | 1.19
[14 empty] | 434 | 1.22
[14 empty] | 434 | 1.23
[14 empty] | 434 | 1.22
[14 empty] | 434 | 1.19
[14 empty] | 434 | 1.17
[14 empty] | 434 | 1.16
[14 empty] | 434 | 1.15
[14 empty] | 434 | 1.15
[14 empty] | 434 | 1.14
[14 empty] | 434 | 1.13
[14 empty] | 434 | 1.13
[14 empty] | 434 | 1.12
[14 empty] | 434 | 1.11
[14 empty] | 435 | 1.04
[14 empty] | 435 | 1
[14 empty] | 435 | 0.951
[14 empty] | 435 | 0.894
[14 empty] | 435 | 0.843
[14 empty] | 435 | 0.791
[14 empty] | 435 | 0.739
[14 empty] | 435 | 0.696
[14 empty] | 435 | 0.666
[14 empty] | 435 | 0.652
[14 empty] | 435 | 0.661
[14 empty] | 435 | 0.694
[14 empty] | 435 | 0.746
[14 empty] | 435 | 0.807
[14 empty] | 435 | 0.87
[14 empty] | 435 | 0.927
[14 empty] | 435 | 0.977
[14 empty] | 435 | 1.02
[14 empty] | 435 | 1.06
[14 empty] | 435 | 1.09
[14 empty] | 435 | 1.11
[14 empty] | 435 | 1.12
[14 empty] | 435 | 1.11
[14 empty] | 435 | 1.09
[14 empty] | 435 | 1.06
[14 empty] | 435 | 1.03
[14 empty] | 435 | 0.998
[14 empty] | 435 | 0.973
[14 empty] | 435 | 0.955
[14 empty] | 435 | 0.949
[14 empty] | 435 | 0.957
[14 empty] | 435 | 0.976
[14 empty] | 435 | 1
[14 empty] | 435 | 1.03
[14 empty] | 435 | 1.05
[14 empty] | 435 | 1.06
[14 empty] | 435 | 1.06
[14 empty] | 435 | 1.07
[14 empty] | 435 | 1.07
[14 empty] | 435 | 1.09
[14 empty] | 435 | 1.11
[14 empty] | 435 | 1.14
[14 empty] | 435 | 1.16
[14 empty] | 435 | 1.17
[14 empty] | 435 | 1.17
[14 empty] | 435 | 1.15
[14 empty] | 435 | 1.1
[14 empty] | 435 | 1.05
[14 empty] | 435 | 1.01
[14 empty] | 435 | 0.965
[14 empty] | 435 | 0.931
[14 empty] | 435 | 0.914
[14 empty] | 436 | 1.07
[14 empty] | 436 | 1.05
[14 empty] | 436 | 1.03
[14 empty] | 436 | 1.03
[14 empty] | 436 | 1.04
[14 empty] | 436 | 1.07
[14 empty] | 436 | 1.11
[14 empty] | 436 | 1.15
[14 empty] | 436 | 1.19
[14 empty] | 436 | 1.23
[14 empty] | 436 | 1.26
[14 empty] | 436 | 1.27
[14 empty] | 436 | 1.26
[14 empty] | 436 | 1.24
[14 empty] | 436 | 1.21
[14 empty] | 436 | 1.17
[14 empty] | 436 | 1.12
[14 empty] | 436 | 1.07
[14 empty] | 436 | 1.04
[14 empty] | 436 | 0.999
[14 empty] | 436 | 0.972
[14 empty] | 436 | 0.959
[14 empty] | 436 | 0.955
[14 empty] | 436 | 0.956
[14 empty] | 436 | 0.964
[14 empty] | 436 | 0.976
[14 empty] | 436 | 0.996
[14 empty] | 436 | 1.02
[14 empty] | 436 | 1.06
[14 empty] | 436 | 1.11
[14 empty] | 436 | 1.17
[14 empty] | 436 | 1.22
[14 empty] | 436 | 1.25
[14 empty] | 436 | 1.27
[14 empty] | 436 | 1.25
[14 empty] | 436 | 1.21
[14 empty] | 436 | 1.17
[14 empty] | 436 | 1.11
[14 empty] | 436 | 1.07
[14 empty] | 436 | 1.04
[14 empty] | 436 | 1.02
[14 empty] | 436 | 1.02
[14 empty] | 436 | 1.02
[14 empty] | 436 | 1.02
[14 empty] | 436 | 1.02
[14 empty] | 436 | 1.01
[14 empty] | 436 | 0.999
[14 empty] | 436 | 1
[14 empty] | 436 | 1.02
[14 empty] | 436 | 1.03
[14 empty] | 436 | 1.06
[14 empty] | 436 | 1.07
[14 empty] | 436 | 1.06
[14 empty] | 437 | 1.02
[14 empty] | 437 | 1.04
[14 empty] | 437 | 1.04
[14 empty] | 437 | 1.05
[14 empty] | 437 | 1.06
[14 empty] | 437 | 1.07
[14 empty] | 437 | 1.09
[14 empty] | 437 | 1.09
[14 empty] | 437 | 1.09
[14 empty] | 437 | 1.07
[14 empty] | 437 | 1.05
[14 empty] | 437 | 1.02
[14 empty] | 437 | 1.01
[14 empty] | 437 | 1.01
[14 empty] | 437 | 1.02
[14 empty] | 437 | 1.03
[14 empty] | 437 | 1.03
[14 empty] | 437 | 1.03
[14 empty] | 437 | 1.01
[14 empty] | 437 | 1
[14 empty] | 437 | 1.01
[14 empty] | 437 | 1.04
[14 empty] | 437 | 1.09
[14 empty] | 437 | 1.15
[14 empty] | 437 | 1.19
[14 empty] | 437 | 1.2
[14 empty] | 437 | 1.17
[14 empty] | 437 | 1.12
[14 empty] | 437 | 1.05
[14 empty] | 437 | 0.98
[14 empty] | 437 | 0.935
[14 empty] | 437 | 0.917
[14 empty] | 437 | 0.925
[14 empty] | 437 | 0.957
[14 empty] | 437 | 0.998
[14 empty] | 437 | 1.03
[14 empty] | 437 | 1.07
[14 empty] | 437 | 1.1
[14 empty] | 437 | 1.13
[14 empty] | 437 | 1.17
[14 empty] | 437 | 1.2
[14 empty] | 437 | 1.24
[14 empty] | 437 | 1.26
[14 empty] | 437 | 1.29
[14 empty] | 437 | 1.3
[14 empty] | 437 | 1.29
[14 empty] | 437 | 1.28
[14 empty] | 437 | 1.26
[14 empty] | 437 | 1.23
[14 empty] | 437 | 1.19
[14 empty] | 437 | 1.15
[14 empty] | 437 | 1.11
[14 empty] | 438 | 0.428
[14 empty] | 438 | 0.436
[14 empty] | 438 | 0.478
[14 empty] | 438 | 0.554
[14 empty] | 438 | 0.657
[14 empty] | 438 | 0.774
[14 empty] | 438 | 0.893
[14 empty] | 438 | 1
[14 empty] | 438 | 1.1
[14 empty] | 438 | 1.16
[14 empty] | 438 | 1.19
[14 empty] | 438 | 1.2
[14 empty] | 438 | 1.18
[14 empty] | 438 | 1.15
[14 empty] | 438 | 1.12
[14 empty] | 438 | 1.1
[14 empty] | 438 | 1.09
[14 empty] | 438 | 1.1
[14 empty] | 438 | 1.13
[14 empty] | 438 | 1.15
[14 empty] | 438 | 1.16
[14 empty] | 438 | 1.17
[14 empty] | 438 | 1.17
[14 empty] | 438 | 1.16
[14 empty] | 438 | 1.16
[14 empty] | 438 | 1.15
[14 empty] | 438 | 1.15
[14 empty] | 438 | 1.14
[14 empty] | 438 | 1.13
[14 empty] | 438 | 1.12
[14 empty] | 438 | 1.1
[14 empty] | 438 | 1.09
[14 empty] | 438 | 1.07
[14 empty] | 438 | 1.07
[14 empty] | 438 | 1.06
[14 empty] | 438 | 1.06
[14 empty] | 438 | 1.05
[14 empty] | 438 | 1.03
[14 empty] | 438 | 0.989
[14 empty] | 438 | 0.95
[14 empty] | 438 | 0.914
[14 empty] | 438 | 0.891
[14 empty] | 438 | 0.887
[14 empty] | 438 | 0.895
[14 empty] | 438 | 0.91
[14 empty] | 438 | 0.924
[14 empty] | 438 | 0.931
[14 empty] | 438 | 0.935
[14 empty] | 438 | 0.945
[14 empty] | 438 | 0.957
[14 empty] | 438 | 0.974
[14 empty] | 438 | 0.999
[14 empty] | 439 | 1.05
[14 empty] | 439 | 1.07
[14 empty] | 439 | 1.1
[14 empty] | 439 | 1.12
[14 empty] | 439 | 1.13
[14 empty] | 439 | 1.12
[14 empty] | 439 | 1.1
[14 empty] | 439 | 1.07
[14 empty] | 439 | 1.05
[14 empty] | 439 | 1.04
[14 empty] | 439 | 1.04
[14 empty] | 439 | 1.03
[14 empty] | 439 | 1.02
[14 empty] | 439 | 1
[14 empty] | 439 | 0.976
[14 empty] | 439 | 0.949
[14 empty] | 439 | 0.927
[14 empty] | 439 | 0.909
[14 empty] | 439 | 0.898
[14 empty] | 439 | 0.9
[14 empty] | 439 | 0.911
[14 empty] | 439 | 0.93
[14 empty] | 439 | 0.959
[14 empty] | 439 | 0.994
[14 empty] | 439 | 1.02
[14 empty] | 439 | 1.04
[14 empty] | 439 | 1.05
[14 empty] | 439 | 1.04
[14 empty] | 439 | 1.02
[14 empty] | 439 | 0.99
[14 empty] | 439 | 0.971
[14 empty] | 439 | 0.961
[14 empty] | 439 | 0.962
[14 empty] | 439 | 0.977
[14 empty] | 439 | 1
[14 empty] | 439 | 1.04
[14 empty] | 439 | 1.07
[14 empty] | 439 | 1.09
[14 empty] | 439 | 1.09
[14 empty] | 439 | 1.08
[14 empty] | 439 | 1.03
[14 empty] | 439 | 0.96
[14 empty] | 439 | 0.878
[14 empty] | 439 | 0.794
[14 empty] | 439 | 0.718
[14 empty] | 439 | 0.663
[14 empty] | 439 | 0.626
[14 empty] | 439 | 0.595
[14 empty] | 439 | 0.565
[14 empty] | 439 | 0.529
[14 empty] | 439 | 0.486
[14 empty] | 439 | 0.448
[14 empty] | 440 | 1.05
[14 empty] | 440 | 1.1
[14 empty] | 440 | 1.15
[14 empty] | 440 | 1.18
[14 empty] | 440 | 1.21
[14 empty] | 440 | 1.24
[14 empty] | 440 | 1.25
[14 empty] | 440 | 1.24
[14 empty] | 440 | 1.2
[14 empty] | 440 | 1.13
[14 empty] | 440 | 1.05
[14 empty] | 440 | 0.991
[14 empty] | 440 | 0.947
[14 empty] | 440 | 0.929
[14 empty] | 440 | 0.931
[14 empty] | 440 | 0.936
[14 empty] | 440 | 0.939
[14 empty] | 440 | 0.937
[14 empty] | 440 | 0.933
[14 empty] | 440 | 0.94
[14 empty] | 440 | 0.965
[14 empty] | 440 | 1
[14 empty] | 440 | 1.05
[14 empty] | 440 | 1.09
[14 empty] | 440 | 1.13
[14 empty] | 440 | 1.15
[14 empty] | 440 | 1.15
[14 empty] | 440 | 1.16
[14 empty] | 440 | 1.16
[14 empty] | 440 | 1.16
[14 empty] | 440 | 1.16
[14 empty] | 440 | 1.16
[14 empty] | 440 | 1.14
[14 empty] | 440 | 1.12
[14 empty] | 440 | 1.1
[14 empty] | 440 | 1.09
[14 empty] | 440 | 1.08
[14 empty] | 440 | 1.08
[14 empty] | 440 | 1.08
[14 empty] | 440 | 1.06
[14 empty] | 440 | 1.03
[14 empty] | 440 | 0.998
[14 empty] | 440 | 0.961
[14 empty] | 440 | 0.935
[14 empty] | 440 | 0.933
[14 empty] | 440 | 0.955
[14 empty] | 440 | 0.989
[14 empty] | 440 | 1.02
[14 empty] | 440 | 1.05
[14 empty] | 440 | 1.05
[14 empty] | 440 | 1.04
[14 empty] | 440 | 1.04
[14 empty] | 441 | 1.14
[14 empty] | 441 | 1.17
[14 empty] | 441 | 1.2
[14 empty] | 441 | 1.22
[14 empty] | 441 | 1.23
[14 empty] | 441 | 1.23
[14 empty] | 441 | 1.23
[14 empty] | 441 | 1.22
[14 empty] | 441 | 1.22
[14 empty] | 441 | 1.23
[14 empty] | 441 | 1.23
[14 empty] | 441 | 1.23
[14 empty] | 441 | 1.24
[14 empty] | 441 | 1.23
[14 empty] | 441 | 1.23
[14 empty] | 441 | 1.22
[14 empty] | 441 | 1.21
[14 empty] | 441 | 1.2
[14 empty] | 441 | 1.18
[14 empty] | 441 | 1.17
[14 empty] | 441 | 1.14
[14 empty] | 441 | 1.12
[14 empty] | 441 | 1.1
[14 empty] | 441 | 1.07
[14 empty] | 441 | 1.04
[14 empty] | 441 | 1.01
[14 empty] | 441 | 0.989
[14 empty] | 441 | 0.974
[14 empty] | 441 | 0.967
[14 empty] | 441 | 0.981
[14 empty] | 441 | 1.01
[14 empty] | 441 | 1.04
[14 empty] | 441 | 1.08
[14 empty] | 441 | 1.11
[14 empty] | 441 | 1.13
[14 empty] | 441 | 1.14
[14 empty] | 441 | 1.14
[14 empty] | 441 | 1.13
[14 empty] | 441 | 1.12
[14 empty] | 441 | 1.1
[14 empty] | 441 | 1.05
[14 empty] | 441 | 0.978
[14 empty] | 441 | 0.886
[14 empty] | 441 | 0.786
[14 empty] | 441 | 0.7
[14 empty] | 441 | 0.652
[14 empty] | 441 | 0.65
[14 empty] | 441 | 0.697
[14 empty] | 441 | 0.78
[14 empty] | 441 | 0.879
[14 empty] | 441 | 0.971
[14 empty] | 442 | 1.14
[14 empty] | 442 | 1.12
[14 empty] | 442 | 1.1
[14 empty] | 442 | 1.08
[14 empty] | 442 | 1.05
[14 empty] | 442 | 1.04
[14 empty] | 442 | 1.05
[14 empty] | 442 | 1.06
[14 empty] | 442 | 1.08
[14 empty] | 442 | 1.12
[14 empty] | 442 | 1.15
[14 empty] | 442 | 1.19
[14 empty] | 442 | 1.23
[14 empty] | 442 | 1.27
[14 empty] | 442 | 1.29
[14 empty] | 442 | 1.31
[14 empty] | 442 | 1.31
[14 empty] | 442 | 1.3
[14 empty] | 442 | 1.28
[14 empty] | 442 | 1.27
[14 empty] | 442 | 1.27
[14 empty] | 442 | 1.28
[14 empty] | 442 | 1.29
[14 empty] | 442 | 1.31
[14 empty] | 442 | 1.32
[14 empty] | 442 | 1.31
[14 empty] | 442 | 1.3
[14 empty] | 442 | 1.27
[14 empty] | 442 | 1.24
[14 empty] | 442 | 1.2
[14 empty] | 442 | 1.16
[14 empty] | 442 | 1.13
[14 empty] | 442 | 1.11
[14 empty] | 442 | 1.09
[14 empty] | 442 | 1.09
[14 empty] | 442 | 1.1
[14 empty] | 442 | 1.12
[14 empty] | 442 | 1.13
[14 empty] | 442 | 1.12
[14 empty] | 442 | 1.1
[14 empty] | 442 | 1.04
[14 empty] | 442 | 0.959
[14 empty] | 442 | 0.871
[14 empty] | 442 | 0.801
[14 empty] | 442 | 0.768
[14 empty] | 442 | 0.775
[14 empty] | 442 | 0.821
[14 empty] | 442 | 0.886
[14 empty] | 442 | 0.957
[14 empty] | 442 | 1.02
[14 empty] | 442 | 1.07
[14 empty] | 442 | 1.11
[14 empty] | 443 | 1.1
[14 empty] | 443 | 1.09
[14 empty] | 443 | 1.08
[14 empty] | 443 | 1.1
[14 empty] | 443 | 1.12
[14 empty] | 443 | 1.14
[14 empty] | 443 | 1.17
[14 empty] | 443 | 1.2
[14 empty] | 443 | 1.23
[14 empty] | 443 | 1.25
[14 empty] | 443 | 1.27
[14 empty] | 443 | 1.27
[14 empty] | 443 | 1.24
[14 empty] | 443 | 1.19
[14 empty] | 443 | 1.12
[14 empty] | 443 | 1.05
[14 empty] | 443 | 0.975
[14 empty] | 443 | 0.93
[14 empty] | 443 | 0.919
[14 empty] | 443 | 0.938
[14 empty] | 443 | 0.987
[14 empty] | 443 | 1.03
[14 empty] | 443 | 1.11
[14 empty] | 443 | 1.16
[14 empty] | 443 | 1.2
[14 empty] | 443 | 1.23
[14 empty] | 443 | 1.26
[14 empty] | 443 | 1.25
[14 empty] | 443 | 1.22
[14 empty] | 443 | 1.18
[14 empty] | 443 | 1.13
[14 empty] | 443 | 1.08
[14 empty] | 443 | 1.05
[14 empty] | 443 | 1.05
[14 empty] | 443 | 1.07
[14 empty] | 443 | 1.12
[14 empty] | 443 | 1.17
[14 empty] | 443 | 1.19
[14 empty] | 443 | 1.2
[14 empty] | 443 | 1.16
[14 empty] | 443 | 1.16
[14 empty] | 443 | 1.14
[14 empty] | 443 | 1.13
[14 empty] | 443 | 1.14
[14 empty] | 443 | 1.16
[14 empty] | 443 | 1.18
[14 empty] | 443 | 1.19
[14 empty] | 443 | 1.19
[14 empty] | 443 | 1.18
[14 empty] | 443 | 1.17
[14 empty] | 443 | 1.15
[14 empty] | 444 | 1.04
[14 empty] | 444 | 1.01
[14 empty] | 444 | 0.992
[14 empty] | 444 | 0.974
[14 empty] | 444 | 0.958
[14 empty] | 444 | 0.956
[14 empty] | 444 | 0.974
[14 empty] | 444 | 0.998
[14 empty] | 444 | 1.03
[14 empty] | 444 | 1.07
[14 empty] | 444 | 1.11
[14 empty] | 444 | 1.14
[14 empty] | 444 | 1.16
[14 empty] | 444 | 1.18
[14 empty] | 444 | 1.17
[14 empty] | 444 | 1.17
[14 empty] | 444 | 1.16
[14 empty] | 444 | 1.17
[14 empty] | 444 | 1.18
[14 empty] | 444 | 1.21
[14 empty] | 444 | 1.23
[14 empty] | 444 | 1.27
[14 empty] | 444 | 1.29
[14 empty] | 444 | 1.3
[14 empty] | 444 | 1.29
[14 empty] | 444 | 1.28
[14 empty] | 444 | 1.27
[14 empty] | 444 | 1.25
[14 empty] | 444 | 1.24
[14 empty] | 444 | 1.24
[14 empty] | 444 | 1.24
[14 empty] | 444 | 1.24
[14 empty] | 444 | 1.22
[14 empty] | 444 | 1.2
[14 empty] | 444 | 1.17
[14 empty] | 444 | 1.14
[14 empty] | 444 | 1.12
[14 empty] | 444 | 1.11
[14 empty] | 444 | 1.08
[14 empty] | 444 | 1.05
[14 empty] | 444 | 1.02
[14 empty] | 444 | 0.987
[14 empty] | 444 | 0.96
[14 empty] | 444 | 0.963
[14 empty] | 444 | 0.985
[14 empty] | 444 | 1.02
[14 empty] | 444 | 1.07
[14 empty] | 444 | 1.11
[14 empty] | 444 | 1.12
[14 empty] | 444 | 1.12
[14 empty] | 445 | 1.15
[14 empty] | 445 | 1.16
[14 empty] | 445 | 1.15
[14 empty] | 445 | 1.15
[14 empty] | 445 | 1.15
[14 empty] | 445 | 1.16
[14 empty] | 445 | 1.18
[14 empty] | 445 | 1.18
[14 empty] | 445 | 1.21
[14 empty] | 445 | 1.22
[14 empty] | 445 | 1.23
[14 empty] | 445 | 1.22
[14 empty] | 445 | 1.19
[14 empty] | 445 | 1.16
[14 empty] | 445 | 1.12
[14 empty] | 445 | 1.09
[14 empty] | 445 | 1.07
[14 empty] | 445 | 1.08
[14 empty] | 445 | 1.1
[14 empty] | 445 | 1.13
[14 empty] | 445 | 1.17
[14 empty] | 445 | 1.2
[14 empty] | 445 | 1.23
[14 empty] | 445 | 1.26
[14 empty] | 445 | 1.27
[14 empty] | 445 | 1.28
[14 empty] | 445 | 1.28
[14 empty] | 445 | 1.26
[14 empty] | 445 | 1.21
[14 empty] | 445 | 1.17
[14 empty] | 445 | 1.13
[14 empty] | 445 | 1.09
[14 empty] | 445 | 1.07
[14 empty] | 445 | 1.08
[14 empty] | 445 | 1.11
[14 empty] | 445 | 1.16
[14 empty] | 445 | 1.21
[14 empty] | 445 | 1.25
[14 empty] | 445 | 1.29
[14 empty] | 445 | 1.31
[14 empty] | 445 | 1.32
[14 empty] | 445 | 1.32
[14 empty] | 445 | 1.32
[14 empty] | 445 | 1.31
[14 empty] | 445 | 1.29
[14 empty] | 445 | 1.26
[14 empty] | 445 | 1.22
[14 empty] | 445 | 1.18
[14 empty] | 445 | 1.14
[14 empty] | 445 | 1.1
[14 empty] | 445 | 1.07
[14 empty] | 446 | 1.29
[14 empty] | 446 | 1.3
[14 empty] | 446 | 1.28
[14 empty] | 446 | 1.25
[14 empty] | 446 | 1.21
[14 empty] | 446 | 1.16
[14 empty] | 446 | 1.09
[14 empty] | 446 | 1.02
[14 empty] | 446 | 0.959
[14 empty] | 446 | 0.921
[14 empty] | 446 | 0.909
[14 empty] | 446 | 0.926
[14 empty] | 446 | 0.966
[14 empty] | 446 | 1.02
[14 empty] | 446 | 1.07
[14 empty] | 446 | 1.11
[14 empty] | 446 | 1.14
[14 empty] | 446 | 1.14
[14 empty] | 446 | 1.13
[14 empty] | 446 | 1.11
[14 empty] | 446 | 1.09
[14 empty] | 446 | 1.05
[14 empty] | 446 | 1.03
[14 empty] | 446 | 1.02
[14 empty] | 446 | 1.01
[14 empty] | 446 | 1.01
[14 empty] | 446 | 1.03
[14 empty] | 446 | 1.04
[14 empty] | 446 | 1.05
[14 empty] | 446 | 1.06
[14 empty] | 446 | 1.08
[14 empty] | 446 | 1.1
[14 empty] | 446 | 1.12
[14 empty] | 446 | 1.12
[14 empty] | 446 | 1.13
[14 empty] | 446 | 1.12
[14 empty] | 446 | 1.1
[14 empty] | 446 | 1.07
[14 empty] | 446 | 1.05
[14 empty] | 446 | 1.01
[14 empty] | 446 | 0.974
[14 empty] | 446 | 0.926
[14 empty] | 446 | 0.899
[14 empty] | 446 | 0.873
[14 empty] | 446 | 0.865
[14 empty] | 446 | 0.894
[14 empty] | 446 | 0.947
[14 empty] | 446 | 1.01
[14 empty] | 446 | 1.07
[14 empty] | 446 | 1.12
[14 empty] | 447 | 1.34
[14 empty] | 447 | 1.32
[14 empty] | 447 | 1.29
[14 empty] | 447 | 1.27
[14 empty] | 447 | 1.25
[14 empty] | 447 | 1.26
[14 empty] | 447 | 1.27
[14 empty] | 447 | 1.29
[14 empty] | 447 | 1.3
[14 empty] | 447 | 1.3
[14 empty] | 447 | 1.28
[14 empty] | 447 | 1.26
[14 empty] | 447 | 1.23
[14 empty] | 447 | 1.21
[14 empty] | 447 | 1.18
[14 empty] | 447 | 1.16
[14 empty] | 447 | 1.14
[14 empty] | 447 | 1.12
[14 empty] | 447 | 1.1
[14 empty] | 447 | 1.09
[14 empty] | 447 | 1.07
[14 empty] | 447 | 1.07
[14 empty] | 447 | 1.07
[14 empty] | 447 | 1.09
[14 empty] | 447 | 1.12
[14 empty] | 447 | 1.16
[14 empty] | 447 | 1.21
[14 empty] | 447 | 1.26
[14 empty] | 447 | 1.3
[14 empty] | 447 | 1.32
[14 empty] | 447 | 1.32
[14 empty] | 447 | 1.28
[14 empty] | 447 | 1.23
[14 empty] | 447 | 1.17
[14 empty] | 447 | 1.12
[14 empty] | 447 | 1.09
[14 empty] | 447 | 1.11
[14 empty] | 447 | 1.14
[14 empty] | 447 | 1.18
[14 empty] | 447 | 1.22
[14 empty] | 447 | 1.24
[14 empty] | 447 | 1.23
[14 empty] | 447 | 1.21
[14 empty] | 447 | 1.18
[14 empty] | 447 | 1.16
[14 empty] | 447 | 1.17
[14 empty] | 447 | 1.19
[14 empty] | 447 | 1.22
[14 empty] | 447 | 1.26
[14 empty] | 447 | 1.28
[14 empty] | 448 | 1.28
[14 empty] | 448 | 1.29
[14 empty] | 448 | 1.27
[14 empty] | 448 | 1.24
[14 empty] | 448 | 1.19
[14 empty] | 448 | 1.13
[14 empty] | 448 | 1.08
[14 empty] | 448 | 1.05
[14 empty] | 448 | 1.04
[14 empty] | 448 | 1.04
[14 empty] | 448 | 1.06
[14 empty] | 448 | 1.09
[14 empty] | 448 | 1.11
[14 empty] | 448 | 1.14
[14 empty] | 448 | 1.14
[14 empty] | 448 | 1.13
[14 empty] | 448 | 1.11
[14 empty] | 448 | 1.09
[14 empty] | 448 | 1.08
[14 empty] | 448 | 1.09
[14 empty] | 448 | 1.13
[14 empty] | 448 | 1.2
[14 empty] | 448 | 1.26
[14 empty] | 448 | 1.33
[14 empty] | 448 | 1.37
[14 empty] | 448 | 1.39
[14 empty] | 448 | 1.4
[14 empty] | 448 | 1.4
[14 empty] | 448 | 1.4
[14 empty] | 448 | 1.4
[14 empty] | 448 | 1.39
[14 empty] | 448 | 1.37
[14 empty] | 448 | 1.34
[14 empty] | 448 | 1.29
[14 empty] | 448 | 1.23
[14 empty] | 448 | 1.17
[14 empty] | 448 | 1.13
[14 empty] | 448 | 1.11
[14 empty] | 448 | 1.12
[14 empty] | 448 | 1.15
[14 empty] | 448 | 1.19
[14 empty] | 448 | 1.24
[14 empty] | 448 | 1.28
[14 empty] | 448 | 1.31
[14 empty] | 448 | 1.33
[14 empty] | 448 | 1.34
[14 empty] | 448 | 1.35
[14 empty] | 448 | 1.35
[14 empty] | 448 | 1.36
[14 empty] | 448 | 1.36
[14 empty] | 449 | 1.21
[14 empty] | 449 | 1.24
[14 empty] | 449 | 1.27
[14 empty] | 449 | 1.29
[14 empty] | 449 | 1.32
[14 empty] | 449 | 1.34
[14 empty] | 449 | 1.35
[14 empty] | 449 | 1.35
[14 empty] | 449 | 1.34
[14 empty] | 449 | 1.32
[14 empty] | 449 | 1.29
[14 empty] | 449 | 1.26
[14 empty] | 449 | 1.23
[14 empty] | 449 | 1.2
[14 empty] | 449 | 1.18
[14 empty] | 449 | 1.16
[14 empty] | 449 | 1.13
[14 empty] | 449 | 1.11
[14 empty] | 449 | 1.09
[14 empty] | 449 | 1.07
[14 empty] | 449 | 1.07
[14 empty] | 449 | 1.08
[14 empty] | 449 | 1.09
[14 empty] | 449 | 1.12
[14 empty] | 449 | 1.15
[14 empty] | 449 | 1.18
[14 empty] | 449 | 1.19
[14 empty] | 449 | 1.21
[14 empty] | 449 | 1.21
[14 empty] | 449 | 1.22
[14 empty] | 449 | 1.24
[14 empty] | 449 | 1.26
[14 empty] | 449 | 1.28
[14 empty] | 449 | 1.31
[14 empty] | 449 | 1.34
[14 empty] | 449 | 1.35
[14 empty] | 449 | 1.35
[14 empty] | 449 | 1.34
[14 empty] | 449 | 1.32
[14 empty] | 449 | 1.3
[14 empty] | 449 | 1.29
[14 empty] | 449 | 1.29
[14 empty] | 449 | 1.29
[14 empty] | 449 | 1.29
[14 empty] | 449 | 1.28
[14 empty] | 449 | 1.27
[14 empty] | 449 | 1.25
[14 empty] | 449 | 1.25
[14 empty] | 449 | 1.25
[14 empty] | 449 | 1.26
[14 empty] | 450 | 1.46
[14 empty] | 450 | 1.45
[14 empty] | 450 | 1.43
[14 empty] | 450 | 1.41
[14 empty] | 450 | 1.37
[14 empty] | 450 | 1.34
[14 empty] | 450 | 1.3
[14 empty] | 450 | 1.28
[14 empty] | 450 | 1.26
[14 empty] | 450 | 1.25
[14 empty] | 450 | 1.24
[14 empty] | 450 | 1.24
[14 empty] | 450 | 1.25
[14 empty] | 450 | 1.27
[14 empty] | 450 | 1.29
[14 empty] | 450 | 1.32
[14 empty] | 450 | 1.35
[14 empty] | 450 | 1.37
[14 empty] | 450 | 1.38
[14 empty] | 450 | 1.38
[14 empty] | 450 | 1.36
[14 empty] | 450 | 1.33
[14 empty] | 450 | 1.3
[14 empty] | 450 | 1.27
[14 empty] | 450 | 1.26
[14 empty] | 450 | 1.25
[14 empty] | 450 | 1.26
[14 empty] | 450 | 1.28
[14 empty] | 450 | 1.3
[14 empty] | 450 | 1.31
[14 empty] | 450 | 1.31
[14 empty] | 450 | 1.29
[14 empty] | 450 | 1.27
[14 empty] | 450 | 1.25
[14 empty] | 450 | 1.22
[14 empty] | 450 | 1.2
[14 empty] | 450 | 1.19
[14 empty] | 450 | 1.18
[14 empty] | 450 | 1.18
[14 empty] | 450 | 1.17
[14 empty] | 450 | 1.17
[14 empty] | 450 | 1.17
[14 empty] | 450 | 1.15
[14 empty] | 450 | 1.13
[14 empty] | 450 | 1.11
[14 empty] | 450 | 1.11
[14 empty] | 450 | 1.11
[14 empty] | 450 | 1.14
[14 empty] | 450 | 1.17
[14 empty] | 451 | 1.35
[14 empty] | 451 | 1.35
[14 empty] | 451 | 1.35
[14 empty] | 451 | 1.35
[14 empty] | 451 | 1.34
[14 empty] | 451 | 1.33
[14 empty] | 451 | 1.33
[14 empty] | 451 | 1.34
[14 empty] | 451 | 1.34
[14 empty] | 451 | 1.33
[14 empty] | 451 | 1.33
[14 empty] | 451 | 1.32
[14 empty] | 451 | 1.31
[14 empty] | 451 | 1.3
[14 empty] | 451 | 1.31
[14 empty] | 451 | 1.32
[14 empty] | 451 | 1.33
[14 empty] | 451 | 1.36
[14 empty] | 451 | 1.38
[14 empty] | 451 | 1.39
[14 empty] | 451 | 1.4
[14 empty] | 451 | 1.4
[14 empty] | 451 | 1.39
[14 empty] | 451 | 1.37
[14 empty] | 451 | 1.35
[14 empty] | 451 | 1.34
[14 empty] | 451 | 1.34
[14 empty] | 451 | 1.34
[14 empty] | 451 | 1.36
[14 empty] | 451 | 1.38
[14 empty] | 451 | 1.4
[14 empty] | 451 | 1.41
[14 empty] | 451 | 1.41
[14 empty] | 451 | 1.41
[14 empty] | 451 | 1.41
[14 empty] | 451 | 1.4
[14 empty] | 451 | 1.4
[14 empty] | 451 | 1.39
[14 empty] | 451 | 1.39
[14 empty] | 451 | 1.38
[14 empty] | 451 | 1.37
[14 empty] | 451 | 1.37
[14 empty] | 451 | 1.37
[14 empty] | 451 | 1.37
[14 empty] | 451 | 1.39
[14 empty] | 451 | 1.41
[14 empty] | 451 | 1.43
[14 empty] | 451 | 1.45
[14 empty] | 451 | 1.46
[14 empty] | 452 | 1.32
[14 empty] | 452 | 1.28
[14 empty] | 452 | 1.23
[14 empty] | 452 | 1.19
[14 empty] | 452 | 1.16
[14 empty] | 452 | 1.15
[14 empty] | 452 | 1.16
[14 empty] | 452 | 1.2
[14 empty] | 452 | 1.25
[14 empty] | 452 | 1.3
[14 empty] | 452 | 1.34
[14 empty] | 452 | 1.37
[14 empty] | 452 | 1.38
[14 empty] | 452 | 1.37
[14 empty] | 452 | 1.35
[14 empty] | 452 | 1.33
[14 empty] | 452 | 1.3
[14 empty] | 452 | 1.29
[14 empty] | 452 | 1.3
[14 empty] | 452 | 1.31
[14 empty] | 452 | 1.32
[14 empty] | 452 | 1.31
[14 empty] | 452 | 1.29
[14 empty] | 452 | 1.25
[14 empty] | 452 | 1.2
[14 empty] | 452 | 1.16
[14 empty] | 452 | 1.13
[14 empty] | 452 | 1.13
[14 empty] | 452 | 1.15
[14 empty] | 452 | 1.18
[14 empty] | 452 | 1.23
[14 empty] | 452 | 1.27
[14 empty] | 452 | 1.31
[14 empty] | 452 | 1.34
[14 empty] | 452 | 1.37
[14 empty] | 452 | 1.38
[14 empty] | 452 | 1.37
[14 empty] | 452 | 1.36
[14 empty] | 452 | 1.34
[14 empty] | 452 | 1.32
[14 empty] | 452 | 1.3
[14 empty] | 452 | 1.28
[14 empty] | 452 | 1.28
[14 empty] | 452 | 1.27
[14 empty] | 452 | 1.28
[14 empty] | 452 | 1.29
[14 empty] | 452 | 1.3
[14 empty] | 452 | 1.31
[14 empty] | 452 | 1.33
[14 empty] | 453 | 1.12
[14 empty] | 453 | 1.13
[14 empty] | 453 | 1.16
[14 empty] | 453 | 1.19
[14 empty] | 453 | 1.23
[14 empty] | 453 | 1.27
[14 empty] | 453 | 1.29
[14 empty] | 453 | 1.29
[14 empty] | 453 | 1.26
[14 empty] | 453 | 1.22
[14 empty] | 453 | 1.15
[14 empty] | 453 | 1.09
[14 empty] | 453 | 1.05
[14 empty] | 453 | 1.06
[14 empty] | 453 | 1.09
[14 empty] | 453 | 1.15
[14 empty] | 453 | 1.22
[14 empty] | 453 | 1.27
[14 empty] | 453 | 1.29
[14 empty] | 453 | 1.27
[14 empty] | 453 | 1.23
[14 empty] | 453 | 1.16
[14 empty] | 453 | 1.09
[14 empty] | 453 | 1.03
[14 empty] | 453 | 1.01
[14 empty] | 453 | 1.01
[14 empty] | 453 | 1.03
[14 empty] | 453 | 1.07
[14 empty] | 453 | 1.1
[14 empty] | 453 | 1.12
[14 empty] | 453 | 1.12
[14 empty] | 453 | 1.1
[14 empty] | 453 | 1.08
[14 empty] | 453 | 1.07
[14 empty] | 453 | 1.09
[14 empty] | 453 | 1.12
[14 empty] | 453 | 1.16
[14 empty] | 453 | 1.21
[14 empty] | 453 | 1.24
[14 empty] | 453 | 1.25
[14 empty] | 453 | 1.25
[14 empty] | 453 | 1.24
[14 empty] | 453 | 1.24
[14 empty] | 453 | 1.25
[14 empty] | 453 | 1.28
[14 empty] | 453 | 1.31
[14 empty] | 453 | 1.34
[14 empty] | 453 | 1.35
[14 empty] | 453 | 1.35
[14 empty] | 454 | 1.38
[14 empty] | 454 | 1.4
[14 empty] | 454 | 1.4
[14 empty] | 454 | 1.38
[14 empty] | 454 | 1.36
[14 empty] | 454 | 1.33
[14 empty] | 454 | 1.3
[14 empty] | 454 | 1.28
[14 empty] | 454 | 1.25
[14 empty] | 454 | 1.23
[14 empty] | 454 | 1.2
[14 empty] | 454 | 1.19
[14 empty] | 454 | 1.18
[14 empty] | 454 | 1.19
[14 empty] | 454 | 1.21
[14 empty] | 454 | 1.23
[14 empty] | 454 | 1.26
[14 empty] | 454 | 1.29
[14 empty] | 454 | 1.32
[14 empty] | 454 | 1.33
[14 empty] | 454 | 1.34
[14 empty] | 454 | 1.35
[14 empty] | 454 | 1.36
[14 empty] | 454 | 1.36
[14 empty] | 454 | 1.37
[14 empty] | 454 | 1.39
[14 empty] | 454 | 1.4
[14 empty] | 454 | 1.42
[14 empty] | 454 | 1.43
[14 empty] | 454 | 1.44
[14 empty] | 454 | 1.44
[14 empty] | 454 | 1.43
[14 empty] | 454 | 1.39
[14 empty] | 454 | 1.34
[14 empty] | 454 | 1.26
[14 empty] | 454 | 1.17
[14 empty] | 454 | 1.09
[14 empty] | 454 | 1.03
[14 empty] | 454 | 1
[14 empty] | 454 | 1.02
[14 empty] | 454 | 1.05
[14 empty] | 454 | 1.09
[14 empty] | 454 | 1.12
[14 empty] | 454 | 1.14
[14 empty] | 454 | 1.14
[14 empty] | 454 | 1.14
[14 empty] | 454 | 1.13
[14 empty] | 454 | 1.12
[14 empty] | 455 | 1.3
[14 empty] | 455 | 1.34
[14 empty] | 455 | 1.37
[14 empty] | 455 | 1.38
[14 empty] | 455 | 1.38
[14 empty] | 455 | 1.37
[14 empty] | 455 | 1.36
[14 empty] | 455 | 1.36
[14 empty] | 455 | 1.36
[14 empty] | 455 | 1.37
[14 empty] | 455 | 1.39
[14 empty] | 455 | 1.4
[14 empty] | 455 | 1.41
[14 empty] | 455 | 1.42
[14 empty] | 455 | 1.41
[14 empty] | 455 | 1.38
[14 empty] | 455 | 1.33
[14 empty] | 455 | 1.26
[14 empty] | 455 | 1.18
[14 empty] | 455 | 1.12
[14 empty] | 455 | 1.09
[14 empty] | 455 | 1.09
[14 empty] | 455 | 1.12
[14 empty] | 455 | 1.17
[14 empty] | 455 | 1.22
[14 empty] | 455 | 1.26
[14 empty] | 455 | 1.27
[14 empty] | 455 | 1.28
[14 empty] | 455 | 1.28
[14 empty] | 455 | 1.27
[14 empty] | 455 | 1.26
[14 empty] | 455 | 1.26
[14 empty] | 455 | 1.26
[14 empty] | 455 | 1.26
[14 empty] | 455 | 1.27
[14 empty] | 455 | 1.27
[14 empty] | 455 | 1.26
[14 empty] | 455 | 1.24
[14 empty] | 455 | 1.21
[14 empty] | 455 | 1.18
[14 empty] | 455 | 1.16
[14 empty] | 455 | 1.14
[14 empty] | 455 | 1.14
[14 empty] | 455 | 1.15
[14 empty] | 455 | 1.18
[14 empty] | 455 | 1.22
[14 empty] | 455 | 1.26
[14 empty] | 455 | 1.31
[14 empty] | 455 | 1.36
[14 empty] | 456 | 1.3
[14 empty] | 456 | 1.31
[14 empty] | 456 | 1.34
[14 empty] | 456 | 1.36
[14 empty] | 456 | 1.39
[14 empty] | 456 | 1.42
[14 empty] | 456 | 1.43
[14 empty] | 456 | 1.44
[14 empty] | 456 | 1.44
[14 empty] | 456 | 1.44
[14 empty] | 456 | 1.43
[14 empty] | 456 | 1.41
[14 empty] | 456 | 1.39
[14 empty] | 456 | 1.37
[14 empty] | 456 | 1.35
[14 empty] | 456 | 1.32
[14 empty] | 456 | 1.31
[14 empty] | 456 | 1.31
[14 empty] | 456 | 1.32
[14 empty] | 456 | 1.33
[14 empty] | 456 | 1.34
[14 empty] | 456 | 1.35
[14 empty] | 456 | 1.34
[14 empty] | 456 | 1.33
[14 empty] | 456 | 1.32
[14 empty] | 456 | 1.32
[14 empty] | 456 | 1.32
[14 empty] | 456 | 1.35
[14 empty] | 456 | 1.37
[14 empty] | 456 | 1.39
[14 empty] | 456 | 1.4
[14 empty] | 456 | 1.39
[14 empty] | 456 | 1.35
[14 empty] | 456 | 1.3
[14 empty] | 456 | 1.23
[14 empty] | 456 | 1.17
[14 empty] | 456 | 1.12
[14 empty] | 456 | 1.09
[14 empty] | 456 | 1.09
[14 empty] | 456 | 1.11
[14 empty] | 456 | 1.14
[14 empty] | 456 | 1.17
[14 empty] | 456 | 1.2
[14 empty] | 456 | 1.21
[14 empty] | 456 | 1.21
[14 empty] | 456 | 1.22
[14 empty] | 456 | 1.24
[14 empty] | 456 | 1.26
[14 empty] | 457 | 1.42
[14 empty] | 457 | 1.43
[14 empty] | 457 | 1.43
[14 empty] | 457 | 1.41
[14 empty] | 457 | 1.38
[14 empty] | 457 | 1.34
[14 empty] | 457 | 1.28
[14 empty] | 457 | 1.22
[14 empty] | 457 | 1.18
[14 empty] | 457 | 1.14
[14 empty] | 457 | 1.14
[14 empty] | 457 | 1.16
[14 empty] | 457 | 1.2
[14 empty] | 457 | 1.25
[14 empty] | 457 | 1.31
[14 empty] | 457 | 1.36
[14 empty] | 457 | 1.39
[14 empty] | 457 | 1.41
[14 empty] | 457 | 1.42
[14 empty] | 457 | 1.41
[14 empty] | 457 | 1.4
[14 empty] | 457 | 1.38
[14 empty] | 457 | 1.37
[14 empty] | 457 | 1.36
[14 empty] | 457 | 1.36
[14 empty] | 457 | 1.37
[14 empty] | 457 | 1.38
[14 empty] | 457 | 1.4
[14 empty] | 457 | 1.41
[14 empty] | 457 | 1.41
[14 empty] | 457 | 1.39
[14 empty] | 457 | 1.37
[14 empty] | 457 | 1.34
[14 empty] | 457 | 1.32
[14 empty] | 457 | 1.29
[14 empty] | 457 | 1.27
[14 empty] | 457 | 1.25
[14 empty] | 457 | 1.22
[14 empty] | 457 | 1.2
[14 empty] | 457 | 1.2
[14 empty] | 457 | 1.22
[14 empty] | 457 | 1.25
[14 empty] | 457 | 1.28
[14 empty] | 457 | 1.31
[14 empty] | 457 | 1.33
[14 empty] | 457 | 1.33
[14 empty] | 457 | 1.32
[14 empty] | 457 | 1.31
[14 empty] | 458 | 1.19
[14 empty] | 458 | 1.19
[14 empty] | 458 | 1.21
[14 empty] | 458 | 1.23
[14 empty] | 458 | 1.24
[14 empty] | 458 | 1.23
[14 empty] | 458 | 1.21
[14 empty] | 458 | 1.18
[14 empty] | 458 | 1.15
[14 empty] | 458 | 1.13
[14 empty] | 458 | 1.13
[14 empty] | 458 | 1.14
[14 empty] | 458 | 1.16
[14 empty] | 458 | 1.17
[14 empty] | 458 | 1.18
[14 empty] | 458 | 1.18
[14 empty] | 458 | 1.18
[14 empty] | 458 | 1.2
[14 empty] | 458 | 1.22
[14 empty] | 458 | 1.25
[14 empty] | 458 | 1.27
[14 empty] | 458 | 1.29
[14 empty] | 458 | 1.3
[14 empty] | 458 | 1.3
[14 empty] | 458 | 1.31
[14 empty] | 458 | 1.32
[14 empty] | 458 | 1.34
[14 empty] | 458 | 1.36
[14 empty] | 458 | 1.38
[14 empty] | 458 | 1.39
[14 empty] | 458 | 1.38
[14 empty] | 458 | 1.37
[14 empty] | 458 | 1.35
[14 empty] | 458 | 1.33
[14 empty] | 458 | 1.33
[14 empty] | 458 | 1.34
[14 empty] | 458 | 1.36
[14 empty] | 458 | 1.38
[14 empty] | 458 | 1.39
[14 empty] | 458 | 1.4
[14 empty] | 458 | 1.39
[14 empty] | 458 | 1.38
[14 empty] | 458 | 1.37
[14 empty] | 458 | 1.37
[14 empty] | 458 | 1.37
[14 empty] | 458 | 1.39
[14 empty] | 458 | 1.4
[14 empty] | 459 | 1.36
[14 empty] | 459 | 1.35
[14 empty] | 459 | 1.32
[14 empty] | 459 | 1.28
[14 empty] | 459 | 1.24
[14 empty] | 459 | 1.22
[14 empty] | 459 | 1.2
[14 empty] | 459 | 1.2
[14 empty] | 459 | 1.22
[14 empty] | 459 | 1.24
[14 empty] | 459 | 1.26
[14 empty] | 459 | 1.28
[14 empty] | 459 | 1.3
[14 empty] | 459 | 1.32
[14 empty] | 459 | 1.34
[14 empty] | 459 | 1.35
[14 empty] | 459 | 1.36
[14 empty] | 459 | 1.37
[14 empty] | 459 | 1.39
[14 empty] | 459 | 1.4
[14 empty] | 459 | 1.41
[14 empty] | 459 | 1.41
[14 empty] | 459 | 1.4
[14 empty] | 459 | 1.38
[14 empty] | 459 | 1.35
[14 empty] | 459 | 1.32
[14 empty] | 459 | 1.29
[14 empty] | 459 | 1.26
[14 empty] | 459 | 1.26
[14 empty] | 459 | 1.26
[14 empty] | 459 | 1.27
[14 empty] | 459 | 1.28
[14 empty] | 459 | 1.28
[14 empty] | 459 | 1.27
[14 empty] | 459 | 1.26
[14 empty] | 459 | 1.24
[14 empty] | 459 | 1.24
[14 empty] | 459 | 1.24
[14 empty] | 459 | 1.26
[14 empty] | 459 | 1.29
[14 empty] | 459 | 1.33
[14 empty] | 459 | 1.34
[14 empty] | 459 | 1.34
[14 empty] | 459 | 1.33
[14 empty] | 459 | 1.29
[14 empty] | 459 | 1.25
[14 empty] | 459 | 1.22
[14 empty] | 459 | 1.19
[14 empty] | 460 | 1.31
[14 empty] | 460 | 1.28
[14 empty] | 460 | 1.26
[14 empty] | 460 | 1.25
[14 empty] | 460 | 1.26
[14 empty] | 460 | 1.27
[14 empty] | 460 | 1.29
[14 empty] | 460 | 1.3
[14 empty] | 460 | 1.3
[14 empty] | 460 | 1.27
[14 empty] | 460 | 1.24
[14 empty] | 460 | 1.21
[14 empty] | 460 | 1.18
[14 empty] | 460 | 1.16
[14 empty] | 460 | 1.16
[14 empty] | 460 | 1.18
[14 empty] | 460 | 1.23
[14 empty] | 460 | 1.28
[14 empty] | 460 | 1.32
[14 empty] | 460 | 1.36
[14 empty] | 460 | 1.37
[14 empty] | 460 | 1.36
[14 empty] | 460 | 1.33
[14 empty] | 460 | 1.3
[14 empty] | 460 | 1.28
[14 empty] | 460 | 1.27
[14 empty] | 460 | 1.28
[14 empty] | 460 | 1.31
[14 empty] | 460 | 1.33
[14 empty] | 460 | 1.36
[14 empty] | 460 | 1.36
[14 empty] | 460 | 1.35
[14 empty] | 460 | 1.33
[14 empty] | 460 | 1.29
[14 empty] | 460 | 1.26
[14 empty] | 460 | 1.23
[14 empty] | 460 | 1.21
[14 empty] | 460 | 1.2
[14 empty] | 460 | 1.2
[14 empty] | 460 | 1.22
[14 empty] | 460 | 1.25
[14 empty] | 460 | 1.29
[14 empty] | 460 | 1.32
[14 empty] | 460 | 1.34
[14 empty] | 460 | 1.36
[14 empty] | 460 | 1.37
[14 empty] | 460 | 1.37
[14 empty] | 461 | 1.23
[14 empty] | 461 | 1.24
[14 empty] | 461 | 1.26
[14 empty] | 461 | 1.29
[14 empty] | 461 | 1.33
[14 empty] | 461 | 1.36
[14 empty] | 461 | 1.36
[14 empty] | 461 | 1.34
[14 empty] | 461 | 1.3
[14 empty] | 461 | 1.25
[14 empty] | 461 | 1.22
[14 empty] | 461 | 1.21
[14 empty] | 461 | 1.23
[14 empty] | 461 | 1.26
[14 empty] | 461 | 1.31
[14 empty] | 461 | 1.35
[14 empty] | 461 | 1.38
[14 empty] | 461 | 1.41
[14 empty] | 461 | 1.43
[14 empty] | 461 | 1.44
[14 empty] | 461 | 1.45
[14 empty] | 461 | 1.47
[14 empty] | 461 | 1.47
[14 empty] | 461 | 1.46
[14 empty] | 461 | 1.44
[14 empty] | 461 | 1.42
[14 empty] | 461 | 1.38
[14 empty] | 461 | 1.35
[14 empty] | 461 | 1.34
[14 empty] | 461 | 1.33
[14 empty] | 461 | 1.34
[14 empty] | 461 | 1.35
[14 empty] | 461 | 1.36
[14 empty] | 461 | 1.36
[14 empty] | 461 | 1.34
[14 empty] | 461 | 1.32
[14 empty] | 461 | 1.3
[14 empty] | 461 | 1.27
[14 empty] | 461 | 1.25
[14 empty] | 461 | 1.24
[14 empty] | 461 | 1.24
[14 empty] | 461 | 1.25
[14 empty] | 461 | 1.27
[14 empty] | 461 | 1.3
[14 empty] | 461 | 1.32
[14 empty] | 461 | 1.33
[14 empty] | 461 | 1.33
[14 empty] | 462 | 1.39
[14 empty] | 462 | 1.38
[14 empty] | 462 | 1.37
[14 empty] | 462 | 1.35
[14 empty] | 462 | 1.34
[14 empty] | 462 | 1.33
[14 empty] | 462 | 1.34
[14 empty] | 462 | 1.35
[14 empty] | 462 | 1.37
[14 empty] | 462 | 1.38
[14 empty] | 462 | 1.39
[14 empty] | 462 | 1.39
[14 empty] | 462 | 1.37
[14 empty] | 462 | 1.35
[14 empty] | 462 | 1.33
[14 empty] | 462 | 1.32
[14 empty] | 462 | 1.3
[14 empty] | 462 | 1.28
[14 empty] | 462 | 1.26
[14 empty] | 462 | 1.23
[14 empty] | 462 | 1.21
[14 empty] | 462 | 1.17
[14 empty] | 462 | 1.15
[14 empty] | 462 | 1.14
[14 empty] | 462 | 1.14
[14 empty] | 462 | 1.16
[14 empty] | 462 | 1.19
[14 empty] | 462 | 1.22
[14 empty] | 462 | 1.25
[14 empty] | 462 | 1.28
[14 empty] | 462 | 1.3
[14 empty] | 462 | 1.3
[14 empty] | 462 | 1.3
[14 empty] | 462 | 1.3
[14 empty] | 462 | 1.31
[14 empty] | 462 | 1.32
[14 empty] | 462 | 1.34
[14 empty] | 462 | 1.37
[14 empty] | 462 | 1.4
[14 empty] | 462 | 1.41
[14 empty] | 462 | 1.41
[14 empty] | 462 | 1.39
[14 empty] | 462 | 1.36
[14 empty] | 462 | 1.32
[14 empty] | 462 | 1.29
[14 empty] | 462 | 1.26
[14 empty] | 462 | 1.23
[14 empty] | 463 | 1.32
[14 empty] | 463 | 1.3
[14 empty] | 463 | 1.27
[14 empty] | 463 | 1.25
[14 empty] | 463 | 1.24
[14 empty] | 463 | 1.25
[14 empty] | 463 | 1.27
[14 empty] | 463 | 1.31
[14 empty] | 463 | 1.34
[14 empty] | 463 | 1.37
[14 empty] | 463 | 1.39
[14 empty] | 463 | 1.4
[14 empty] | 463 | 1.38
[14 empty] | 463 | 1.36
[14 empty] | 463 | 1.32
[14 empty] | 463 | 1.27
[14 empty] | 463 | 1.23
[14 empty] | 463 | 1.19
[14 empty] | 463 | 1.17
[14 empty] | 463 | 1.17
[14 empty] | 463 | 1.2
[14 empty] | 463 | 1.24
[14 empty] | 463 | 1.28
[14 empty] | 463 | 1.32
[14 empty] | 463 | 1.35
[14 empty] | 463 | 1.37
[14 empty] | 463 | 1.37
[14 empty] | 463 | 1.37
[14 empty] | 463 | 1.36
[14 empty] | 463 | 1.34
[14 empty] | 463 | 1.32
[14 empty] | 463 | 1.31
[14 empty] | 463 | 1.3
[14 empty] | 463 | 1.29
[14 empty] | 463 | 1.29
[14 empty] | 463 | 1.29
[14 empty] | 463 | 1.29
[14 empty] | 463 | 1.3
[14 empty] | 463 | 1.3
[14 empty] | 463 | 1.31
[14 empty] | 463 | 1.31
[14 empty] | 463 | 1.31
[14 empty] | 463 | 1.32
[14 empty] | 463 | 1.34
[14 empty] | 463 | 1.36
[14 empty] | 463 | 1.38
[14 empty] | 463 | 1.39
[14 empty] | 464 | 1.33
[14 empty] | 464 | 1.35
[14 empty] | 464 | 1.37
[14 empty] | 464 | 1.4
[14 empty] | 464 | 1.43
[14 empty] | 464 | 1.45
[14 empty] | 464 | 1.46
[14 empty] | 464 | 1.47
[14 empty] | 464 | 1.48
[14 empty] | 464 | 1.49
[14 empty] | 464 | 1.49
[14 empty] | 464 | 1.48
[14 empty] | 464 | 1.47
[14 empty] | 464 | 1.44
[14 empty] | 464 | 1.4
[14 empty] | 464 | 1.35
[14 empty] | 464 | 1.31
[14 empty] | 464 | 1.26
[14 empty] | 464 | 1.24
[14 empty] | 464 | 1.23
[14 empty] | 464 | 1.24
[14 empty] | 464 | 1.24
[14 empty] | 464 | 1.24
[14 empty] | 464 | 1.22
[14 empty] | 464 | 1.19
[14 empty] | 464 | 1.16
[14 empty] | 464 | 1.14
[14 empty] | 464 | 1.14
[14 empty] | 464 | 1.16
[14 empty] | 464 | 1.2
[14 empty] | 464 | 1.24
[14 empty] | 464 | 1.26
[14 empty] | 464 | 1.26
[14 empty] | 464 | 1.24
[14 empty] | 464 | 1.22
[14 empty] | 464 | 1.21
[14 empty] | 464 | 1.22
[14 empty] | 464 | 1.25
[14 empty] | 464 | 1.29
[14 empty] | 464 | 1.33
[14 empty] | 464 | 1.37
[14 empty] | 464 | 1.39
[14 empty] | 464 | 1.39
[14 empty] | 464 | 1.38
[14 empty] | 464 | 1.37
[14 empty] | 464 | 1.35
[14 empty] | 465 | 1.36
[14 empty] | 465 | 1.39
[14 empty] | 465 | 1.4
[14 empty] | 465 | 1.4
[14 empty] | 465 | 1.39
[14 empty] | 465 | 1.37
[14 empty] | 465 | 1.34
[14 empty] | 465 | 1.32
[14 empty] | 465 | 1.29
[14 empty] | 465 | 1.27
[14 empty] | 465 | 1.26
[14 empty] | 465 | 1.26
[14 empty] | 465 | 1.26
[14 empty] | 465 | 1.27
[14 empty] | 465 | 1.28
[14 empty] | 465 | 1.28
[14 empty] | 465 | 1.27
[14 empty] | 465 | 1.25
[14 empty] | 465 | 1.23
[14 empty] | 465 | 1.2
[14 empty] | 465 | 1.18
[14 empty] | 465 | 1.18
[14 empty] | 465 | 1.19
[14 empty] | 465 | 1.21
[14 empty] | 465 | 1.23
[14 empty] | 465 | 1.26
[14 empty] | 465 | 1.28
[14 empty] | 465 | 1.3
[14 empty] | 465 | 1.31
[14 empty] | 465 | 1.31
[14 empty] | 465 | 1.31
[14 empty] | 465 | 1.31
[14 empty] | 465 | 1.3
[14 empty] | 465 | 1.3
[14 empty] | 465 | 1.3
[14 empty] | 465 | 1.3
[14 empty] | 465 | 1.32
[14 empty] | 465 | 1.33
[14 empty] | 465 | 1.34
[14 empty] | 465 | 1.35
[14 empty] | 465 | 1.34
[14 empty] | 465 | 1.33
[14 empty] | 465 | 1.32
[14 empty] | 465 | 1.31
[14 empty] | 465 | 1.31
[14 empty] | 465 | 1.32
[14 empty] | 466 | 1.32
[14 empty] | 466 | 1.31
[14 empty] | 466 | 1.3
[14 empty] | 466 | 1.3
[14 empty] | 466 | 1.3
[14 empty] | 466 | 1.29
[14 empty] | 466 | 1.29
[14 empty] | 466 | 1.29
[14 empty] | 466 | 1.29
[14 empty] | 466 | 1.3
[14 empty] | 466 | 1.33
[14 empty] | 466 | 1.36
[14 empty] | 466 | 1.4
[14 empty] | 466 | 1.44
[14 empty] | 466 | 1.47
[14 empty] | 466 | 1.49
[14 empty] | 466 | 1.5
[14 empty] | 466 | 1.5
[14 empty] | 466 | 1.49
[14 empty] | 466 | 1.48
[14 empty] | 466 | 1.47
[14 empty] | 466 | 1.45
[14 empty] | 466 | 1.44
[14 empty] | 466 | 1.43
[14 empty] | 466 | 1.41
[14 empty] | 466 | 1.39
[14 empty] | 466 | 1.36
[14 empty] | 466 | 1.33
[14 empty] | 466 | 1.3
[14 empty] | 466 | 1.27
[14 empty] | 466 | 1.25
[14 empty] | 466 | 1.24
[14 empty] | 466 | 1.24
[14 empty] | 466 | 1.26
[14 empty] | 466 | 1.28
[14 empty] | 466 | 1.3
[14 empty] | 466 | 1.31
[14 empty] | 466 | 1.31
[14 empty] | 466 | 1.28
[14 empty] | 466 | 1.25
[14 empty] | 466 | 1.23
[14 empty] | 466 | 1.21
[14 empty] | 466 | 1.22
[14 empty] | 466 | 1.24
[14 empty] | 466 | 1.28
[14 empty] | 466 | 1.33
[14 empty] | 467 | 1.28
[14 empty] | 467 | 1.26
[14 empty] | 467 | 1.27
[14 empty] | 467 | 1.29
[14 empty] | 467 | 1.33
[14 empty] | 467 | 1.38
[14 empty] | 467 | 1.42
[14 empty] | 467 | 1.44
[14 empty] | 467 | 1.45
[14 empty] | 467 | 1.44
[14 empty] | 467 | 1.42
[14 empty] | 467 | 1.4
[14 empty] | 467 | 1.37
[14 empty] | 467 | 1.35
[14 empty] | 467 | 1.33
[14 empty] | 467 | 1.32
[14 empty] | 467 | 1.32
[14 empty] | 467 | 1.31
[14 empty] | 467 | 1.3
[14 empty] | 467 | 1.29
[14 empty] | 467 | 1.27
[14 empty] | 467 | 1.24
[14 empty] | 467 | 1.21
[14 empty] | 467 | 1.17
[14 empty] | 467 | 1.14
[14 empty] | 467 | 1.1
[14 empty] | 467 | 1.08
[14 empty] | 467 | 1.09
[14 empty] | 467 | 1.11
[14 empty] | 467 | 1.14
[14 empty] | 467 | 1.18
[14 empty] | 467 | 1.22
[14 empty] | 467 | 1.26
[14 empty] | 467 | 1.29
[14 empty] | 467 | 1.31
[14 empty] | 467 | 1.33
[14 empty] | 467 | 1.34
[14 empty] | 467 | 1.35
[14 empty] | 467 | 1.36
[14 empty] | 467 | 1.37
[14 empty] | 467 | 1.37
[14 empty] | 467 | 1.37
[14 empty] | 467 | 1.37
[14 empty] | 467 | 1.36
[14 empty] | 467 | 1.35
[14 empty] | 467 | 1.33
[14 empty] | 468 | 1.32
[14 empty] | 468 | 1.33
[14 empty] | 468 | 1.34
[14 empty] | 468 | 1.34
[14 empty] | 468 | 1.34
[14 empty] | 468 | 1.33
[14 empty] | 468 | 1.33
[14 empty] | 468 | 1.34
[14 empty] | 468 | 1.35
[14 empty] | 468 | 1.37
[14 empty] | 468 | 1.38
[14 empty] | 468 | 1.39
[14 empty] | 468 | 1.37
[14 empty] | 468 | 1.34
[14 empty] | 468 | 1.31
[14 empty] | 468 | 1.28
[14 empty] | 468 | 1.26
[14 empty] | 468 | 1.25
[14 empty] | 468 | 1.25
[14 empty] | 468 | 1.26
[14 empty] | 468 | 1.27
[14 empty] | 468 | 1.28
[14 empty] | 468 | 1.31
[14 empty] | 468 | 1.34
[14 empty] | 468 | 1.37
[14 empty] | 468 | 1.41
[14 empty] | 468 | 1.43
[14 empty] | 468 | 1.45
[14 empty] | 468 | 1.47
[14 empty] | 468 | 1.47
[14 empty] | 468 | 1.47
[14 empty] | 468 | 1.47
[14 empty] | 468 | 1.46
[14 empty] | 468 | 1.45
[14 empty] | 468 | 1.44
[14 empty] | 468 | 1.42
[14 empty] | 468 | 1.41
[14 empty] | 468 | 1.4
[14 empty] | 468 | 1.4
[14 empty] | 468 | 1.4
[14 empty] | 468 | 1.4
[14 empty] | 468 | 1.4
[14 empty] | 468 | 1.39
[14 empty] | 468 | 1.38
[14 empty] | 468 | 1.35
[14 empty] | 468 | 1.31
[14 empty] | 469 | 1.44
[14 empty] | 469 | 1.44
[14 empty] | 469 | 1.44
[14 empty] | 469 | 1.42
[14 empty] | 469 | 1.4
[14 empty] | 469 | 1.37
[14 empty] | 469 | 1.34
[14 empty] | 469 | 1.31
[14 empty] | 469 | 1.29
[14 empty] | 469 | 1.28
[14 empty] | 469 | 1.29
[14 empty] | 469 | 1.31
[14 empty] | 469 | 1.33
[14 empty] | 469 | 1.34
[14 empty] | 469 | 1.36
[14 empty] | 469 | 1.37
[14 empty] | 469 | 1.37
[14 empty] | 469 | 1.37
[14 empty] | 469 | 1.37
[14 empty] | 469 | 1.38
[14 empty] | 469 | 1.38
[14 empty] | 469 | 1.38
[14 empty] | 469 | 1.37
[14 empty] | 469 | 1.35
[14 empty] | 469 | 1.34
[14 empty] | 469 | 1.32
[14 empty] | 469 | 1.31
[14 empty] | 469 | 1.31
[14 empty] | 469 | 1.32
[14 empty] | 469 | 1.33
[14 empty] | 469 | 1.34
[14 empty] | 469 | 1.35
[14 empty] | 469 | 1.35
[14 empty] | 469 | 1.36
[14 empty] | 469 | 1.36
[14 empty] | 469 | 1.35
[14 empty] | 469 | 1.35
[14 empty] | 469 | 1.35
[14 empty] | 469 | 1.35
[14 empty] | 469 | 1.34
[14 empty] | 469 | 1.33
[14 empty] | 469 | 1.33
[14 empty] | 469 | 1.32
[14 empty] | 469 | 1.31
[14 empty] | 469 | 1.31
[14 empty] | 470 | 1.27
[14 empty] | 470 | 1.23
[14 empty] | 470 | 1.2
[14 empty] | 470 | 1.19
[14 empty] | 470 | 1.2
[14 empty] | 470 | 1.23
[14 empty] | 470 | 1.27
[14 empty] | 470 | 1.3
[14 empty] | 470 | 1.32
[14 empty] | 470 | 1.33
[14 empty] | 470 | 1.33
[14 empty] | 470 | 1.33
[14 empty] | 470 | 1.33
[14 empty] | 470 | 1.33
[14 empty] | 470 | 1.34
[14 empty] | 470 | 1.35
[14 empty] | 470 | 1.35
[14 empty] | 470 | 1.35
[14 empty] | 470 | 1.35
[14 empty] | 470 | 1.34
[14 empty] | 470 | 1.31
[14 empty] | 470 | 1.29
[14 empty] | 470 | 1.27
[14 empty] | 470 | 1.26
[14 empty] | 470 | 1.26
[14 empty] | 470 | 1.28
[14 empty] | 470 | 1.29
[14 empty] | 470 | 1.31
[14 empty] | 470 | 1.33
[14 empty] | 470 | 1.35
[14 empty] | 470 | 1.36
[14 empty] | 470 | 1.37
[14 empty] | 470 | 1.39
[14 empty] | 470 | 1.4
[14 empty] | 470 | 1.42
[14 empty] | 470 | 1.42
[14 empty] | 470 | 1.43
[14 empty] | 470 | 1.44
[14 empty] | 470 | 1.45
[14 empty] | 470 | 1.45
[14 empty] | 470 | 1.45
[14 empty] | 470 | 1.45
[14 empty] | 470 | 1.45
[14 empty] | 470 | 1.44
[14 empty] | 470 | 1.44
[14 empty] | 470 | 1.44
[14 empty] | 471 | 1.34
[14 empty] | 471 | 1.38
[14 empty] | 471 | 1.42
[14 empty] | 471 | 1.44
[14 empty] | 471 | 1.45
[14 empty] | 471 | 1.44
[14 empty] | 471 | 1.44
[14 empty] | 471 | 1.43
[14 empty] | 471 | 1.44
[14 empty] | 471 | 1.44
[14 empty] | 471 | 1.44
[14 empty] | 471 | 1.44
[14 empty] | 471 | 1.42
[14 empty] | 471 | 1.38
[14 empty] | 471 | 1.35
[14 empty] | 471 | 1.31
[14 empty] | 471 | 1.28
[14 empty] | 471 | 1.26
[14 empty] | 471 | 1.25
[14 empty] | 471 | 1.24
[14 empty] | 471 | 1.24
[14 empty] | 471 | 1.25
[14 empty] | 471 | 1.26
[14 empty] | 471 | 1.27
[14 empty] | 471 | 1.27
[14 empty] | 471 | 1.26
[14 empty] | 471 | 1.24
[14 empty] | 471 | 1.23
[14 empty] | 471 | 1.23
[14 empty] | 471 | 1.24
[14 empty] | 471 | 1.26
[14 empty] | 471 | 1.3
[14 empty] | 471 | 1.33
[14 empty] | 471 | 1.35
[14 empty] | 471 | 1.35
[14 empty] | 471 | 1.34
[14 empty] | 471 | 1.33
[14 empty] | 471 | 1.32
[14 empty] | 471 | 1.32
[14 empty] | 471 | 1.32
[14 empty] | 471 | 1.34
[14 empty] | 471 | 1.35
[14 empty] | 471 | 1.35
[14 empty] | 471 | 1.34
[14 empty] | 471 | 1.31
[14 empty] | 472 | 1.39
[14 empty] | 472 | 1.37
[14 empty] | 472 | 1.35
[14 empty] | 472 | 1.33
[14 empty] | 472 | 1.32
[14 empty] | 472 | 1.32
[14 empty] | 472 | 1.31
[14 empty] | 472 | 1.31
[14 empty] | 472 | 1.31
[14 empty] | 472 | 1.32
[14 empty] | 472 | 1.33
[14 empty] | 472 | 1.35
[14 empty] | 472 | 1.38
[14 empty] | 472 | 1.41
[14 empty] | 472 | 1.44
[14 empty] | 472 | 1.45
[14 empty] | 472 | 1.46
[14 empty] | 472 | 1.45
[14 empty] | 472 | 1.45
[14 empty] | 472 | 1.43
[14 empty] | 472 | 1.42
[14 empty] | 472 | 1.42
[14 empty] | 472 | 1.42
[14 empty] | 472 | 1.42
[14 empty] | 472 | 1.43
[14 empty] | 472 | 1.43
[14 empty] | 472 | 1.44
[14 empty] | 472 | 1.43
[14 empty] | 472 | 1.42
[14 empty] | 472 | 1.4
[14 empty] | 472 | 1.38
[14 empty] | 472 | 1.35
[14 empty] | 472 | 1.33
[14 empty] | 472 | 1.31
[14 empty] | 472 | 1.31
[14 empty] | 472 | 1.31
[14 empty] | 472 | 1.31
[14 empty] | 472 | 1.3
[14 empty] | 472 | 1.29
[14 empty] | 472 | 1.27
[14 empty] | 472 | 1.25
[14 empty] | 472 | 1.25
[14 empty] | 472 | 1.26
[14 empty] | 472 | 1.29
[14 empty] | 473 | 1.31
[14 empty] | 473 | 1.33
[14 empty] | 473 | 1.35
[14 empty] | 473 | 1.36
[14 empty] | 473 | 1.36
[14 empty] | 473 | 1.35
[14 empty] | 473 | 1.33
[14 empty] | 473 | 1.3
[14 empty] | 473 | 1.29
[14 empty] | 473 | 1.29
[14 empty] | 473 | 1.29
[14 empty] | 473 | 1.31
[14 empty] | 473 | 1.34
[14 empty] | 473 | 1.35
[14 empty] | 473 | 1.35
[14 empty] | 473 | 1.35
[14 empty] | 473 | 1.34
[14 empty] | 473 | 1.33
[14 empty] | 473 | 1.31
[14 empty] | 473 | 1.31
[14 empty] | 473 | 1.3
[14 empty] | 473 | 1.3
[14 empty] | 473 | 1.3
[14 empty] | 473 | 1.29
[14 empty] | 473 | 1.28
[14 empty] | 473 | 1.27
[14 empty] | 473 | 1.26
[14 empty] | 473 | 1.25
[14 empty] | 473 | 1.25
[14 empty] | 473 | 1.27
[14 empty] | 473 | 1.31
[14 empty] | 473 | 1.35
[14 empty] | 473 | 1.39
[14 empty] | 473 | 1.42
[14 empty] | 473 | 1.45
[14 empty] | 473 | 1.47
[14 empty] | 473 | 1.48
[14 empty] | 473 | 1.48
[14 empty] | 473 | 1.47
[14 empty] | 473 | 1.46
[14 empty] | 473 | 1.45
[14 empty] | 473 | 1.44
[14 empty] | 473 | 1.43
[14 empty] | 473 | 1.42
[14 empty] | 473 | 1.41
[14 empty] | 474 | 1.42
[14 empty] | 474 | 1.41
[14 empty] | 474 | 1.4
[14 empty] | 474 | 1.39
[14 empty] | 474 | 1.39
[14 empty] | 474 | 1.38
[14 empty] | 474 | 1.38
[14 empty] | 474 | 1.37
[14 empty] | 474 | 1.36
[14 empty] | 474 | 1.35
[14 empty] | 474 | 1.35
[14 empty] | 474 | 1.36
[14 empty] | 474 | 1.37
[14 empty] | 474 | 1.38
[14 empty] | 474 | 1.39
[14 empty] | 474 | 1.38
[14 empty] | 474 | 1.37
[14 empty] | 474 | 1.35
[14 empty] | 474 | 1.33
[14 empty] | 474 | 1.31
[14 empty] | 474 | 1.31
[14 empty] | 474 | 1.32
[14 empty] | 474 | 1.34
[14 empty] | 474 | 1.37
[14 empty] | 474 | 1.38
[14 empty] | 474 | 1.38
[14 empty] | 474 | 1.35
[14 empty] | 474 | 1.32
[14 empty] | 474 | 1.28
[14 empty] | 474 | 1.25
[14 empty] | 474 | 1.24
[14 empty] | 474 | 1.25
[14 empty] | 474 | 1.27
[14 empty] | 474 | 1.29
[14 empty] | 474 | 1.32
[14 empty] | 474 | 1.35
[14 empty] | 474 | 1.37
[14 empty] | 474 | 1.4
[14 empty] | 474 | 1.42
[14 empty] | 474 | 1.42
[14 empty] | 474 | 1.41
[14 empty] | 474 | 1.39
[14 empty] | 474 | 1.36
[14 empty] | 474 | 1.33
[14 empty] | 474 | 1.32
[14 empty] | 475 | 1.4
[14 empty] | 475 | 1.42
[14 empty] | 475 | 1.43
[14 empty] | 475 | 1.43
[14 empty] | 475 | 1.43
[14 empty] | 475 | 1.43
[14 empty] | 475 | 1.42
[14 empty] | 475 | 1.43
[14 empty] | 475 | 1.44
[14 empty] | 475 | 1.45
[14 empty] | 475 | 1.47
[14 empty] | 475 | 1.47
[14 empty] | 475 | 1.47
[14 empty] | 475 | 1.45
[14 empty] | 475 | 1.43
[14 empty] | 475 | 1.41
[14 empty] | 475 | 1.4
[14 empty] | 475 | 1.4
[14 empty] | 475 | 1.4
[14 empty] | 475 | 1.42
[14 empty] | 475 | 1.43
[14 empty] | 475 | 1.44
[14 empty] | 475 | 1.44
[14 empty] | 475 | 1.44
[14 empty] | 475 | 1.43
[14 empty] | 475 | 1.42
[14 empty] | 475 | 1.41
[14 empty] | 475 | 1.41
[14 empty] | 475 | 1.41
[14 empty] | 475 | 1.41
[14 empty] | 475 | 1.39
[14 empty] | 475 | 1.37
[14 empty] | 475 | 1.35
[14 empty] | 475 | 1.32
[14 empty] | 475 | 1.3
[14 empty] | 475 | 1.29
[14 empty] | 475 | 1.29
[14 empty] | 475 | 1.31
[14 empty] | 475 | 1.34
[14 empty] | 475 | 1.36
[14 empty] | 475 | 1.39
[14 empty] | 475 | 1.41
[14 empty] | 475 | 1.42
[14 empty] | 475 | 1.42
[14 empty] | 476 | 1.3
[14 empty] | 476 | 1.3
[14 empty] | 476 | 1.29
[14 empty] | 476 | 1.28
[14 empty] | 476 | 1.29
[14 empty] | 476 | 1.29
[14 empty] | 476 | 1.31
[14 empty] | 476 | 1.33
[14 empty] | 476 | 1.36
[14 empty] | 476 | 1.39
[14 empty] | 476 | 1.41
[14 empty] | 476 | 1.43
[14 empty] | 476 | 1.46
[14 empty] | 476 | 1.47
[14 empty] | 476 | 1.47
[14 empty] | 476 | 1.47
[14 empty] | 476 | 1.45
[14 empty] | 476 | 1.43
[14 empty] | 476 | 1.42
[14 empty] | 476 | 1.41
[14 empty] | 476 | 1.4
[14 empty] | 476 | 1.39
[14 empty] | 476 | 1.39
[14 empty] | 476 | 1.39
[14 empty] | 476 | 1.38
[14 empty] | 476 | 1.38
[14 empty] | 476 | 1.38
[14 empty] | 476 | 1.38
[14 empty] | 476 | 1.37
[14 empty] | 476 | 1.35
[14 empty] | 476 | 1.34
[14 empty] | 476 | 1.33
[14 empty] | 476 | 1.33
[14 empty] | 476 | 1.34
[14 empty] | 476 | 1.37
[14 empty] | 476 | 1.4
[14 empty] | 476 | 1.41
[14 empty] | 476 | 1.42
[14 empty] | 476 | 1.41
[14 empty] | 476 | 1.39
[14 empty] | 476 | 1.37
[14 empty] | 476 | 1.36
[14 empty] | 476 | 1.36
[14 empty] | 476 | 1.38
[14 empty] | 477 | 1.41
[14 empty] | 477 | 1.38
[14 empty] | 477 | 1.37
[14 empty] | 477 | 1.37
[14 empty] | 477 | 1.37
[14 empty] | 477 | 1.39
[14 empty] | 477 | 1.41
[14 empty] | 477 | 1.42
[14 empty] | 477 | 1.43
[14 empty] | 477 | 1.44
[14 empty] | 477 | 1.43
[14 empty] | 477 | 1.43
[14 empty] | 477 | 1.43
[14 empty] | 477 | 1.43
[14 empty] | 477 | 1.44
[14 empty] | 477 | 1.44
[14 empty] | 477 | 1.45
[14 empty] | 477 | 1.44
[14 empty] | 477 | 1.43
[14 empty] | 477 | 1.4
[14 empty] | 477 | 1.37
[14 empty] | 477 | 1.33
[14 empty] | 477 | 1.31
[14 empty] | 477 | 1.31
[14 empty] | 477 | 1.32
[14 empty] | 477 | 1.34
[14 empty] | 477 | 1.36
[14 empty] | 477 | 1.36
[14 empty] | 477 | 1.35
[14 empty] | 477 | 1.33
[14 empty] | 477 | 1.31
[14 empty] | 477 | 1.29
[14 empty] | 477 | 1.28
[14 empty] | 477 | 1.29
[14 empty] | 477 | 1.3
[14 empty] | 477 | 1.32
[14 empty] | 477 | 1.34
[14 empty] | 477 | 1.35
[14 empty] | 477 | 1.35
[14 empty] | 477 | 1.35
[14 empty] | 477 | 1.33
[14 empty] | 477 | 1.32
[14 empty] | 477 | 1.32
[14 empty] | 477 | 1.31
[14 empty] | 478 | 1.37
[14 empty] | 478 | 1.36
[14 empty] | 478 | 1.37
[14 empty] | 478 | 1.39
[14 empty] | 478 | 1.42
[14 empty] | 478 | 1.44
[14 empty] | 478 | 1.45
[14 empty] | 478 | 1.45
[14 empty] | 478 | 1.45
[14 empty] | 478 | 1.44
[14 empty] | 478 | 1.44
[14 empty] | 478 | 1.43
[14 empty] | 478 | 1.43
[14 empty] | 478 | 1.42
[14 empty] | 478 | 1.41
[14 empty] | 478 | 1.4
[14 empty] | 478 | 1.39
[14 empty] | 478 | 1.39
[14 empty] | 478 | 1.4
[14 empty] | 478 | 1.42
[14 empty] | 478 | 1.44
[14 empty] | 478 | 1.46
[14 empty] | 478 | 1.47
[14 empty] | 478 | 1.48
[14 empty] | 478 | 1.48
[14 empty] | 478 | 1.48
[14 empty] | 478 | 1.47
[14 empty] | 478 | 1.46
[14 empty] | 478 | 1.44
[14 empty] | 478 | 1.42
[14 empty] | 478 | 1.4
[14 empty] | 478 | 1.38
[14 empty] | 478 | 1.38
[14 empty] | 478 | 1.39
[14 empty] | 478 | 1.41
[14 empty] | 478 | 1.44
[14 empty] | 478 | 1.46
[14 empty] | 478 | 1.48
[14 empty] | 478 | 1.49
[14 empty] | 478 | 1.49
[14 empty] | 478 | 1.49
[14 empty] | 478 | 1.48
[14 empty] | 478 | 1.46
[14 empty] | 478 | 1.44
[14 empty] | 479 | 1.37
[14 empty] | 479 | 1.36
[14 empty] | 479 | 1.35
[14 empty] | 479 | 1.34
[14 empty] | 479 | 1.33
[14 empty] | 479 | 1.34
[14 empty] | 479 | 1.35
[14 empty] | 479 | 1.36
[14 empty] | 479 | 1.38
[14 empty] | 479 | 1.39
[14 empty] | 479 | 1.39
[14 empty] | 479 | 1.39
[14 empty] | 479 | 1.39
[14 empty] | 479 | 1.37
[14 empty] | 479 | 1.35
[14 empty] | 479 | 1.31
[14 empty] | 479 | 1.28
[14 empty] | 479 | 1.25
[14 empty] | 479 | 1.24
[14 empty] | 479 | 1.25
[14 empty] | 479 | 1.27
[14 empty] | 479 | 1.31
[14 empty] | 479 | 1.35
[14 empty] | 479 | 1.38
[14 empty] | 479 | 1.4
[14 empty] | 479 | 1.39
[14 empty] | 479 | 1.37
[14 empty] | 479 | 1.34
[14 empty] | 479 | 1.3
[14 empty] | 479 | 1.28
[14 empty] | 479 | 1.27
[14 empty] | 479 | 1.27
[14 empty] | 479 | 1.3
[14 empty] | 479 | 1.34
[14 empty] | 479 | 1.38
[14 empty] | 479 | 1.41
[14 empty] | 479 | 1.44
[14 empty] | 479 | 1.45
[14 empty] | 479 | 1.46
[14 empty] | 479 | 1.46
[14 empty] | 479 | 1.44
[14 empty] | 479 | 1.42
[14 empty] | 479 | 1.39
[14 empty] | 480 | 1.4
[14 empty] | 480 | 1.39
[14 empty] | 480 | 1.38
[14 empty] | 480 | 1.37
[14 empty] | 480 | 1.38
[14 empty] | 480 | 1.39
[14 empty] | 480 | 1.4
[14 empty] | 480 | 1.41
[14 empty] | 480 | 1.41
[14 empty] | 480 | 1.4
[14 empty] | 480 | 1.38
[14 empty] | 480 | 1.36
[14 empty] | 480 | 1.34
[14 empty] | 480 | 1.32
[14 empty] | 480 | 1.31
[14 empty] | 480 | 1.31
[14 empty] | 480 | 1.31
[14 empty] | 480 | 1.31
[14 empty] | 480 | 1.31
[14 empty] | 480 | 1.31
[14 empty] | 480 | 1.31
[14 empty] | 480 | 1.31
[14 empty] | 480 | 1.33
[14 empty] | 480 | 1.35
[14 empty] | 480 | 1.38
[14 empty] | 480 | 1.41
[14 empty] | 480 | 1.44
[14 empty] | 480 | 1.45
[14 empty] | 480 | 1.45
[14 empty] | 480 | 1.45
[14 empty] | 480 | 1.45
[14 empty] | 480 | 1.45
[14 empty] | 480 | 1.45
[14 empty] | 480 | 1.46
[14 empty] | 480 | 1.46
[14 empty] | 480 | 1.46
[14 empty] | 480 | 1.46
[14 empty] | 480 | 1.44
[14 empty] | 480 | 1.42
[14 empty] | 480 | 1.41
[14 empty] | 480 | 1.4
[14 empty] | 480 | 1.39
[14 empty] | 480 | 1.39
[14 empty] | 480 | 1.38
[14 empty] | 481 | 1.37
[14 empty] | 481 | 1.37
[14 empty] | 481 | 1.37
[14 empty] | 481 | 1.36
[14 empty] | 481 | 1.35
[14 empty] | 481 | 1.35
[14 empty] | 481 | 1.36
[14 empty] | 481 | 1.36
[14 empty] | 481 | 1.37
[14 empty] | 481 | 1.38
[14 empty] | 481 | 1.39
[14 empty] | 481 | 1.38
[14 empty] | 481 | 1.37
[14 empty] | 481 | 1.36
[14 empty] | 481 | 1.36
[14 empty] | 481 | 1.36
[14 empty] | 481 | 1.36
[14 empty] | 481 | 1.37
[14 empty] | 481 | 1.38
[14 empty] | 481 | 1.39
[14 empty] | 481 | 1.39
[14 empty] | 481 | 1.38
[14 empty] | 481 | 1.38
[14 empty] | 481 | 1.37
[14 empty] | 481 | 1.36
[14 empty] | 481 | 1.35
[14 empty] | 481 | 1.35
[14 empty] | 481 | 1.35
[14 empty] | 481 | 1.36
[14 empty] | 481 | 1.38
[14 empty] | 481 | 1.4
[14 empty] | 481 | 1.41
[14 empty] | 481 | 1.41
[14 empty] | 481 | 1.4
[14 empty] | 481 | 1.38
[14 empty] | 481 | 1.37
[14 empty] | 481 | 1.35
[14 empty] | 481 | 1.35
[14 empty] | 481 | 1.36
[14 empty] | 481 | 1.37
[14 empty] | 481 | 1.39
[14 empty] | 481 | 1.4
[14 empty] | 481 | 1.41
[14 empty] | 482 | 1.29
[14 empty] | 482 | 1.32
[14 empty] | 482 | 1.35
[14 empty] | 482 | 1.4
[14 empty] | 482 | 1.43
[14 empty] | 482 | 1.45
[14 empty] | 482 | 1.46
[14 empty] | 482 | 1.45
[14 empty] | 482 | 1.43
[14 empty] | 482 | 1.41
[14 empty] | 482 | 1.39
[14 empty] | 482 | 1.38
[14 empty] | 482 | 1.39
[14 empty] | 482 | 1.4
[14 empty] | 482 | 1.42
[14 empty] | 482 | 1.44
[14 empty] | 482 | 1.46
[14 empty] | 482 | 1.48
[14 empty] | 482 | 1.48
[14 empty] | 482 | 1.47
[14 empty] | 482 | 1.45
[14 empty] | 482 | 1.42
[14 empty] | 482 | 1.38
[14 empty] | 482 | 1.35
[14 empty] | 482 | 1.34
[14 empty] | 482 | 1.34
[14 empty] | 482 | 1.36
[14 empty] | 482 | 1.39
[14 empty] | 482 | 1.42
[14 empty] | 482 | 1.45
[14 empty] | 482 | 1.47
[14 empty] | 482 | 1.48
[14 empty] | 482 | 1.48
[14 empty] | 482 | 1.46
[14 empty] | 482 | 1.45
[14 empty] | 482 | 1.42
[14 empty] | 482 | 1.4
[14 empty] | 482 | 1.38
[14 empty] | 482 | 1.37
[14 empty] | 482 | 1.36
[14 empty] | 482 | 1.35
[14 empty] | 482 | 1.36
[14 empty] | 482 | 1.36
[14 empty] | 483 | 1.42
[14 empty] | 483 | 1.41
[14 empty] | 483 | 1.39
[14 empty] | 483 | 1.38
[14 empty] | 483 | 1.37
[14 empty] | 483 | 1.36
[14 empty] | 483 | 1.36
[14 empty] | 483 | 1.35
[14 empty] | 483 | 1.35
[14 empty] | 483 | 1.35
[14 empty] | 483 | 1.35
[14 empty] | 483 | 1.36
[14 empty] | 483 | 1.38
[14 empty] | 483 | 1.4
[14 empty] | 483 | 1.4
[14 empty] | 483 | 1.4
[14 empty] | 483 | 1.38
[14 empty] | 483 | 1.36
[14 empty] | 483 | 1.35
[14 empty] | 483 | 1.35
[14 empty] | 483 | 1.36
[14 empty] | 483 | 1.39
[14 empty] | 483 | 1.42
[14 empty] | 483 | 1.45
[14 empty] | 483 | 1.46
[14 empty] | 483 | 1.47
[14 empty] | 483 | 1.46
[14 empty] | 483 | 1.45
[14 empty] | 483 | 1.44
[14 empty] | 483 | 1.43
[14 empty] | 483 | 1.43
[14 empty] | 483 | 1.43
[14 empty] | 483 | 1.44
[14 empty] | 483 | 1.45
[14 empty] | 483 | 1.46
[14 empty] | 483 | 1.46
[14 empty] | 483 | 1.46
[14 empty] | 483 | 1.44
[14 empty] | 483 | 1.41
[14 empty] | 483 | 1.37
[14 empty] | 483 | 1.34
[14 empty] | 483 | 1.3
[14 empty] | 483 | 1.29
[14 empty] | 484 | 1.29
[14 empty] | 484 | 1.28
[14 empty] | 484 | 1.28
[14 empty] | 484 | 1.29
[14 empty] | 484 | 1.31
[14 empty] | 484 | 1.33
[14 empty] | 484 | 1.35
[14 empty] | 484 | 1.36
[14 empty] | 484 | 1.36
[14 empty] | 484 | 1.35
[14 empty] | 484 | 1.33
[14 empty] | 484 | 1.31
[14 empty] | 484 | 1.29
[14 empty] | 484 | 1.27
[14 empty] | 484 | 1.25
[14 empty] | 484 | 1.25
[14 empty] | 484 | 1.26
[14 empty] | 484 | 1.27
[14 empty] | 484 | 1.29
[14 empty] | 484 | 1.3
[14 empty] | 484 | 1.31
[14 empty] | 484 | 1.32
[14 empty] | 484 | 1.34
[14 empty] | 484 | 1.36
[14 empty] | 484 | 1.38
[14 empty] | 484 | 1.41
[14 empty] | 484 | 1.42
[14 empty] | 484 | 1.43
[14 empty] | 484 | 1.43
[14 empty] | 484 | 1.41
[14 empty] | 484 | 1.39
[14 empty] | 484 | 1.38
[14 empty] | 484 | 1.37
[14 empty] | 484 | 1.37
[14 empty] | 484 | 1.38
[14 empty] | 484 | 1.4
[14 empty] | 484 | 1.41
[14 empty] | 484 | 1.42
[14 empty] | 484 | 1.43
[14 empty] | 484 | 1.43
[14 empty] | 484 | 1.44
[14 empty] | 484 | 1.44
[14 empty] | 484 | 1.43
[14 empty] | 485 | 1.38
[14 empty] | 485 | 1.39
[14 empty] | 485 | 1.39
[14 empty] | 485 | 1.38
[14 empty] | 485 | 1.37
[14 empty] | 485 | 1.35
[14 empty] | 485 | 1.33
[14 empty] | 485 | 1.32
[14 empty] | 485 | 1.32
[14 empty] | 485 | 1.33
[14 empty] | 485 | 1.34
[14 empty] | 485 | 1.35
[14 empty] | 485 | 1.36
[14 empty] | 485 | 1.36
[14 empty] | 485 | 1.37
[14 empty] | 485 | 1.36
[14 empty] | 485 | 1.36
[14 empty] | 485 | 1.34
[14 empty] | 485 | 1.33
[14 empty] | 485 | 1.31
[14 empty] | 485 | 1.29
[14 empty] | 485 | 1.27
[14 empty] | 485 | 1.26
[14 empty] | 485 | 1.26
[14 empty] | 485 | 1.27
[14 empty] | 485 | 1.29
[14 empty] | 485 | 1.33
[14 empty] | 485 | 1.36
[14 empty] | 485 | 1.39
[14 empty] | 485 | 1.41
[14 empty] | 485 | 1.42
[14 empty] | 485 | 1.42
[14 empty] | 485 | 1.42
[14 empty] | 485 | 1.42
[14 empty] | 485 | 1.42
[14 empty] | 485 | 1.42
[14 empty] | 485 | 1.41
[14 empty] | 485 | 1.4
[14 empty] | 485 | 1.38
[14 empty] | 485 | 1.36
[14 empty] | 485 | 1.33
[14 empty] | 485 | 1.31
[14 empty] | 486 | 1.12
[14 empty] | 486 | 1.11
[14 empty] | 486 | 1.1
[14 empty] | 486 | 1.07
[14 empty] | 486 | 1.03
[14 empty] | 486 | 0.977
[14 empty] | 486 | 0.906
[14 empty] | 486 | 0.831
[14 empty] | 486 | 0.764
[14 empty] | 486 | 0.72
[14 empty] | 486 | 0.707
[14 empty] | 486 | 0.722
[14 empty] | 486 | 0.763
[14 empty] | 486 | 0.814
[14 empty] | 486 | 0.864
[14 empty] | 486 | 0.91
[14 empty] | 486 | 0.956
[14 empty] | 486 | 1
[14 empty] | 486 | 1.05
[14 empty] | 486 | 1.11
[14 empty] | 486 | 1.17
[14 empty] | 486 | 1.22
[14 empty] | 486 | 1.26
[14 empty] | 486 | 1.29
[14 empty] | 486 | 1.31
[14 empty] | 486 | 1.32
[14 empty] | 486 | 1.33
[14 empty] | 486 | 1.34
[14 empty] | 486 | 1.33
[14 empty] | 486 | 1.31
[14 empty] | 486 | 1.29
[14 empty] | 486 | 1.25
[14 empty] | 486 | 1.21
[14 empty] | 486 | 1.18
[14 empty] | 486 | 1.16
[14 empty] | 486 | 1.15
[14 empty] | 486 | 1.17
[14 empty] | 486 | 1.2
[14 empty] | 486 | 1.23
[14 empty] | 486 | 1.27
[14 empty] | 486 | 1.3
[14 empty] | 486 | 1.34
[14 empty] | 486 | 1.36
[14 empty] | 487 | 1.34
[14 empty] | 487 | 1.33
[14 empty] | 487 | 1.32
[14 empty] | 487 | 1.28
[14 empty] | 487 | 1.24
[14 empty] | 487 | 1.18
[14 empty] | 487 | 1.13
[14 empty] | 487 | 1.08
[14 empty] | 487 | 1.06
[14 empty] | 487 | 1.07
[14 empty] | 487 | 1.09
[14 empty] | 487 | 1.13
[14 empty] | 487 | 1.18
[14 empty] | 487 | 1.23
[14 empty] | 487 | 1.27
[14 empty] | 487 | 1.3
[14 empty] | 487 | 1.32
[14 empty] | 487 | 1.33
[14 empty] | 487 | 1.34
[14 empty] | 487 | 1.34
[14 empty] | 487 | 1.32
[14 empty] | 487 | 1.32
[14 empty] | 487 | 1.31
[14 empty] | 487 | 1.3
[14 empty] | 487 | 1.3
[14 empty] | 487 | 1.3
[14 empty] | 487 | 1.3
[14 empty] | 487 | 1.3
[14 empty] | 487 | 1.29
[14 empty] | 487 | 1.27
[14 empty] | 487 | 1.26
[14 empty] | 487 | 1.26
[14 empty] | 487 | 1.26
[14 empty] | 487 | 1.26
[14 empty] | 487 | 1.27
[14 empty] | 487 | 1.27
[14 empty] | 487 | 1.25
[14 empty] | 487 | 1.23
[14 empty] | 487 | 1.2
[14 empty] | 487 | 1.17
[14 empty] | 487 | 1.14
[14 empty] | 487 | 1.13
[14 empty] | 488 | 1.4
[14 empty] | 488 | 1.41
[14 empty] | 488 | 1.4
[14 empty] | 488 | 1.39
[14 empty] | 488 | 1.36
[14 empty] | 488 | 1.32
[14 empty] | 488 | 1.29
[14 empty] | 488 | 1.26
[14 empty] | 488 | 1.26
[14 empty] | 488 | 1.28
[14 empty] | 488 | 1.32
[14 empty] | 488 | 1.36
[14 empty] | 488 | 1.4
[14 empty] | 488 | 1.43
[14 empty] | 488 | 1.45
[14 empty] | 488 | 1.46
[14 empty] | 488 | 1.47
[14 empty] | 488 | 1.46
[14 empty] | 488 | 1.44
[14 empty] | 488 | 1.4
[14 empty] | 488 | 1.36
[14 empty] | 488 | 1.31
[14 empty] | 488 | 1.28
[14 empty] | 488 | 1.27
[14 empty] | 488 | 1.28
[14 empty] | 488 | 1.31
[14 empty] | 488 | 1.35
[14 empty] | 488 | 1.36
[14 empty] | 488 | 1.35
[14 empty] | 488 | 1.33
[14 empty] | 488 | 1.3
[14 empty] | 488 | 1.27
[14 empty] | 488 | 1.25
[14 empty] | 488 | 1.26
[14 empty] | 488 | 1.27
[14 empty] | 488 | 1.3
[14 empty] | 488 | 1.32
[14 empty] | 488 | 1.33
[14 empty] | 488 | 1.34
[14 empty] | 488 | 1.34
[14 empty] | 488 | 1.34
[14 empty] | 488 | 1.34
[14 empty] | 489 | 1.28
[14 empty] | 489 | 1.28
[14 empty] | 489 | 1.29
[14 empty] | 489 | 1.28
[14 empty] | 489 | 1.26
[14 empty] | 489 | 1.23
[14 empty] | 489 | 1.17
[14 empty] | 489 | 1.11
[14 empty] | 489 | 1.06
[14 empty] | 489 | 1.04
[14 empty] | 489 | 1.05
[14 empty] | 489 | 1.11
[14 empty] | 489 | 1.17
[14 empty] | 489 | 1.23
[14 empty] | 489 | 1.28
[14 empty] | 489 | 1.3
[14 empty] | 489 | 1.29
[14 empty] | 489 | 1.28
[14 empty] | 489 | 1.26
[14 empty] | 489 | 1.25
[14 empty] | 489 | 1.27
[14 empty] | 489 | 1.29
[14 empty] | 489 | 1.3
[14 empty] | 489 | 1.31
[14 empty] | 489 | 1.29
[14 empty] | 489 | 1.27
[14 empty] | 489 | 1.25
[14 empty] | 489 | 1.23
[14 empty] | 489 | 1.23
[14 empty] | 489 | 1.24
[14 empty] | 489 | 1.26
[14 empty] | 489 | 1.27
[14 empty] | 489 | 1.29
[14 empty] | 489 | 1.3
[14 empty] | 489 | 1.32
[14 empty] | 489 | 1.33
[14 empty] | 489 | 1.35
[14 empty] | 489 | 1.36
[14 empty] | 489 | 1.38
[14 empty] | 489 | 1.39
[14 empty] | 489 | 1.4
[14 empty] | 490 | 1.29
[14 empty] | 490 | 1.29
[14 empty] | 490 | 1.3
[14 empty] | 490 | 1.33
[14 empty] | 490 | 1.37
[14 empty] | 490 | 1.41
[14 empty] | 490 | 1.44
[14 empty] | 490 | 1.47
[14 empty] | 490 | 1.47
[14 empty] | 490 | 1.46
[14 empty] | 490 | 1.44
[14 empty] | 490 | 1.42
[14 empty] | 490 | 1.39
[14 empty] | 490 | 1.37
[14 empty] | 490 | 1.36
[14 empty] | 490 | 1.37
[14 empty] | 490 | 1.38
[14 empty] | 490 | 1.41
[14 empty] | 490 | 1.43
[14 empty] | 490 | 1.45
[14 empty] | 490 | 1.47
[14 empty] | 490 | 1.48
[14 empty] | 490 | 1.48
[14 empty] | 490 | 1.49
[14 empty] | 490 | 1.49
[14 empty] | 490 | 1.49
[14 empty] | 490 | 1.5
[14 empty] | 490 | 1.49
[14 empty] | 490 | 1.49
[14 empty] | 490 | 1.49
[14 empty] | 490 | 1.48
[14 empty] | 490 | 1.48
[14 empty] | 490 | 1.48
[14 empty] | 490 | 1.47
[14 empty] | 490 | 1.47
[14 empty] | 490 | 1.46
[14 empty] | 490 | 1.44
[14 empty] | 490 | 1.42
[14 empty] | 490 | 1.39
[14 empty] | 490 | 1.36
[14 empty] | 490 | 1.32
[14 empty] | 490 | 1.3
[14 empty] | 491 | 1.37
[14 empty] | 491 | 1.36
[14 empty] | 491 | 1.34
[14 empty] | 491 | 1.32
[14 empty] | 491 | 1.3
[14 empty] | 491 | 1.27
[14 empty] | 491 | 1.26
[14 empty] | 491 | 1.25
[14 empty] | 491 | 1.25
[14 empty] | 491 | 1.24
[14 empty] | 491 | 1.24
[14 empty] | 491 | 1.21
[14 empty] | 491 | 1.19
[14 empty] | 491 | 1.17
[14 empty] | 491 | 1.16
[14 empty] | 491 | 1.17
[14 empty] | 491 | 1.2
[14 empty] | 491 | 1.24
[14 empty] | 491 | 1.28
[14 empty] | 491 | 1.31
[14 empty] | 491 | 1.32
[14 empty] | 491 | 1.32
[14 empty] | 491 | 1.32
[14 empty] | 491 | 1.32
[14 empty] | 491 | 1.34
[14 empty] | 491 | 1.36
[14 empty] | 491 | 1.4
[14 empty] | 491 | 1.44
[14 empty] | 491 | 1.47
[14 empty] | 491 | 1.49
[14 empty] | 491 | 1.5
[14 empty] | 491 | 1.5
[14 empty] | 491 | 1.48
[14 empty] | 491 | 1.46
[14 empty] | 491 | 1.43
[14 empty] | 491 | 1.41
[14 empty] | 491 | 1.38
[14 empty] | 491 | 1.36
[14 empty] | 491 | 1.35
[14 empty] | 491 | 1.33
[14 empty] | 491 | 1.31
[14 empty] | 491 | 1.3
[14 empty] | 492 | 1.31
[14 empty] | 492 | 1.34
[14 empty] | 492 | 1.36
[14 empty] | 492 | 1.37
[14 empty] | 492 | 1.37
[14 empty] | 492 | 1.36
[14 empty] | 492 | 1.35
[14 empty] | 492 | 1.34
[14 empty] | 492 | 1.31
[14 empty] | 492 | 1.26
[14 empty] | 492 | 1.2
[14 empty] | 492 | 1.14
[14 empty] | 492 | 1.1
[14 empty] | 492 | 1.08
[14 empty] | 492 | 1.08
[14 empty] | 492 | 1.1
[14 empty] | 492 | 1.1
[14 empty] | 492 | 1.1
[14 empty] | 492 | 1.08
[14 empty] | 492 | 1.07
[14 empty] | 492 | 1.06
[14 empty] | 492 | 1.07
[14 empty] | 492 | 1.1
[14 empty] | 492 | 1.14
[14 empty] | 492 | 1.19
[14 empty] | 492 | 1.25
[14 empty] | 492 | 1.31
[14 empty] | 492 | 1.36
[14 empty] | 492 | 1.41
[14 empty] | 492 | 1.44
[14 empty] | 492 | 1.45
[14 empty] | 492 | 1.45
[14 empty] | 492 | 1.44
[14 empty] | 492 | 1.43
[14 empty] | 492 | 1.42
[14 empty] | 492 | 1.41
[14 empty] | 492 | 1.41
[14 empty] | 492 | 1.4
[14 empty] | 492 | 1.39
[14 empty] | 492 | 1.38
[14 empty] | 492 | 1.37
[14 empty] | 493 | 1.25
[14 empty] | 493 | 1.29
[14 empty] | 493 | 1.33
[14 empty] | 493 | 1.38
[14 empty] | 493 | 1.43
[14 empty] | 493 | 1.46
[14 empty] | 493 | 1.48
[14 empty] | 493 | 1.49
[14 empty] | 493 | 1.49
[14 empty] | 493 | 1.47
[14 empty] | 493 | 1.45
[14 empty] | 493 | 1.41
[14 empty] | 493 | 1.39
[14 empty] | 493 | 1.37
[14 empty] | 493 | 1.37
[14 empty] | 493 | 1.38
[14 empty] | 493 | 1.4
[14 empty] | 493 | 1.43
[14 empty] | 493 | 1.45
[14 empty] | 493 | 1.45
[14 empty] | 493 | 1.46
[14 empty] | 493 | 1.46
[14 empty] | 493 | 1.45
[14 empty] | 493 | 1.44
[14 empty] | 493 | 1.44
[14 empty] | 493 | 1.45
[14 empty] | 493 | 1.45
[14 empty] | 493 | 1.46
[14 empty] | 493 | 1.46
[14 empty] | 493 | 1.46
[14 empty] | 493 | 1.44
[14 empty] | 493 | 1.4
[14 empty] | 493 | 1.36
[14 empty] | 493 | 1.31
[14 empty] | 493 | 1.27
[14 empty] | 493 | 1.24
[14 empty] | 493 | 1.22
[14 empty] | 493 | 1.21
[14 empty] | 493 | 1.22
[14 empty] | 493 | 1.25
[14 empty] | 493 | 1.28
[14 empty] | 494 | 1.47
[14 empty] | 494 | 1.45
[14 empty] | 494 | 1.42
[14 empty] | 494 | 1.4
[14 empty] | 494 | 1.4
[14 empty] | 494 | 1.4
[14 empty] | 494 | 1.42
[14 empty] | 494 | 1.44
[14 empty] | 494 | 1.46
[14 empty] | 494 | 1.47
[14 empty] | 494 | 1.46
[14 empty] | 494 | 1.44
[14 empty] | 494 | 1.4
[14 empty] | 494 | 1.36
[14 empty] | 494 | 1.31
[14 empty] | 494 | 1.26
[14 empty] | 494 | 1.22
[14 empty] | 494 | 1.19
[14 empty] | 494 | 1.19
[14 empty] | 494 | 1.2
[14 empty] | 494 | 1.22
[14 empty] | 494 | 1.24
[14 empty] | 494 | 1.27
[14 empty] | 494 | 1.29
[14 empty] | 494 | 1.31
[14 empty] | 494 | 1.32
[14 empty] | 494 | 1.32
[14 empty] | 494 | 1.31
[14 empty] | 494 | 1.3
[14 empty] | 494 | 1.3
[14 empty] | 494 | 1.3
[14 empty] | 494 | 1.31
[14 empty] | 494 | 1.33
[14 empty] | 494 | 1.35
[14 empty] | 494 | 1.37
[14 empty] | 494 | 1.38
[14 empty] | 494 | 1.36
[14 empty] | 494 | 1.32
[14 empty] | 494 | 1.29
[14 empty] | 494 | 1.26
[14 empty] | 494 | 1.24
[14 empty] | 495 | 1.4
[14 empty] | 495 | 1.4
[14 empty] | 495 | 1.39
[14 empty] | 495 | 1.4
[14 empty] | 495 | 1.41
[14 empty] | 495 | 1.43
[14 empty] | 495 | 1.45
[14 empty] | 495 | 1.47
[14 empty] | 495 | 1.48
[14 empty] | 495 | 1.48
[14 empty] | 495 | 1.47
[14 empty] | 495 | 1.45
[14 empty] | 495 | 1.42
[14 empty] | 495 | 1.4
[14 empty] | 495 | 1.38
[14 empty] | 495 | 1.38
[14 empty] | 495 | 1.39
[14 empty] | 495 | 1.42
[14 empty] | 495 | 1.44
[14 empty] | 495 | 1.47
[14 empty] | 495 | 1.48
[14 empty] | 495 | 1.49
[14 empty] | 495 | 1.49
[14 empty] | 495 | 1.48
[14 empty] | 495 | 1.47
[14 empty] | 495 | 1.46
[14 empty] | 495 | 1.43
[14 empty] | 495 | 1.4
[14 empty] | 495 | 1.37
[14 empty] | 495 | 1.34
[14 empty] | 495 | 1.33
[14 empty] | 495 | 1.32
[14 empty] | 495 | 1.34
[14 empty] | 495 | 1.37
[14 empty] | 495 | 1.41
[14 empty] | 495 | 1.44
[14 empty] | 495 | 1.47
[14 empty] | 495 | 1.49
[14 empty] | 495 | 1.5
[14 empty] | 495 | 1.5
[14 empty] | 495 | 1.49
[14 empty] | 496 | 1.49
[14 empty] | 496 | 1.48
[14 empty] | 496 | 1.46
[14 empty] | 496 | 1.44
[14 empty] | 496 | 1.42
[14 empty] | 496 | 1.41
[14 empty] | 496 | 1.42
[14 empty] | 496 | 1.43
[14 empty] | 496 | 1.45
[14 empty] | 496 | 1.47
[14 empty] | 496 | 1.49
[14 empty] | 496 | 1.5
[14 empty] | 496 | 1.51
[14 empty] | 496 | 1.51
[14 empty] | 496 | 1.51
[14 empty] | 496 | 1.51
[14 empty] | 496 | 1.5
[14 empty] | 496 | 1.49
[14 empty] | 496 | 1.47
[14 empty] | 496 | 1.44
[14 empty] | 496 | 1.37
[14 empty] | 496 | 1.29
[14 empty] | 496 | 1.18
[14 empty] | 496 | 1.08
[14 empty] | 496 | 1.01
[14 empty] | 496 | 0.995
[14 empty] | 496 | 1.03
[14 empty] | 496 | 1.11
[14 empty] | 496 | 1.21
[14 empty] | 496 | 1.31
[14 empty] | 496 | 1.39
[14 empty] | 496 | 1.44
[14 empty] | 496 | 1.47
[14 empty] | 496 | 1.47
[14 empty] | 496 | 1.47
[14 empty] | 496 | 1.46
[14 empty] | 496 | 1.46
[14 empty] | 496 | 1.45
[14 empty] | 496 | 1.44
[14 empty] | 496 | 1.43
[14 empty] | 496 | 1.42
[14 empty] | 497 | 1.42
[14 empty] | 497 | 1.4
[14 empty] | 497 | 1.39
[14 empty] | 497 | 1.39
[14 empty] | 497 | 1.39
[14 empty] | 497 | 1.4
[14 empty] | 497 | 1.41
[14 empty] | 497 | 1.41
[14 empty] | 497 | 1.41
[14 empty] | 497 | 1.4
[14 empty] | 497 | 1.38
[14 empty] | 497 | 1.36
[14 empty] | 497 | 1.34
[14 empty] | 497 | 1.33
[14 empty] | 497 | 1.34
[14 empty] | 497 | 1.34
[14 empty] | 497 | 1.35
[14 empty] | 497 | 1.34
[14 empty] | 497 | 1.33
[14 empty] | 497 | 1.3
[14 empty] | 497 | 1.27
[14 empty] | 497 | 1.26
[14 empty] | 497 | 1.25
[14 empty] | 497 | 1.26
[14 empty] | 497 | 1.28
[14 empty] | 497 | 1.31
[14 empty] | 497 | 1.32
[14 empty] | 497 | 1.33
[14 empty] | 497 | 1.32
[14 empty] | 497 | 1.31
[14 empty] | 497 | 1.29
[14 empty] | 497 | 1.28
[14 empty] | 497 | 1.28
[14 empty] | 497 | 1.3
[14 empty] | 497 | 1.34
[14 empty] | 497 | 1.37
[14 empty] | 497 | 1.41
[14 empty] | 497 | 1.45
[14 empty] | 497 | 1.47
[14 empty] | 497 | 1.49
[14 empty] | 498 | 1.1
[14 empty] | 498 | 1.1
[14 empty] | 498 | 1.11
[14 empty] | 498 | 1.13
[14 empty] | 498 | 1.16
[14 empty] | 498 | 1.19
[14 empty] | 498 | 1.23
[14 empty] | 498 | 1.27
[14 empty] | 498 | 1.29
[14 empty] | 498 | 1.3
[14 empty] | 498 | 1.3
[14 empty] | 498 | 1.28
[14 empty] | 498 | 1.27
[14 empty] | 498 | 1.27
[14 empty] | 498 | 1.27
[14 empty] | 498 | 1.28
[14 empty] | 498 | 1.28
[14 empty] | 498 | 1.28
[14 empty] | 498 | 1.27
[14 empty] | 498 | 1.27
[14 empty] | 498 | 1.27
[14 empty] | 498 | 1.28
[14 empty] | 498 | 1.31
[14 empty] | 498 | 1.34
[14 empty] | 498 | 1.36
[14 empty] | 498 | 1.37
[14 empty] | 498 | 1.38
[14 empty] | 498 | 1.38
[14 empty] | 498 | 1.38
[14 empty] | 498 | 1.39
[14 empty] | 498 | 1.4
[14 empty] | 498 | 1.42
[14 empty] | 498 | 1.44
[14 empty] | 498 | 1.45
[14 empty] | 498 | 1.47
[14 empty] | 498 | 1.48
[14 empty] | 498 | 1.48
[14 empty] | 498 | 1.47
[14 empty] | 498 | 1.46
[14 empty] | 498 | 1.44
[14 empty] | 499 | 1.3
[14 empty] | 499 | 1.32
[14 empty] | 499 | 1.34
[14 empty] | 499 | 1.36
[14 empty] | 499 | 1.36
[14 empty] | 499 | 1.34
[14 empty] | 499 | 1.31
[14 empty] | 499 | 1.28
[14 empty] | 499 | 1.26
[14 empty] | 499 | 1.26
[14 empty] | 499 | 1.28
[14 empty] | 499 | 1.32
[14 empty] | 499 | 1.36
[14 empty] | 499 | 1.39
[14 empty] | 499 | 1.41
[14 empty] | 499 | 1.42
[14 empty] | 499 | 1.42
[14 empty] | 499 | 1.41
[14 empty] | 499 | 1.41
[14 empty] | 499 | 1.41
[14 empty] | 499 | 1.42
[14 empty] | 499 | 1.43
[14 empty] | 499 | 1.43
[14 empty] | 499 | 1.43
[14 empty] | 499 | 1.42
[14 empty] | 499 | 1.4
[14 empty] | 499 | 1.38
[14 empty] | 499 | 1.34
[14 empty] | 499 | 1.3
[14 empty] | 499 | 1.26
[14 empty] | 499 | 1.22
[14 empty] | 499 | 1.2
[14 empty] | 499 | 1.18
[14 empty] | 499 | 1.18
[14 empty] | 499 | 1.18
[14 empty] | 499 | 1.17
[14 empty] | 499 | 1.16
[14 empty] | 499 | 1.14
[14 empty] | 499 | 1.12
[14 empty] | 499 | 1.1
[14 empty] | 500 | 1.33
[14 empty] | 500 | 1.3
[14 empty] | 500 | 1.28
[14 empty] | 500 | 1.24
[14 empty] | 500 | 1.21
[14 empty] | 500 | 1.2
[14 empty] | 500 | 1.2
[14 empty] | 500 | 1.21
[14 empty] | 500 | 1.21
[14 empty] | 500 | 1.22
[14 empty] | 500 | 1.21
[14 empty] | 500 | 1.19
[14 empty] | 500 | 1.18
[14 empty] | 500 | 1.16
[14 empty] | 500 | 1.16
[14 empty] | 500 | 1.18
[14 empty] | 500 | 1.21
[14 empty] | 500 | 1.24
[14 empty] | 500 | 1.28
[14 empty] | 500 | 1.32
[14 empty] | 500 | 1.35
[14 empty] | 500 | 1.37
[14 empty] | 500 | 1.39
[14 empty] | 500 | 1.4
[14 empty] | 500 | 1.41
[14 empty] | 500 | 1.41
[14 empty] | 500 | 1.42
[14 empty] | 500 | 1.42
[14 empty] | 500 | 1.43
[14 empty] | 500 | 1.44
[14 empty] | 500 | 1.45
[14 empty] | 500 | 1.45
[14 empty] | 500 | 1.45
[14 empty] | 500 | 1.43
[14 empty] | 500 | 1.41
[14 empty] | 500 | 1.38
[14 empty] | 500 | 1.35
[14 empty] | 500 | 1.32
[14 empty] | 500 | 1.29
[14 empty] | 500 | 1.29
[14 empty] | 501 | 1.24
[14 empty] | 501 | 1.23
[14 empty] | 501 | 1.21
[14 empty] | 501 | 1.19
[14 empty] | 501 | 1.18
[14 empty] | 501 | 1.18
[14 empty] | 501 | 1.2
[14 empty] | 501 | 1.24
[14 empty] | 501 | 1.29
[14 empty] | 501 | 1.33
[14 empty] | 501 | 1.35
[14 empty] | 501 | 1.37
[14 empty] | 501 | 1.38
[14 empty] | 501 | 1.39
[14 empty] | 501 | 1.4
[14 empty] | 501 | 1.42
[14 empty] | 501 | 1.43
[14 empty] | 501 | 1.44
[14 empty] | 501 | 1.44
[14 empty] | 501 | 1.42
[14 empty] | 501 | 1.38
[14 empty] | 501 | 1.33
[14 empty] | 501 | 1.28
[14 empty] | 501 | 1.23
[14 empty] | 501 | 1.2
[14 empty] | 501 | 1.17
[14 empty] | 501 | 1.15
[14 empty] | 501 | 1.13
[14 empty] | 501 | 1.12
[14 empty] | 501 | 1.12
[14 empty] | 501 | 1.13
[14 empty] | 501 | 1.16
[14 empty] | 501 | 1.21
[14 empty] | 501 | 1.25
[14 empty] | 501 | 1.29
[14 empty] | 501 | 1.32
[14 empty] | 501 | 1.33
[14 empty] | 501 | 1.34
[14 empty] | 501 | 1.34
[14 empty] | 501 | 1.34
[14 empty] | 502 | 1.34
[14 empty] | 502 | 1.31
[14 empty] | 502 | 1.28
[14 empty] | 502 | 1.24
[14 empty] | 502 | 1.22
[14 empty] | 502 | 1.21
[14 empty] | 502 | 1.22
[14 empty] | 502 | 1.24
[14 empty] | 502 | 1.27
[14 empty] | 502 | 1.31
[14 empty] | 502 | 1.33
[14 empty] | 502 | 1.34
[14 empty] | 502 | 1.34
[14 empty] | 502 | 1.33
[14 empty] | 502 | 1.32
[14 empty] | 502 | 1.31
[14 empty] | 502 | 1.28
[14 empty] | 502 | 1.26
[14 empty] | 502 | 1.24
[14 empty] | 502 | 1.21
[14 empty] | 502 | 1.2
[14 empty] | 502 | 1.19
[14 empty] | 502 | 1.21
[14 empty] | 502 | 1.25
[14 empty] | 502 | 1.29
[14 empty] | 502 | 1.31
[14 empty] | 502 | 1.34
[14 empty] | 502 | 1.35
[14 empty] | 502 | 1.36
[14 empty] | 502 | 1.36
[14 empty] | 502 | 1.36
[14 empty] | 502 | 1.35
[14 empty] | 502 | 1.32
[14 empty] | 502 | 1.29
[14 empty] | 502 | 1.26
[14 empty] | 502 | 1.22
[14 empty] | 502 | 1.21
[14 empty] | 502 | 1.21
[14 empty] | 502 | 1.21
[14 empty] | 502 | 1.23
[14 empty] | 503 | 1.43
[14 empty] | 503 | 1.43
[14 empty] | 503 | 1.42
[14 empty] | 503 | 1.44
[14 empty] | 503 | 1.44
[14 empty] | 503 | 1.43
[14 empty] | 503 | 1.41
[14 empty] | 503 | 1.39
[14 empty] | 503 | 1.36
[14 empty] | 503 | 1.33
[14 empty] | 503 | 1.32
[14 empty] | 503 | 1.32
[14 empty] | 503 | 1.33
[14 empty] | 503 | 1.34
[14 empty] | 503 | 1.35
[14 empty] | 503 | 1.36
[14 empty] | 503 | 1.35
[14 empty] | 503 | 1.37
[14 empty] | 503 | 1.38
[14 empty] | 503 | 1.36
[14 empty] | 503 | 1.34
[14 empty] | 503 | 1.31
[14 empty] | 503 | 1.28
[14 empty] | 503 | 1.25
[14 empty] | 503 | 1.23
[14 empty] | 503 | 1.24
[14 empty] | 503 | 1.26
[14 empty] | 503 | 1.29
[14 empty] | 503 | 1.31
[14 empty] | 503 | 1.32
[14 empty] | 503 | 1.33
[14 empty] | 503 | 1.32
[14 empty] | 503 | 1.31
[14 empty] | 503 | 1.31
[14 empty] | 503 | 1.31
[14 empty] | 503 | 1.32
[14 empty] | 503 | 1.33
[14 empty] | 503 | 1.35
[14 empty] | 503 | 1.36
[14 empty] | 503 | 1.36
[14 empty] | 504 | 1.42
[14 empty] | 504 | 1.41
[14 empty] | 504 | 1.32
[14 empty] | 504 | 1.33
[14 empty] | 504 | 1.25
[14 empty] | 504 | 1.13
[14 empty] | 504 | 1.03
[14 empty] | 504 | 0.975
[14 empty] | 504 | 0.914
[14 empty] | 504 | 0.924
[14 empty] | 504 | 0.966
[14 empty] | 504 | 1.02
[14 empty] | 504 | 1.08
[14 empty] | 504 | 1.14
[14 empty] | 504 | 1.19
[14 empty] | 504 | 1.19
[14 empty] | 504 | 1.2
[14 empty] | 504 | 1.22
[14 empty] | 504 | 1.21
[14 empty] | 504 | 1.25
[14 empty] | 504 | 1.28
[14 empty] | 504 | 1.31
[14 empty] | 504 | 1.35
[14 empty] | 504 | 1.33
[14 empty] | 504 | 1.34
[14 empty] | 504 | 1.37
[14 empty] | 504 | 1.34
[14 empty] | 504 | 1.29
[14 empty] | 504 | 1.24
[14 empty] | 504 | 1.22
[14 empty] | 504 | 1.19
[14 empty] | 504 | 1.17
[14 empty] | 504 | 1.2
[14 empty] | 504 | 1.27
[14 empty] | 504 | 1.32
[14 empty] | 504 | 1.32
[14 empty] | 504 | 1.38
[14 empty] | 504 | 1.4
[14 empty] | 504 | 1.42
[14 empty] | 505 | 1.46
[14 empty] | 505 | 1.44
[14 empty] | 505 | 1.41
[14 empty] | 505 | 1.37
[14 empty] | 505 | 1.31
[14 empty] | 505 | 1.27
[14 empty] | 505 | 1.23
[14 empty] | 505 | 1.21
[14 empty] | 505 | 1.21
[14 empty] | 505 | 1.22
[14 empty] | 505 | 1.25
[14 empty] | 505 | 1.27
[14 empty] | 505 | 1.27
[14 empty] | 505 | 1.28
[14 empty] | 505 | 1.28
[14 empty] | 505 | 1.27
[14 empty] | 505 | 1.26
[14 empty] | 505 | 1.26
[14 empty] | 505 | 1.26
[14 empty] | 505 | 1.25
[14 empty] | 505 | 1.27
[14 empty] | 505 | 1.31
[14 empty] | 505 | 1.35
[14 empty] | 505 | 1.38
[14 empty] | 505 | 1.42
[14 empty] | 505 | 1.46
[14 empty] | 505 | 1.48
[14 empty] | 505 | 1.49
[14 empty] | 505 | 1.49
[14 empty] | 505 | 1.49
[14 empty] | 505 | 1.47
[14 empty] | 505 | 1.45
[14 empty] | 505 | 1.42
[14 empty] | 505 | 1.41
[14 empty] | 505 | 1.39
[14 empty] | 505 | 1.38
[14 empty] | 505 | 1.38
[14 empty] | 505 | 1.36
[14 empty] | 505 | 1.41
[14 empty] | 506 | 1.45
[14 empty] | 506 | 1.46
[14 empty] | 506 | 1.47
[14 empty] | 506 | 1.47
[14 empty] | 506 | 1.46
[14 empty] | 506 | 1.47
[14 empty] | 506 | 1.47
[14 empty] | 506 | 1.48
[14 empty] | 506 | 1.47
[14 empty] | 506 | 1.45
[14 empty] | 506 | 1.45
[14 empty] | 506 | 1.44
[14 empty] | 506 | 1.43
[14 empty] | 506 | 1.38
[14 empty] | 506 | 1.42
[14 empty] | 506 | 1.42
[14 empty] | 506 | 1.44
[14 empty] | 506 | 1.44
[14 empty] | 506 | 1.45
[14 empty] | 506 | 1.44
[14 empty] | 506 | 1.41
[14 empty] | 506 | 1.42
[14 empty] | 506 | 1.41
[14 empty] | 506 | 1.36
[14 empty] | 506 | 1.42
[14 empty] | 506 | 1.42
[14 empty] | 506 | 1.43
[14 empty] | 506 | 1.39
[14 empty] | 506 | 1.42
[14 empty] | 506 | 1.44
[14 empty] | 506 | 1.45
[14 empty] | 506 | 1.45
[14 empty] | 506 | 1.45
[14 empty] | 506 | 1.45
[14 empty] | 506 | 1.46
[14 empty] | 506 | 1.46
[14 empty] | 506 | 1.46
[14 empty] | 506 | 1.46
[14 empty] | 506 | 1.45
[14 empty] | 507 | 1.39
[14 empty] | 507 | 1.36
[14 empty] | 507 | 1.29
[14 empty] | 507 | 1.31
[14 empty] | 507 | 1.31
[14 empty] | 507 | 1.33
[14 empty] | 507 | 1.35
[14 empty] | 507 | 1.38
[14 empty] | 507 | 1.41
[14 empty] | 507 | 1.42
[14 empty] | 507 | 1.44
[14 empty] | 507 | 1.44
[14 empty] | 507 | 1.42
[14 empty] | 507 | 1.38
[14 empty] | 507 | 1.36
[14 empty] | 507 | 1.33
[14 empty] | 507 | 1.3
[14 empty] | 507 | 1.27
[14 empty] | 507 | 1.27
[14 empty] | 507 | 1.29
[14 empty] | 507 | 1.29
[14 empty] | 507 | 1.33
[14 empty] | 507 | 1.34
[14 empty] | 507 | 1.36
[14 empty] | 507 | 1.34
[14 empty] | 507 | 1.36
[14 empty] | 507 | 1.4
[14 empty] | 507 | 1.38
[14 empty] | 507 | 1.39
[14 empty] | 507 | 1.33
[14 empty] | 507 | 1.33
[14 empty] | 507 | 1.29
[14 empty] | 507 | 1.25
[14 empty] | 507 | 1.24
[14 empty] | 507 | 1.25
[14 empty] | 507 | 1.28
[14 empty] | 507 | 1.33
[14 empty] | 507 | 1.38
[14 empty] | 507 | 1.42
[14 empty] | 508 | 1.22
[14 empty] | 508 | 1.22
[14 empty] | 508 | 1.23
[14 empty] | 508 | 1.25
[14 empty] | 508 | 1.28
[14 empty] | 508 | 1.3
[14 empty] | 508 | 1.29
[14 empty] | 508 | 1.28
[14 empty] | 508 | 1.26
[14 empty] | 508 | 1.24
[14 empty] | 508 | 1.22
[14 empty] | 508 | 1.2
[14 empty] | 508 | 1.17
[14 empty] | 508 | 1.16
[14 empty] | 508 | 1.14
[14 empty] | 508 | 1.13
[14 empty] | 508 | 1.15
[14 empty] | 508 | 1.16
[14 empty] | 508 | 1.24
[14 empty] | 508 | 1.3
[14 empty] | 508 | 1.35
[14 empty] | 508 | 1.42
[14 empty] | 508 | 1.45
[14 empty] | 508 | 1.44
[14 empty] | 508 | 1.45
[14 empty] | 508 | 1.43
[14 empty] | 508 | 1.4
[14 empty] | 508 | 1.33
[14 empty] | 508 | 1.33
[14 empty] | 508 | 1.33
[14 empty] | 508 | 1.3
[14 empty] | 508 | 1.3
[14 empty] | 508 | 1.3
[14 empty] | 508 | 1.3
[14 empty] | 508 | 1.32
[14 empty] | 508 | 1.35
[14 empty] | 508 | 1.38
[14 empty] | 508 | 1.4
[14 empty] | 508 | 1.4
[14 empty] | 509 | 1.47
[14 empty] | 509 | 1.47
[14 empty] | 509 | 1.47
[14 empty] | 509 | 1.45
[14 empty] | 509 | 1.45
[14 empty] | 509 | 1.45
[14 empty] | 509 | 1.43
[14 empty] | 509 | 1.42
[14 empty] | 509 | 1.41
[14 empty] | 509 | 1.4
[14 empty] | 509 | 1.39
[14 empty] | 509 | 1.4
[14 empty] | 509 | 1.41
[14 empty] | 509 | 1.42
[14 empty] | 509 | 1.42
[14 empty] | 509 | 1.41
[14 empty] | 509 | 1.4
[14 empty] | 509 | 1.39
[14 empty] | 509 | 1.38
[14 empty] | 509 | 1.37
[14 empty] | 509 | 1.36
[14 empty] | 509 | 1.35
[14 empty] | 509 | 1.34
[14 empty] | 509 | 1.33
[14 empty] | 509 | 1.33
[14 empty] | 509 | 1.33
[14 empty] | 509 | 1.32
[14 empty] | 509 | 1.35
[14 empty] | 509 | 1.38
[14 empty] | 509 | 1.4
[14 empty] | 509 | 1.41
[14 empty] | 509 | 1.41
[14 empty] | 509 | 1.39
[14 empty] | 509 | 1.37
[14 empty] | 509 | 1.32
[14 empty] | 509 | 1.29
[14 empty] | 509 | 1.26
[14 empty] | 509 | 1.21
[14 empty] | 510 | 1.39
[14 empty] | 510 | 1.39
[14 empty] | 510 | 1.38
[14 empty] | 510 | 1.38
[14 empty] | 510 | 1.36
[14 empty] | 510 | 1.37
[14 empty] | 510 | 1.37
[14 empty] | 510 | 1.36
[14 empty] | 510 | 1.36
[14 empty] | 510 | 1.36
[14 empty] | 510 | 1.35
[14 empty] | 510 | 1.34
[14 empty] | 510 | 1.32
[14 empty] | 510 | 1.3
[14 empty] | 510 | 1.26
[14 empty] | 510 | 1.23
[14 empty] | 510 | 1.2
[14 empty] | 510 | 1.18
[14 empty] | 510 | 1.18
[14 empty] | 510 | 1.2
[14 empty] | 510 | 1.24
[14 empty] | 510 | 1.27
[14 empty] | 510 | 1.3
[14 empty] | 510 | 1.32
[14 empty] | 510 | 1.33
[14 empty] | 510 | 1.33
[14 empty] | 510 | 1.35
[14 empty] | 510 | 1.37
[14 empty] | 510 | 1.39
[14 empty] | 510 | 1.41
[14 empty] | 510 | 1.44
[14 empty] | 510 | 1.45
[14 empty] | 510 | 1.45
[14 empty] | 510 | 1.45
[14 empty] | 510 | 1.45
[14 empty] | 510 | 1.44
[14 empty] | 510 | 1.44
[14 empty] | 510 | 1.45
[14 empty] | 510 | 1.46
[14 empty] | 511 | 1.42
[14 empty] | 511 | 1.42
[14 empty] | 511 | 1.43
[14 empty] | 511 | 1.44
[14 empty] | 511 | 1.45
[14 empty] | 511 | 1.46
[14 empty] | 511 | 1.44
[14 empty] | 511 | 1.43
[14 empty] | 511 | 1.39
[14 empty] | 511 | 1.34
[14 empty] | 511 | 1.3
[14 empty] | 511 | 1.27
[14 empty] | 511 | 1.25
[14 empty] | 511 | 1.25
[14 empty] | 511 | 1.28
[14 empty] | 511 | 1.33
[14 empty] | 511 | 1.37
[14 empty] | 511 | 1.39
[14 empty] | 511 | 1.39
[14 empty] | 511 | 1.36
[14 empty] | 511 | 1.31
[14 empty] | 511 | 1.27
[14 empty] | 511 | 1.24
[14 empty] | 511 | 1.24
[14 empty] | 511 | 1.26
[14 empty] | 511 | 1.3
[14 empty] | 511 | 1.34
[14 empty] | 511 | 1.37
[14 empty] | 511 | 1.39
[14 empty] | 511 | 1.4
[14 empty] | 511 | 1.4
[14 empty] | 511 | 1.39
[14 empty] | 511 | 1.38
[14 empty] | 511 | 1.38
[14 empty] | 511 | 1.38
[14 empty] | 511 | 1.38
[14 empty] | 511 | 1.38
[14 empty] | 511 | 1.39
[14 empty] | 512 | 1.28
[14 empty] | 512 | 1.31
[14 empty] | 512 | 1.33
[14 empty] | 512 | 1.36
[14 empty] | 512 | 1.37
[14 empty] | 512 | 1.37
[14 empty] | 512 | 1.36
[14 empty] | 512 | 1.36
[14 empty] | 512 | 1.36
[14 empty] | 512 | 1.37
[14 empty] | 512 | 1.38
[14 empty] | 512 | 1.4
[14 empty] | 512 | 1.41
[14 empty] | 512 | 1.43
[14 empty] | 512 | 1.45
[14 empty] | 512 | 1.46
[14 empty] | 512 | 1.46
[14 empty] | 512 | 1.47
[14 empty] | 512 | 1.47
[14 empty] | 512 | 1.47
[14 empty] | 512 | 1.47
[14 empty] | 512 | 1.47
[14 empty] | 512 | 1.47
[14 empty] | 512 | 1.47
[14 empty] | 512 | 1.46
[14 empty] | 512 | 1.45
[14 empty] | 512 | 1.43
[14 empty] | 512 | 1.42
[14 empty] | 512 | 1.4
[14 empty] | 512 | 1.39
[14 empty] | 512 | 1.38
[14 empty] | 512 | 1.39
[14 empty] | 512 | 1.41
[14 empty] | 512 | 1.42
[14 empty] | 512 | 1.44
[14 empty] | 512 | 1.44
[14 empty] | 512 | 1.44
[14 empty] | 512 | 1.43
[14 empty] | 513 | 1.31
[14 empty] | 513 | 1.32
[14 empty] | 513 | 1.34
[14 empty] | 513 | 1.36
[14 empty] | 513 | 1.36
[14 empty] | 513 | 1.37
[14 empty] | 513 | 1.37
[14 empty] | 513 | 1.37
[14 empty] | 513 | 1.37
[14 empty] | 513 | 1.38
[14 empty] | 513 | 1.38
[14 empty] | 513 | 1.37
[14 empty] | 513 | 1.35
[14 empty] | 513 | 1.32
[14 empty] | 513 | 1.31
[14 empty] | 513 | 1.3
[14 empty] | 513 | 1.3
[14 empty] | 513 | 1.31
[14 empty] | 513 | 1.33
[14 empty] | 513 | 1.34
[14 empty] | 513 | 1.33
[14 empty] | 513 | 1.31
[14 empty] | 513 | 1.29
[14 empty] | 513 | 1.26
[14 empty] | 513 | 1.24
[14 empty] | 513 | 1.23
[14 empty] | 513 | 1.22
[14 empty] | 513 | 1.22
[14 empty] | 513 | 1.21
[14 empty] | 513 | 1.21
[14 empty] | 513 | 1.21
[14 empty] | 513 | 1.22
[14 empty] | 513 | 1.23
[14 empty] | 513 | 1.24
[14 empty] | 513 | 1.26
[14 empty] | 513 | 1.26
[14 empty] | 513 | 1.26
[14 empty] | 513 | 1.27
[14 empty] | 514 | 1.2
[14 empty] | 514 | 1.14
[14 empty] | 514 | 1.09
[14 empty] | 514 | 1.08
[14 empty] | 514 | 1.09
[14 empty] | 514 | 1.15
[14 empty] | 514 | 1.22
[14 empty] | 514 | 1.29
[14 empty] | 514 | 1.34
[14 empty] | 514 | 1.38
[14 empty] | 514 | 1.39
[14 empty] | 514 | 1.36
[14 empty] | 514 | 1.3
[14 empty] | 514 | 1.23
[14 empty] | 514 | 1.18
[14 empty] | 514 | 1.15
[14 empty] | 514 | 1.15
[14 empty] | 514 | 1.18
[14 empty] | 514 | 1.23
[14 empty] | 514 | 1.27
[14 empty] | 514 | 1.29
[14 empty] | 514 | 1.29
[14 empty] | 514 | 1.28
[14 empty] | 514 | 1.27
[14 empty] | 514 | 1.27
[14 empty] | 514 | 1.29
[14 empty] | 514 | 1.33
[14 empty] | 514 | 1.38
[14 empty] | 514 | 1.42
[14 empty] | 514 | 1.45
[14 empty] | 514 | 1.47
[14 empty] | 514 | 1.47
[14 empty] | 514 | 1.45
[14 empty] | 514 | 1.43
[14 empty] | 514 | 1.4
[14 empty] | 514 | 1.36
[14 empty] | 514 | 1.33
[14 empty] | 514 | 1.31
[14 empty] | 515 | 1.3
[14 empty] | 515 | 1.3
[14 empty] | 515 | 1.3
[14 empty] | 515 | 1.3
[14 empty] | 515 | 1.3
[14 empty] | 515 | 1.29
[14 empty] | 515 | 1.29
[14 empty] | 515 | 1.28
[14 empty] | 515 | 1.27
[14 empty] | 515 | 1.27
[14 empty] | 515 | 1.28
[14 empty] | 515 | 1.3
[14 empty] | 515 | 1.33
[14 empty] | 515 | 1.36
[14 empty] | 515 | 1.37
[14 empty] | 515 | 1.38
[14 empty] | 515 | 1.37
[14 empty] | 515 | 1.35
[14 empty] | 515 | 1.31
[14 empty] | 515 | 1.27
[14 empty] | 515 | 1.25
[14 empty] | 515 | 1.24
[14 empty] | 515 | 1.23
[14 empty] | 515 | 1.24
[14 empty] | 515 | 1.24
[14 empty] | 515 | 1.24
[14 empty] | 515 | 1.24
[14 empty] | 515 | 1.25
[14 empty] | 515 | 1.25
[14 empty] | 515 | 1.27
[14 empty] | 515 | 1.29
[14 empty] | 515 | 1.31
[14 empty] | 515 | 1.34
[14 empty] | 515 | 1.37
[14 empty] | 515 | 1.38
[14 empty] | 515 | 1.37
[14 empty] | 515 | 1.33
[14 empty] | 515 | 1.28
[14 empty] | 516 | 1.37
[14 empty] | 516 | 1.35
[14 empty] | 516 | 1.33
[14 empty] | 516 | 1.31
[14 empty] | 516 | 1.3
[14 empty] | 516 | 1.31
[14 empty] | 516 | 1.33
[14 empty] | 516 | 1.36
[14 empty] | 516 | 1.38
[14 empty] | 516 | 1.4
[14 empty] | 516 | 1.4
[14 empty] | 516 | 1.38
[14 empty] | 516 | 1.36
[14 empty] | 516 | 1.34
[14 empty] | 516 | 1.33
[14 empty] | 516 | 1.32
[14 empty] | 516 | 1.33
[14 empty] | 516 | 1.35
[14 empty] | 516 | 1.38
[14 empty] | 516 | 1.4
[14 empty] | 516 | 1.42
[14 empty] | 516 | 1.43
[14 empty] | 516 | 1.44
[14 empty] | 516 | 1.44
[14 empty] | 516 | 1.43
[14 empty] | 516 | 1.41
[14 empty] | 516 | 1.39
[14 empty] | 516 | 1.37
[14 empty] | 516 | 1.36
[14 empty] | 516 | 1.34
[14 empty] | 516 | 1.34
[14 empty] | 516 | 1.34
[14 empty] | 516 | 1.33
[14 empty] | 516 | 1.33
[14 empty] | 516 | 1.32
[14 empty] | 516 | 1.31
[14 empty] | 516 | 1.31
[14 empty] | 517 | 0.851
[14 empty] | 517 | 0.747
[14 empty] | 517 | 0.675
[14 empty] | 517 | 0.642
[14 empty] | 517 | 0.653
[14 empty] | 517 | 0.704
[14 empty] | 517 | 0.793
[14 empty] | 517 | 0.902
[14 empty] | 517 | 1.02
[14 empty] | 517 | 1.12
[14 empty] | 517 | 1.21
[14 empty] | 517 | 1.26
[14 empty] | 517 | 1.26
[14 empty] | 517 | 1.23
[14 empty] | 517 | 1.18
[14 empty] | 517 | 1.1
[14 empty] | 517 | 1.04
[14 empty] | 517 | 0.997
[14 empty] | 517 | 0.959
[14 empty] | 517 | 0.927
[14 empty] | 517 | 0.895
[14 empty] | 517 | 0.857
[14 empty] | 517 | 0.83
[14 empty] | 517 | 0.829
[14 empty] | 517 | 0.852
[14 empty] | 517 | 0.901
[14 empty] | 517 | 0.969
[14 empty] | 517 | 1.04
[14 empty] | 517 | 1.08
[14 empty] | 517 | 1.12
[14 empty] | 517 | 1.15
[14 empty] | 517 | 1.17
[14 empty] | 517 | 1.2
[14 empty] | 517 | 1.24
[14 empty] | 517 | 1.28
[14 empty] | 517 | 1.32
[14 empty] | 517 | 1.35
[14 empty] | 517 | 1.37
[14 empty] | 518 | 0.613
[14 empty] | 518 | 0.68
[14 empty] | 518 | 0.781
[14 empty] | 518 | 0.896
[14 empty] | 518 | 1.01
[14 empty] | 518 | 1.1
[14 empty] | 518 | 1.18
[14 empty] | 518 | 1.24
[14 empty] | 518 | 1.27
[14 empty] | 518 | 1.29
[14 empty] | 518 | 1.3
[14 empty] | 518 | 1.31
[14 empty] | 518 | 1.32
[14 empty] | 518 | 1.33
[14 empty] | 518 | 1.34
[14 empty] | 518 | 1.36
[14 empty] | 518 | 1.37
[14 empty] | 518 | 1.38
[14 empty] | 518 | 1.39
[14 empty] | 518 | 1.4
[14 empty] | 518 | 1.39
[14 empty] | 518 | 1.38
[14 empty] | 518 | 1.37
[14 empty] | 518 | 1.36
[14 empty] | 518 | 1.35
[14 empty] | 518 | 1.35
[14 empty] | 518 | 1.35
[14 empty] | 518 | 1.36
[14 empty] | 518 | 1.37
[14 empty] | 518 | 1.37
[14 empty] | 518 | 1.37
[14 empty] | 518 | 1.35
[14 empty] | 518 | 1.32
[14 empty] | 518 | 1.26
[14 empty] | 518 | 1.18
[14 empty] | 518 | 1.08
[14 empty] | 518 | 0.967
[14 empty] | 519 | 1.31
[14 empty] | 519 | 1.26
[14 empty] | 519 | 1.2
[14 empty] | 519 | 1.15
[14 empty] | 519 | 1.12
[14 empty] | 519 | 1.11
[14 empty] | 519 | 1.12
[14 empty] | 519 | 1.16
[14 empty] | 519 | 1.22
[14 empty] | 519 | 1.27
[14 empty] | 519 | 1.34
[14 empty] | 519 | 1.38
[14 empty] | 519 | 1.4
[14 empty] | 519 | 1.39
[14 empty] | 519 | 1.37
[14 empty] | 519 | 1.33
[14 empty] | 519 | 1.29
[14 empty] | 519 | 1.26
[14 empty] | 519 | 1.25
[14 empty] | 519 | 1.26
[14 empty] | 519 | 1.28
[14 empty] | 519 | 1.31
[14 empty] | 519 | 1.33
[14 empty] | 519 | 1.35
[14 empty] | 519 | 1.35
[14 empty] | 519 | 1.34
[14 empty] | 519 | 1.31
[14 empty] | 519 | 1.28
[14 empty] | 519 | 1.24
[14 empty] | 519 | 1.18
[14 empty] | 519 | 1.11
[14 empty] | 519 | 1.01
[14 empty] | 519 | 0.906
[14 empty] | 519 | 0.793
[14 empty] | 519 | 0.691
[14 empty] | 519 | 0.618
[14 empty] | 519 | 0.591
[14 empty] | 520 | 1.37
[14 empty] | 520 | 1.36
[14 empty] | 520 | 1.34
[14 empty] | 520 | 1.32
[14 empty] | 520 | 1.32
[14 empty] | 520 | 1.32
[14 empty] | 520 | 1.34
[14 empty] | 520 | 1.37
[14 empty] | 520 | 1.39
[14 empty] | 520 | 1.4
[14 empty] | 520 | 1.4
[14 empty] | 520 | 1.39
[14 empty] | 520 | 1.38
[14 empty] | 520 | 1.36
[14 empty] | 520 | 1.35
[14 empty] | 520 | 1.33
[14 empty] | 520 | 1.31
[14 empty] | 520 | 1.3
[14 empty] | 520 | 1.28
[14 empty] | 520 | 1.27
[14 empty] | 520 | 1.26
[14 empty] | 520 | 1.26
[14 empty] | 520 | 1.25
[14 empty] | 520 | 1.25
[14 empty] | 520 | 1.24
[14 empty] | 520 | 1.23
[14 empty] | 520 | 1.2
[14 empty] | 520 | 1.17
[14 empty] | 520 | 1.14
[14 empty] | 520 | 1.13
[14 empty] | 520 | 1.14
[14 empty] | 520 | 1.17
[14 empty] | 520 | 1.22
[14 empty] | 520 | 1.27
[14 empty] | 520 | 1.32
[14 empty] | 520 | 1.35
[14 empty] | 520 | 1.34
[14 empty] | 521 | 1.43
[14 empty] | 521 | 1.43
[14 empty] | 521 | 1.44
[14 empty] | 521 | 1.44
[14 empty] | 521 | 1.44
[14 empty] | 521 | 1.43
[14 empty] | 521 | 1.42
[14 empty] | 521 | 1.4
[14 empty] | 521 | 1.38
[14 empty] | 521 | 1.36
[14 empty] | 521 | 1.36
[14 empty] | 521 | 1.35
[14 empty] | 521 | 1.35
[14 empty] | 521 | 1.34
[14 empty] | 521 | 1.32
[14 empty] | 521 | 1.29
[14 empty] | 521 | 1.23
[14 empty] | 521 | 1.19
[14 empty] | 521 | 1.17
[14 empty] | 521 | 1.18
[14 empty] | 521 | 1.21
[14 empty] | 521 | 1.25
[14 empty] | 521 | 1.29
[14 empty] | 521 | 1.3
[14 empty] | 521 | 1.28
[14 empty] | 521 | 1.25
[14 empty] | 521 | 1.21
[14 empty] | 521 | 1.19
[14 empty] | 521 | 1.18
[14 empty] | 521 | 1.19
[14 empty] | 521 | 1.2
[14 empty] | 521 | 1.22
[14 empty] | 521 | 1.24
[14 empty] | 521 | 1.27
[14 empty] | 521 | 1.3
[14 empty] | 521 | 1.33
[14 empty] | 521 | 1.36
[14 empty] | 522 | 1.4
[14 empty] | 522 | 1.41
[14 empty] | 522 | 1.41
[14 empty] | 522 | 1.41
[14 empty] | 522 | 1.41
[14 empty] | 522 | 1.41
[14 empty] | 522 | 1.41
[14 empty] | 522 | 1.42
[14 empty] | 522 | 1.42
[14 empty] | 522 | 1.42
[14 empty] | 522 | 1.41
[14 empty] | 522 | 1.41
[14 empty] | 522 | 1.41
[14 empty] | 522 | 1.41
[14 empty] | 522 | 1.42
[14 empty] | 522 | 1.43
[14 empty] | 522 | 1.42
[14 empty] | 522 | 1.41
[14 empty] | 522 | 1.39
[14 empty] | 522 | 1.36
[14 empty] | 522 | 1.33
[14 empty] | 522 | 1.3
[14 empty] | 522 | 1.28
[14 empty] | 522 | 1.26
[14 empty] | 522 | 1.23
[14 empty] | 522 | 1.22
[14 empty] | 522 | 1.21
[14 empty] | 522 | 1.21
[14 empty] | 522 | 1.22
[14 empty] | 522 | 1.24
[14 empty] | 522 | 1.26
[14 empty] | 522 | 1.29
[14 empty] | 522 | 1.32
[14 empty] | 522 | 1.35
[14 empty] | 522 | 1.37
[14 empty] | 522 | 1.39
[14 empty] | 522 | 1.41
[14 empty] | 523 | 1.24
[14 empty] | 523 | 1.23
[14 empty] | 523 | 1.24
[14 empty] | 523 | 1.27
[14 empty] | 523 | 1.31
[14 empty] | 523 | 1.36
[14 empty] | 523 | 1.4
[14 empty] | 523 | 1.42
[14 empty] | 523 | 1.42
[14 empty] | 523 | 1.4
[14 empty] | 523 | 1.37
[14 empty] | 523 | 1.34
[14 empty] | 523 | 1.32
[14 empty] | 523 | 1.31
[14 empty] | 523 | 1.32
[14 empty] | 523 | 1.33
[14 empty] | 523 | 1.34
[14 empty] | 523 | 1.33
[14 empty] | 523 | 1.29
[14 empty] | 523 | 1.23
[14 empty] | 523 | 1.16
[14 empty] | 523 | 1.08
[14 empty] | 523 | 1.02
[14 empty] | 523 | 0.987
[14 empty] | 523 | 0.998
[14 empty] | 523 | 1.05
[14 empty] | 523 | 1.11
[14 empty] | 523 | 1.18
[14 empty] | 523 | 1.23
[14 empty] | 523 | 1.27
[14 empty] | 523 | 1.3
[14 empty] | 523 | 1.31
[14 empty] | 523 | 1.33
[14 empty] | 523 | 1.35
[14 empty] | 523 | 1.37
[14 empty] | 523 | 1.39
[14 empty] | 524 | 1.34
[14 empty] | 524 | 1.33
[14 empty] | 524 | 1.33
[14 empty] | 524 | 1.33
[14 empty] | 524 | 1.34
[14 empty] | 524 | 1.36
[14 empty] | 524 | 1.39
[14 empty] | 524 | 1.41
[14 empty] | 524 | 1.43
[14 empty] | 524 | 1.44
[14 empty] | 524 | 1.44
[14 empty] | 524 | 1.44
[14 empty] | 524 | 1.43
[14 empty] | 524 | 1.43
[14 empty] | 524 | 1.43
[14 empty] | 524 | 1.42
[14 empty] | 524 | 1.42
[14 empty] | 524 | 1.41
[14 empty] | 524 | 1.39
[14 empty] | 524 | 1.38
[14 empty] | 524 | 1.37
[14 empty] | 524 | 1.36
[14 empty] | 524 | 1.36
[14 empty] | 524 | 1.37
[14 empty] | 524 | 1.36
[14 empty] | 524 | 1.36
[14 empty] | 524 | 1.34
[14 empty] | 524 | 1.32
[14 empty] | 524 | 1.29
[14 empty] | 524 | 1.27
[14 empty] | 524 | 1.26
[14 empty] | 524 | 1.26
[14 empty] | 524 | 1.28
[14 empty] | 524 | 1.29
[14 empty] | 524 | 1.29
[14 empty] | 524 | 1.28
[14 empty] | 524 | 1.26
[14 empty] | 525 | 1.34
[14 empty] | 525 | 1.36
[14 empty] | 525 | 1.37
[14 empty] | 525 | 1.39
[14 empty] | 525 | 1.39
[14 empty] | 525 | 1.4
[14 empty] | 525 | 1.39
[14 empty] | 525 | 1.37
[14 empty] | 525 | 1.35
[14 empty] | 525 | 1.33
[14 empty] | 525 | 1.31
[14 empty] | 525 | 1.3
[14 empty] | 525 | 1.3
[14 empty] | 525 | 1.32
[14 empty] | 525 | 1.34
[14 empty] | 525 | 1.37
[14 empty] | 525 | 1.39
[14 empty] | 525 | 1.39
[14 empty] | 525 | 1.38
[14 empty] | 525 | 1.37
[14 empty] | 525 | 1.34
[14 empty] | 525 | 1.32
[14 empty] | 525 | 1.31
[14 empty] | 525 | 1.31
[14 empty] | 525 | 1.31
[14 empty] | 525 | 1.33
[14 empty] | 525 | 1.35
[14 empty] | 525 | 1.36
[14 empty] | 525 | 1.38
[14 empty] | 525 | 1.4
[14 empty] | 525 | 1.41
[14 empty] | 525 | 1.42
[14 empty] | 525 | 1.42
[14 empty] | 525 | 1.4
[14 empty] | 525 | 1.39
[14 empty] | 525 | 1.37
[14 empty] | 526 | 1.15
[14 empty] | 526 | 1.16
[14 empty] | 526 | 1.17
[14 empty] | 526 | 1.18
[14 empty] | 526 | 1.2
[14 empty] | 526 | 1.21
[14 empty] | 526 | 1.24
[14 empty] | 526 | 1.27
[14 empty] | 526 | 1.29
[14 empty] | 526 | 1.31
[14 empty] | 526 | 1.32
[14 empty] | 526 | 1.32
[14 empty] | 526 | 1.3
[14 empty] | 526 | 1.28
[14 empty] | 526 | 1.25
[14 empty] | 526 | 1.24
[14 empty] | 526 | 1.25
[14 empty] | 526 | 1.27
[14 empty] | 526 | 1.31
[14 empty] | 526 | 1.35
[14 empty] | 526 | 1.39
[14 empty] | 526 | 1.42
[14 empty] | 526 | 1.44
[14 empty] | 526 | 1.44
[14 empty] | 526 | 1.42
[14 empty] | 526 | 1.39
[14 empty] | 526 | 1.35
[14 empty] | 526 | 1.3
[14 empty] | 526 | 1.26
[14 empty] | 526 | 1.23
[14 empty] | 526 | 1.22
[14 empty] | 526 | 1.24
[14 empty] | 526 | 1.26
[14 empty] | 526 | 1.29
[14 empty] | 526 | 1.31
[14 empty] | 526 | 1.33
[14 empty] | 527 | 1.23
[14 empty] | 527 | 1.22
[14 empty] | 527 | 1.24
[14 empty] | 527 | 1.28
[14 empty] | 527 | 1.32
[14 empty] | 527 | 1.34
[14 empty] | 527 | 1.34
[14 empty] | 527 | 1.31
[14 empty] | 527 | 1.25
[14 empty] | 527 | 1.16
[14 empty] | 527 | 1.07
[14 empty] | 527 | 0.98
[14 empty] | 527 | 0.914
[14 empty] | 527 | 0.889
[14 empty] | 527 | 0.909
[14 empty] | 527 | 0.952
[14 empty] | 527 | 1.02
[14 empty] | 527 | 1.1
[14 empty] | 527 | 1.16
[14 empty] | 527 | 1.2
[14 empty] | 527 | 1.22
[14 empty] | 527 | 1.21
[14 empty] | 527 | 1.18
[14 empty] | 527 | 1.13
[14 empty] | 527 | 1.09
[14 empty] | 527 | 1.05
[14 empty] | 527 | 1.04
[14 empty] | 527 | 1.05
[14 empty] | 527 | 1.08
[14 empty] | 527 | 1.11
[14 empty] | 527 | 1.13
[14 empty] | 527 | 1.15
[14 empty] | 527 | 1.15
[14 empty] | 527 | 1.15
[14 empty] | 527 | 1.14
[14 empty] | 527 | 1.14
[14 empty] | 528 | 1.23
[14 empty] | 528 | 1.25
[14 empty] | 528 | 1.27
[14 empty] | 528 | 1.29
[14 empty] | 528 | 1.3
[14 empty] | 528 | 1.3
[14 empty] | 528 | 1.31
[14 empty] | 528 | 1.31
[14 empty] | 528 | 1.32
[14 empty] | 528 | 1.33
[14 empty] | 528 | 1.34
[14 empty] | 528 | 1.35
[14 empty] | 528 | 1.36
[14 empty] | 528 | 1.38
[14 empty] | 528 | 1.4
[14 empty] | 528 | 1.43
[14 empty] | 528 | 1.45
[14 empty] | 528 | 1.46
[14 empty] | 528 | 1.47
[14 empty] | 528 | 1.46
[14 empty] | 528 | 1.46
[14 empty] | 528 | 1.44
[14 empty] | 528 | 1.42
[14 empty] | 528 | 1.38
[14 empty] | 528 | 1.34
[14 empty] | 528 | 1.29
[14 empty] | 528 | 1.25
[14 empty] | 528 | 1.22
[14 empty] | 528 | 1.22
[14 empty] | 528 | 1.24
[14 empty] | 528 | 1.27
[14 empty] | 528 | 1.3
[14 empty] | 528 | 1.31
[14 empty] | 528 | 1.31
[14 empty] | 528 | 1.28
[14 empty] | 528 | 1.25
[14 empty] | 529 | 1.42
[14 empty] | 529 | 1.43
[14 empty] | 529 | 1.43
[14 empty] | 529 | 1.44
[14 empty] | 529 | 1.44
[14 empty] | 529 | 1.45
[14 empty] | 529 | 1.45
[14 empty] | 529 | 1.44
[14 empty] | 529 | 1.43
[14 empty] | 529 | 1.41
[14 empty] | 529 | 1.39
[14 empty] | 529 | 1.38
[14 empty] | 529 | 1.38
[14 empty] | 529 | 1.38
[14 empty] | 529 | 1.39
[14 empty] | 529 | 1.4
[14 empty] | 529 | 1.4
[14 empty] | 529 | 1.4
[14 empty] | 529 | 1.41
[14 empty] | 529 | 1.42
[14 empty] | 529 | 1.42
[14 empty] | 529 | 1.44
[14 empty] | 529 | 1.45
[14 empty] | 529 | 1.46
[14 empty] | 529 | 1.47
[14 empty] | 529 | 1.47
[14 empty] | 529 | 1.46
[14 empty] | 529 | 1.45
[14 empty] | 529 | 1.43
[14 empty] | 529 | 1.4
[14 empty] | 529 | 1.37
[14 empty] | 529 | 1.32
[14 empty] | 529 | 1.28
[14 empty] | 529 | 1.24
[14 empty] | 529 | 1.22
[14 empty] | 529 | 1.21
[14 empty] | 530 | 1.41
[14 empty] | 530 | 1.38
[14 empty] | 530 | 1.36
[14 empty] | 530 | 1.35
[14 empty] | 530 | 1.33
[14 empty] | 530 | 1.33
[14 empty] | 530 | 1.33
[14 empty] | 530 | 1.33
[14 empty] | 530 | 1.33
[14 empty] | 530 | 1.33
[14 empty] | 530 | 1.34
[14 empty] | 530 | 1.35
[14 empty] | 530 | 1.36
[14 empty] | 530 | 1.36
[14 empty] | 530 | 1.33
[14 empty] | 530 | 1.29
[14 empty] | 530 | 1.24
[14 empty] | 530 | 1.19
[14 empty] | 530 | 1.16
[14 empty] | 530 | 1.14
[14 empty] | 530 | 1.14
[14 empty] | 530 | 1.17
[14 empty] | 530 | 1.2
[14 empty] | 530 | 1.23
[14 empty] | 530 | 1.26
[14 empty] | 530 | 1.29
[14 empty] | 530 | 1.32
[14 empty] | 530 | 1.34
[14 empty] | 530 | 1.36
[14 empty] | 530 | 1.38
[14 empty] | 530 | 1.39
[14 empty] | 530 | 1.4
[14 empty] | 530 | 1.41
[14 empty] | 530 | 1.42
[14 empty] | 530 | 1.42
[14 empty] | 531 | 1.41
[14 empty] | 531 | 1.42
[14 empty] | 531 | 1.42
[14 empty] | 531 | 1.43
[14 empty] | 531 | 1.44
[14 empty] | 531 | 1.45
[14 empty] | 531 | 1.45
[14 empty] | 531 | 1.46
[14 empty] | 531 | 1.46
[14 empty] | 531 | 1.46
[14 empty] | 531 | 1.45
[14 empty] | 531 | 1.44
[14 empty] | 531 | 1.43
[14 empty] | 531 | 1.42
[14 empty] | 531 | 1.41
[14 empty] | 531 | 1.41
[14 empty] | 531 | 1.4
[14 empty] | 531 | 1.39
[14 empty] | 531 | 1.39
[14 empty] | 531 | 1.39
[14 empty] | 531 | 1.38
[14 empty] | 531 | 1.38
[14 empty] | 531 | 1.39
[14 empty] | 531 | 1.4
[14 empty] | 531 | 1.41
[14 empty] | 531 | 1.42
[14 empty] | 531 | 1.43
[14 empty] | 531 | 1.44
[14 empty] | 531 | 1.45
[14 empty] | 531 | 1.45
[14 empty] | 531 | 1.46
[14 empty] | 531 | 1.46
[14 empty] | 531 | 1.46
[14 empty] | 531 | 1.46
[14 empty] | 531 | 1.45
[14 empty] | 531 | 1.43
[14 empty] | 532 | 1.33
[14 empty] | 532 | 1.36
[14 empty] | 532 | 1.37
[14 empty] | 532 | 1.37
[14 empty] | 532 | 1.36
[14 empty] | 532 | 1.35
[14 empty] | 532 | 1.34
[14 empty] | 532 | 1.34
[14 empty] | 532 | 1.35
[14 empty] | 532 | 1.36
[14 empty] | 532 | 1.38
[14 empty] | 532 | 1.39
[14 empty] | 532 | 1.39
[14 empty] | 532 | 1.4
[14 empty] | 532 | 1.4
[14 empty] | 532 | 1.41
[14 empty] | 532 | 1.41
[14 empty] | 532 | 1.4
[14 empty] | 532 | 1.39
[14 empty] | 532 | 1.37
[14 empty] | 532 | 1.34
[14 empty] | 532 | 1.31
[14 empty] | 532 | 1.28
[14 empty] | 532 | 1.28
[14 empty] | 532 | 1.28
[14 empty] | 532 | 1.3
[14 empty] | 532 | 1.33
[14 empty] | 532 | 1.35
[14 empty] | 532 | 1.37
[14 empty] | 532 | 1.38
[14 empty] | 532 | 1.39
[14 empty] | 532 | 1.39
[14 empty] | 532 | 1.4
[14 empty] | 532 | 1.4
[14 empty] | 532 | 1.41
[14 empty] | 533 | 1.17
[14 empty] | 533 | 1.17
[14 empty] | 533 | 1.21
[14 empty] | 533 | 1.26
[14 empty] | 533 | 1.32
[14 empty] | 533 | 1.37
[14 empty] | 533 | 1.4
[14 empty] | 533 | 1.41
[14 empty] | 533 | 1.4
[14 empty] | 533 | 1.38
[14 empty] | 533 | 1.35
[14 empty] | 533 | 1.31
[14 empty] | 533 | 1.25
[14 empty] | 533 | 1.18
[14 empty] | 533 | 1.1
[14 empty] | 533 | 1.01
[14 empty] | 533 | 0.939
[14 empty] | 533 | 0.899
[14 empty] | 533 | 0.905
[14 empty] | 533 | 0.953
[14 empty] | 533 | 1.03
[14 empty] | 533 | 1.13
[14 empty] | 533 | 1.21
[14 empty] | 533 | 1.26
[14 empty] | 533 | 1.29
[14 empty] | 533 | 1.31
[14 empty] | 533 | 1.31
[14 empty] | 533 | 1.3
[14 empty] | 533 | 1.29
[14 empty] | 533 | 1.27
[14 empty] | 533 | 1.25
[14 empty] | 533 | 1.24
[14 empty] | 533 | 1.25
[14 empty] | 533 | 1.27
[14 empty] | 533 | 1.3
[14 empty] | 534 | 1.43
[14 empty] | 534 | 1.42
[14 empty] | 534 | 1.41
[14 empty] | 534 | 1.39
[14 empty] | 534 | 1.37
[14 empty] | 534 | 1.35
[14 empty] | 534 | 1.32
[14 empty] | 534 | 1.28
[14 empty] | 534 | 1.25
[14 empty] | 534 | 1.23
[14 empty] | 534 | 1.21
[14 empty] | 534 | 1.22
[14 empty] | 534 | 1.22
[14 empty] | 534 | 1.23
[14 empty] | 534 | 1.24
[14 empty] | 534 | 1.23
[14 empty] | 534 | 1.21
[14 empty] | 534 | 1.18
[14 empty] | 534 | 1.17
[14 empty] | 534 | 1.17
[14 empty] | 534 | 1.19
[14 empty] | 534 | 1.23
[14 empty] | 534 | 1.28
[14 empty] | 534 | 1.32
[14 empty] | 534 | 1.35
[14 empty] | 534 | 1.37
[14 empty] | 534 | 1.38
[14 empty] | 534 | 1.39
[14 empty] | 534 | 1.38
[14 empty] | 534 | 1.38
[14 empty] | 534 | 1.36
[14 empty] | 534 | 1.32
[14 empty] | 534 | 1.28
[14 empty] | 534 | 1.23
[14 empty] | 534 | 1.19
[14 empty] | 535 | 1.36
[14 empty] | 535 | 1.36
[14 empty] | 535 | 1.38
[14 empty] | 535 | 1.4
[14 empty] | 535 | 1.42
[14 empty] | 535 | 1.43
[14 empty] | 535 | 1.43
[14 empty] | 535 | 1.42
[14 empty] | 535 | 1.41
[14 empty] | 535 | 1.39
[14 empty] | 535 | 1.36
[14 empty] | 535 | 1.34
[14 empty] | 535 | 1.32
[14 empty] | 535 | 1.31
[14 empty] | 535 | 1.3
[14 empty] | 535 | 1.29
[14 empty] | 535 | 1.3
[14 empty] | 535 | 1.31
[14 empty] | 535 | 1.32
[14 empty] | 535 | 1.33
[14 empty] | 535 | 1.33
[14 empty] | 535 | 1.32
[14 empty] | 535 | 1.29
[14 empty] | 535 | 1.25
[14 empty] | 535 | 1.22
[14 empty] | 535 | 1.19
[14 empty] | 535 | 1.2
[14 empty] | 535 | 1.22
[14 empty] | 535 | 1.27
[14 empty] | 535 | 1.32
[14 empty] | 535 | 1.37
[14 empty] | 535 | 1.41
[14 empty] | 535 | 1.43
[14 empty] | 535 | 1.44
[14 empty] | 535 | 1.44
[14 empty] | 536 | 1.36
[14 empty] | 536 | 1.36
[14 empty] | 536 | 1.35
[14 empty] | 536 | 1.35
[14 empty] | 536 | 1.36
[14 empty] | 536 | 1.37
[14 empty] | 536 | 1.38
[14 empty] | 536 | 1.39
[14 empty] | 536 | 1.4
[14 empty] | 536 | 1.4
[14 empty] | 536 | 1.4
[14 empty] | 536 | 1.39
[14 empty] | 536 | 1.37
[14 empty] | 536 | 1.36
[14 empty] | 536 | 1.36
[14 empty] | 536 | 1.36
[14 empty] | 536 | 1.38
[14 empty] | 536 | 1.39
[14 empty] | 536 | 1.41
[14 empty] | 536 | 1.43
[14 empty] | 536 | 1.44
[14 empty] | 536 | 1.45
[14 empty] | 536 | 1.46
[14 empty] | 536 | 1.47
[14 empty] | 536 | 1.47
[14 empty] | 536 | 1.48
[14 empty] | 536 | 1.48
[14 empty] | 536 | 1.48
[14 empty] | 536 | 1.48
[14 empty] | 536 | 1.47
[14 empty] | 536 | 1.46
[14 empty] | 536 | 1.44
[14 empty] | 536 | 1.41
[14 empty] | 536 | 1.38
[14 empty] | 536 | 1.37
[14 empty] | 537 | 1.39
[14 empty] | 537 | 1.38
[14 empty] | 537 | 1.35
[14 empty] | 537 | 1.31
[14 empty] | 537 | 1.26
[14 empty] | 537 | 1.2
[14 empty] | 537 | 1.17
[14 empty] | 537 | 1.15
[14 empty] | 537 | 1.15
[14 empty] | 537 | 1.18
[14 empty] | 537 | 1.2
[14 empty] | 537 | 1.23
[14 empty] | 537 | 1.26
[14 empty] | 537 | 1.29
[14 empty] | 537 | 1.32
[14 empty] | 537 | 1.34
[14 empty] | 537 | 1.36
[14 empty] | 537 | 1.37
[14 empty] | 537 | 1.36
[14 empty] | 537 | 1.35
[14 empty] | 537 | 1.34
[14 empty] | 537 | 1.34
[14 empty] | 537 | 1.35
[14 empty] | 537 | 1.37
[14 empty] | 537 | 1.38
[14 empty] | 537 | 1.37
[14 empty] | 537 | 1.35
[14 empty] | 537 | 1.33
[14 empty] | 537 | 1.3
[14 empty] | 537 | 1.29
[14 empty] | 537 | 1.29
[14 empty] | 537 | 1.31
[14 empty] | 537 | 1.33
[14 empty] | 537 | 1.35
[14 empty] | 537 | 1.36
[14 empty] | 538 | 1.26
[14 empty] | 538 | 1.26
[14 empty] | 538 | 1.28
[14 empty] | 538 | 1.3
[14 empty] | 538 | 1.33
[14 empty] | 538 | 1.36
[14 empty] | 538 | 1.38
[14 empty] | 538 | 1.39
[14 empty] | 538 | 1.39
[14 empty] | 538 | 1.39
[14 empty] | 538 | 1.38
[14 empty] | 538 | 1.38
[14 empty] | 538 | 1.38
[14 empty] | 538 | 1.38
[14 empty] | 538 | 1.39
[14 empty] | 538 | 1.39
[14 empty] | 538 | 1.4
[14 empty] | 538 | 1.41
[14 empty] | 538 | 1.42
[14 empty] | 538 | 1.42
[14 empty] | 538 | 1.42
[14 empty] | 538 | 1.42
[14 empty] | 538 | 1.42
[14 empty] | 538 | 1.43
[14 empty] | 538 | 1.43
[14 empty] | 538 | 1.44
[14 empty] | 538 | 1.44
[14 empty] | 538 | 1.44
[14 empty] | 538 | 1.44
[14 empty] | 538 | 1.43
[14 empty] | 538 | 1.42
[14 empty] | 538 | 1.41
[14 empty] | 538 | 1.4
[14 empty] | 538 | 1.4
[14 empty] | 539 | 1.33
[14 empty] | 539 | 1.33
[14 empty] | 539 | 1.33
[14 empty] | 539 | 1.34
[14 empty] | 539 | 1.35
[14 empty] | 539 | 1.35
[14 empty] | 539 | 1.36
[14 empty] | 539 | 1.36
[14 empty] | 539 | 1.36
[14 empty] | 539 | 1.36
[14 empty] | 539 | 1.36
[14 empty] | 539 | 1.36
[14 empty] | 539 | 1.35
[14 empty] | 539 | 1.35
[14 empty] | 539 | 1.35
[14 empty] | 539 | 1.36
[14 empty] | 539 | 1.37
[14 empty] | 539 | 1.38
[14 empty] | 539 | 1.38
[14 empty] | 539 | 1.38
[14 empty] | 539 | 1.37
[14 empty] | 539 | 1.37
[14 empty] | 539 | 1.36
[14 empty] | 539 | 1.36
[14 empty] | 539 | 1.37
[14 empty] | 539 | 1.38
[14 empty] | 539 | 1.39
[14 empty] | 539 | 1.4
[14 empty] | 539 | 1.41
[14 empty] | 539 | 1.41
[14 empty] | 539 | 1.4
[14 empty] | 539 | 1.38
[14 empty] | 539 | 1.35
[14 empty] | 539 | 1.31
[14 empty] | 539 | 1.28
[14 empty] | 540 | 1.29
[14 empty] | 540 | 1.34
[14 empty] | 540 | 1.39
[14 empty] | 540 | 1.4
[14 empty] | 540 | 1.41
[14 empty] | 540 | 1.4
[14 empty] | 540 | 1.38
[14 empty] | 540 | 1.35
[14 empty] | 540 | 1.32
[14 empty] | 540 | 1.3
[14 empty] | 540 | 1.3
[14 empty] | 540 | 1.31
[14 empty] | 540 | 1.32
[14 empty] | 540 | 1.34
[14 empty] | 540 | 1.36
[14 empty] | 540 | 1.35
[14 empty] | 540 | 1.33
[14 empty] | 540 | 1.3
[14 empty] | 540 | 1.26
[14 empty] | 540 | 1.22
[14 empty] | 540 | 1.19
[14 empty] | 540 | 1.18
[14 empty] | 540 | 1.2
[14 empty] | 540 | 1.23
[14 empty] | 540 | 1.28
[14 empty] | 540 | 1.32
[14 empty] | 540 | 1.35
[14 empty] | 540 | 1.37
[14 empty] | 540 | 1.37
[14 empty] | 540 | 1.37
[14 empty] | 540 | 1.36
[14 empty] | 540 | 1.35
[14 empty] | 540 | 1.34
[14 empty] | 540 | 1.33
[14 empty] | 541 | 1.32
[14 empty] | 541 | 1.31
[14 empty] | 541 | 1.34
[14 empty] | 541 | 1.35
[14 empty] | 541 | 1.34
[14 empty] | 541 | 1.35
[14 empty] | 541 | 1.33
[14 empty] | 541 | 1.31
[14 empty] | 541 | 1.28
[14 empty] | 541 | 1.25
[14 empty] | 541 | 1.22
[14 empty] | 541 | 1.21
[14 empty] | 541 | 1.2
[14 empty] | 541 | 1.22
[14 empty] | 541 | 1.26
[14 empty] | 541 | 1.29
[14 empty] | 541 | 1.32
[14 empty] | 541 | 1.33
[14 empty] | 541 | 1.33
[14 empty] | 541 | 1.33
[14 empty] | 541 | 1.31
[14 empty] | 541 | 1.28
[14 empty] | 541 | 1.24
[14 empty] | 541 | 1.2
[14 empty] | 541 | 1.16
[14 empty] | 541 | 1.12
[14 empty] | 541 | 1.09
[14 empty] | 541 | 1.07
[14 empty] | 541 | 1.06
[14 empty] | 541 | 1.06
[14 empty] | 541 | 1.08
[14 empty] | 541 | 1.12
[14 empty] | 541 | 1.16
[14 empty] | 541 | 1.23
[14 empty] | 542 | 1.34
[14 empty] | 542 | 1.35
[14 empty] | 542 | 1.39
[14 empty] | 542 | 1.4
[14 empty] | 542 | 1.4
[14 empty] | 542 | 1.39
[14 empty] | 542 | 1.38
[14 empty] | 542 | 1.36
[14 empty] | 542 | 1.37
[14 empty] | 542 | 1.35
[14 empty] | 542 | 1.36
[14 empty] | 542 | 1.38
[14 empty] | 542 | 1.38
[14 empty] | 542 | 1.37
[14 empty] | 542 | 1.38
[14 empty] | 542 | 1.38
[14 empty] | 542 | 1.38
[14 empty] | 542 | 1.37
[14 empty] | 542 | 1.37
[14 empty] | 542 | 1.38
[14 empty] | 542 | 1.37
[14 empty] | 542 | 1.37
[14 empty] | 542 | 1.36
[14 empty] | 542 | 1.36
[14 empty] | 542 | 1.34
[14 empty] | 542 | 1.32
[14 empty] | 542 | 1.3
[14 empty] | 542 | 1.29
[14 empty] | 542 | 1.29
[14 empty] | 542 | 1.29
[14 empty] | 542 | 1.28
[14 empty] | 542 | 1.31
[14 empty] | 542 | 1.32
[14 empty] | 542 | 1.32
[14 empty] | 543 | 1.32
[14 empty] | 543 | 1.33
[14 empty] | 543 | 1.34
[14 empty] | 543 | 1.35
[14 empty] | 543 | 1.36
[14 empty] | 543 | 1.37
[14 empty] | 543 | 1.36
[14 empty] | 543 | 1.34
[14 empty] | 543 | 1.31
[14 empty] | 543 | 1.26
[14 empty] | 543 | 1.2
[14 empty] | 543 | 1.14
[14 empty] | 543 | 1.12
[14 empty] | 543 | 1.12
[14 empty] | 543 | 1.16
[14 empty] | 543 | 1.22
[14 empty] | 543 | 1.28
[14 empty] | 543 | 1.35
[14 empty] | 543 | 1.39
[14 empty] | 543 | 1.42
[14 empty] | 543 | 1.44
[14 empty] | 543 | 1.43
[14 empty] | 543 | 1.44
[14 empty] | 543 | 1.43
[14 empty] | 543 | 1.42
[14 empty] | 543 | 1.4
[14 empty] | 543 | 1.37
[14 empty] | 543 | 1.34
[14 empty] | 543 | 1.31
[14 empty] | 543 | 1.27
[14 empty] | 543 | 1.26
[14 empty] | 543 | 1.26
[14 empty] | 543 | 1.27
[14 empty] | 543 | 1.3
[14 empty] | 544 | 1.44
[14 empty] | 544 | 1.44
[14 empty] | 544 | 1.44
[14 empty] | 544 | 1.44
[14 empty] | 544 | 1.42
[14 empty] | 544 | 1.43
[14 empty] | 544 | 1.43
[14 empty] | 544 | 1.42
[14 empty] | 544 | 1.42
[14 empty] | 544 | 1.43
[14 empty] | 544 | 1.43
[14 empty] | 544 | 1.44
[14 empty] | 544 | 1.44
[14 empty] | 544 | 1.45
[14 empty] | 544 | 1.45
[14 empty] | 544 | 1.44
[14 empty] | 544 | 1.45
[14 empty] | 544 | 1.43
[14 empty] | 544 | 1.41
[14 empty] | 544 | 1.39
[14 empty] | 544 | 1.36
[14 empty] | 544 | 1.32
[14 empty] | 544 | 1.32
[14 empty] | 544 | 1.31
[14 empty] | 544 | 1.3
[14 empty] | 544 | 1.3
[14 empty] | 544 | 1.28
[14 empty] | 544 | 1.28
[14 empty] | 544 | 1.27
[14 empty] | 544 | 1.24
[14 empty] | 544 | 1.25
[14 empty] | 544 | 1.25
[14 empty] | 544 | 1.27
[14 empty] | 544 | 1.3
[14 empty] | 545 | 1.41
[14 empty] | 545 | 1.41
[14 empty] | 545 | 1.41
[14 empty] | 545 | 1.42
[14 empty] | 545 | 1.42
[14 empty] | 545 | 1.42
[14 empty] | 545 | 1.43
[14 empty] | 545 | 1.44
[14 empty] | 545 | 1.44
[14 empty] | 545 | 1.45
[14 empty] | 545 | 1.45
[14 empty] | 545 | 1.44
[14 empty] | 545 | 1.44
[14 empty] | 545 | 1.42
[14 empty] | 545 | 1.42
[14 empty] | 545 | 1.4
[14 empty] | 545 | 1.39
[14 empty] | 545 | 1.36
[14 empty] | 545 | 1.31
[14 empty] | 545 | 1.28
[14 empty] | 545 | 1.22
[14 empty] | 545 | 1.18
[14 empty] | 545 | 1.17
[14 empty] | 545 | 1.18
[14 empty] | 545 | 1.2
[14 empty] | 545 | 1.24
[14 empty] | 545 | 1.27
[14 empty] | 545 | 1.3
[14 empty] | 545 | 1.32
[14 empty] | 545 | 1.35
[14 empty] | 545 | 1.37
[14 empty] | 545 | 1.39
[14 empty] | 545 | 1.41
[14 empty] | 545 | 1.43
[14 empty] | 546 | 1.23
[14 empty] | 546 | 1.24
[14 empty] | 546 | 1.26
[14 empty] | 546 | 1.28
[14 empty] | 546 | 1.32
[14 empty] | 546 | 1.37
[14 empty] | 546 | 1.39
[14 empty] | 546 | 1.41
[14 empty] | 546 | 1.42
[14 empty] | 546 | 1.42
[14 empty] | 546 | 1.43
[14 empty] | 546 | 1.43
[14 empty] | 546 | 1.43
[14 empty] | 546 | 1.43
[14 empty] | 546 | 1.44
[14 empty] | 546 | 1.45
[14 empty] | 546 | 1.44
[14 empty] | 546 | 1.44
[14 empty] | 546 | 1.44
[14 empty] | 546 | 1.41
[14 empty] | 546 | 1.38
[14 empty] | 546 | 1.34
[14 empty] | 546 | 1.27
[14 empty] | 546 | 1.18
[14 empty] | 546 | 1.14
[14 empty] | 546 | 1.11
[14 empty] | 546 | 1.12
[14 empty] | 546 | 1.14
[14 empty] | 546 | 1.21
[14 empty] | 546 | 1.28
[14 empty] | 546 | 1.33
[14 empty] | 546 | 1.38
[14 empty] | 546 | 1.4
[14 empty] | 547 | 1.32
[14 empty] | 547 | 1.34
[14 empty] | 547 | 1.36
[14 empty] | 547 | 1.37
[14 empty] | 547 | 1.39
[14 empty] | 547 | 1.4
[14 empty] | 547 | 1.4
[14 empty] | 547 | 1.4
[14 empty] | 547 | 1.39
[14 empty] | 547 | 1.39
[14 empty] | 547 | 1.39
[14 empty] | 547 | 1.37
[14 empty] | 547 | 1.4
[14 empty] | 547 | 1.41
[14 empty] | 547 | 1.42
[14 empty] | 547 | 1.42
[14 empty] | 547 | 1.42
[14 empty] | 547 | 1.41
[14 empty] | 547 | 1.39
[14 empty] | 547 | 1.37
[14 empty] | 547 | 1.36
[14 empty] | 547 | 1.35
[14 empty] | 547 | 1.33
[14 empty] | 547 | 1.34
[14 empty] | 547 | 1.35
[14 empty] | 547 | 1.36
[14 empty] | 547 | 1.38
[14 empty] | 547 | 1.39
[14 empty] | 547 | 1.38
[14 empty] | 547 | 1.38
[14 empty] | 547 | 1.35
[14 empty] | 547 | 1.32
[14 empty] | 547 | 1.28
[14 empty] | 547 | 1.25
[14 empty] | 548 | 1.38
[14 empty] | 548 | 1.36
[14 empty] | 548 | 1.34
[14 empty] | 548 | 1.31
[14 empty] | 548 | 1.29
[14 empty] | 548 | 1.26
[14 empty] | 548 | 1.25
[14 empty] | 548 | 1.25
[14 empty] | 548 | 1.26
[14 empty] | 548 | 1.29
[14 empty] | 548 | 1.33
[14 empty] | 548 | 1.37
[14 empty] | 548 | 1.39
[14 empty] | 548 | 1.4
[14 empty] | 548 | 1.4
[14 empty] | 548 | 1.38
[14 empty] | 548 | 1.36
[14 empty] | 548 | 1.31
[14 empty] | 548 | 1.27
[14 empty] | 548 | 1.21
[14 empty] | 548 | 1.16
[14 empty] | 548 | 1.12
[14 empty] | 548 | 1.1
[14 empty] | 548 | 1.12
[14 empty] | 548 | 1.17
[14 empty] | 548 | 1.23
[14 empty] | 548 | 1.28
[14 empty] | 548 | 1.32
[14 empty] | 548 | 1.34
[14 empty] | 548 | 1.34
[14 empty] | 548 | 1.34
[14 empty] | 548 | 1.33
[14 empty] | 548 | 1.33
[14 empty] | 549 | 1.28
[14 empty] | 549 | 1.31
[14 empty] | 549 | 1.33
[14 empty] | 549 | 1.35
[14 empty] | 549 | 1.36
[14 empty] | 549 | 1.37
[14 empty] | 549 | 1.37
[14 empty] | 549 | 1.37
[14 empty] | 549 | 1.37
[14 empty] | 549 | 1.36
[14 empty] | 549 | 1.35
[14 empty] | 549 | 1.34
[14 empty] | 549 | 1.32
[14 empty] | 549 | 1.3
[14 empty] | 549 | 1.28
[14 empty] | 549 | 1.26
[14 empty] | 549 | 1.24
[14 empty] | 549 | 1.23
[14 empty] | 549 | 1.23
[14 empty] | 549 | 1.25
[14 empty] | 549 | 1.28
[14 empty] | 549 | 1.32
[14 empty] | 549 | 1.36
[14 empty] | 549 | 1.39
[14 empty] | 549 | 1.41
[14 empty] | 549 | 1.42
[14 empty] | 549 | 1.43
[14 empty] | 549 | 1.43
[14 empty] | 549 | 1.43
[14 empty] | 549 | 1.43
[14 empty] | 549 | 1.42
[14 empty] | 549 | 1.41
[14 empty] | 549 | 1.4
[14 empty] | 550 | 1.37
[14 empty] | 550 | 1.36
[14 empty] | 550 | 1.34
[14 empty] | 550 | 1.32
[14 empty] | 550 | 1.3
[14 empty] | 550 | 1.29
[14 empty] | 550 | 1.29
[14 empty] | 550 | 1.31
[14 empty] | 550 | 1.33
[14 empty] | 550 | 1.36
[14 empty] | 550 | 1.39
[14 empty] | 550 | 1.4
[14 empty] | 550 | 1.41
[14 empty] | 550 | 1.41
[14 empty] | 550 | 1.39
[14 empty] | 550 | 1.37
[14 empty] | 550 | 1.34
[14 empty] | 550 | 1.31
[14 empty] | 550 | 1.29
[14 empty] | 550 | 1.28
[14 empty] | 550 | 1.29
[14 empty] | 550 | 1.3
[14 empty] | 550 | 1.34
[14 empty] | 550 | 1.36
[14 empty] | 550 | 1.38
[14 empty] | 550 | 1.38
[14 empty] | 550 | 1.36
[14 empty] | 550 | 1.33
[14 empty] | 550 | 1.3
[14 empty] | 550 | 1.26
[14 empty] | 550 | 1.24
[14 empty] | 550 | 1.24
[14 empty] | 550 | 1.26
[14 empty] | 551 | 1.23
[14 empty] | 551 | 1.21
[14 empty] | 551 | 1.22
[14 empty] | 551 | 1.24
[14 empty] | 551 | 1.27
[14 empty] | 551 | 1.3
[14 empty] | 551 | 1.33
[14 empty] | 551 | 1.36
[14 empty] | 551 | 1.37
[14 empty] | 551 | 1.37
[14 empty] | 551 | 1.37
[14 empty] | 551 | 1.36
[14 empty] | 551 | 1.37
[14 empty] | 551 | 1.38
[14 empty] | 551 | 1.39
[14 empty] | 551 | 1.39
[14 empty] | 551 | 1.39
[14 empty] | 551 | 1.38
[14 empty] | 551 | 1.36
[14 empty] | 551 | 1.33
[14 empty] | 551 | 1.3
[14 empty] | 551 | 1.27
[14 empty] | 551 | 1.25
[14 empty] | 551 | 1.25
[14 empty] | 551 | 1.27
[14 empty] | 551 | 1.29
[14 empty] | 551 | 1.31
[14 empty] | 551 | 1.34
[14 empty] | 551 | 1.36
[14 empty] | 551 | 1.37
[14 empty] | 551 | 1.38
[14 empty] | 551 | 1.38
[14 empty] | 551 | 1.38
[14 empty] | 552 | 1.39
[14 empty] | 552 | 1.38
[14 empty] | 552 | 1.37
[14 empty] | 552 | 1.37
[14 empty] | 552 | 1.36
[14 empty] | 552 | 1.35
[14 empty] | 552 | 1.35
[14 empty] | 552 | 1.36
[14 empty] | 552 | 1.37
[14 empty] | 552 | 1.38
[14 empty] | 552 | 1.4
[14 empty] | 552 | 1.41
[14 empty] | 552 | 1.42
[14 empty] | 552 | 1.43
[14 empty] | 552 | 1.43
[14 empty] | 552 | 1.43
[14 empty] | 552 | 1.42
[14 empty] | 552 | 1.42
[14 empty] | 552 | 1.41
[14 empty] | 552 | 1.4
[14 empty] | 552 | 1.39
[14 empty] | 552 | 1.38
[14 empty] | 552 | 1.38
[14 empty] | 552 | 1.38
[14 empty] | 552 | 1.38
[14 empty] | 552 | 1.38
[14 empty] | 552 | 1.37
[14 empty] | 552 | 1.35
[14 empty] | 552 | 1.33
[14 empty] | 552 | 1.31
[14 empty] | 552 | 1.29
[14 empty] | 552 | 1.27
[14 empty] | 552 | 1.24
[14 empty] | 553 | 1.36
[14 empty] | 553 | 1.36
[14 empty] | 553 | 1.35
[14 empty] | 553 | 1.35
[14 empty] | 553 | 1.36
[14 empty] | 553 | 1.37
[14 empty] | 553 | 1.38
[14 empty] | 553 | 1.39
[14 empty] | 553 | 1.39
[14 empty] | 553 | 1.39
[14 empty] | 553 | 1.39
[14 empty] | 553 | 1.37
[14 empty] | 553 | 1.35
[14 empty] | 553 | 1.31
[14 empty] | 553 | 1.27
[14 empty] | 553 | 1.24
[14 empty] | 553 | 1.21
[14 empty] | 553 | 1.21
[14 empty] | 553 | 1.21
[14 empty] | 553 | 1.23
[14 empty] | 553 | 1.26
[14 empty] | 553 | 1.28
[14 empty] | 553 | 1.3
[14 empty] | 553 | 1.32
[14 empty] | 553 | 1.32
[14 empty] | 553 | 1.33
[14 empty] | 553 | 1.33
[14 empty] | 553 | 1.33
[14 empty] | 553 | 1.34
[14 empty] | 553 | 1.36
[14 empty] | 553 | 1.37
[14 empty] | 553 | 1.38
[14 empty] | 553 | 1.39
[14 empty] | 554 | 1.33
[14 empty] | 554 | 1.35
[14 empty] | 554 | 1.37
[14 empty] | 554 | 1.39
[14 empty] | 554 | 1.41
[14 empty] | 554 | 1.42
[14 empty] | 554 | 1.42
[14 empty] | 554 | 1.42
[14 empty] | 554 | 1.41
[14 empty] | 554 | 1.4
[14 empty] | 554 | 1.39
[14 empty] | 554 | 1.38
[14 empty] | 554 | 1.38
[14 empty] | 554 | 1.38
[14 empty] | 554 | 1.38
[14 empty] | 554 | 1.39
[14 empty] | 554 | 1.39
[14 empty] | 554 | 1.39
[14 empty] | 554 | 1.39
[14 empty] | 554 | 1.39
[14 empty] | 554 | 1.38
[14 empty] | 554 | 1.37
[14 empty] | 554 | 1.36
[14 empty] | 554 | 1.34
[14 empty] | 554 | 1.32
[14 empty] | 554 | 1.3
[14 empty] | 554 | 1.29
[14 empty] | 554 | 1.3
[14 empty] | 554 | 1.31
[14 empty] | 554 | 1.33
[14 empty] | 554 | 1.35
[14 empty] | 554 | 1.36
[14 empty] | 555 | 1.33
[14 empty] | 555 | 1.34
[14 empty] | 555 | 1.35
[14 empty] | 555 | 1.36
[14 empty] | 555 | 1.37
[14 empty] | 555 | 1.38
[14 empty] | 555 | 1.38
[14 empty] | 555 | 1.38
[14 empty] | 555 | 1.38
[14 empty] | 555 | 1.37
[14 empty] | 555 | 1.37
[14 empty] | 555 | 1.36
[14 empty] | 555 | 1.36
[14 empty] | 555 | 1.37
[14 empty] | 555 | 1.37
[14 empty] | 555 | 1.39
[14 empty] | 555 | 1.39
[14 empty] | 555 | 1.4
[14 empty] | 555 | 1.39
[14 empty] | 555 | 1.39
[14 empty] | 555 | 1.38
[14 empty] | 555 | 1.37
[14 empty] | 555 | 1.37
[14 empty] | 555 | 1.37
[14 empty] | 555 | 1.38
[14 empty] | 555 | 1.39
[14 empty] | 555 | 1.39
[14 empty] | 555 | 1.39
[14 empty] | 555 | 1.37
[14 empty] | 555 | 1.36
[14 empty] | 555 | 1.34
[14 empty] | 555 | 1.33
[14 empty] | 555 | 1.33
[14 empty] | 556 | 1.26
[14 empty] | 556 | 1.26
[14 empty] | 556 | 1.27
[14 empty] | 556 | 1.28
[14 empty] | 556 | 1.31
[14 empty] | 556 | 1.33
[14 empty] | 556 | 1.35
[14 empty] | 556 | 1.37
[14 empty] | 556 | 1.37
[14 empty] | 556 | 1.38
[14 empty] | 556 | 1.38
[14 empty] | 556 | 1.38
[14 empty] | 556 | 1.38
[14 empty] | 556 | 1.38
[14 empty] | 556 | 1.38
[14 empty] | 556 | 1.38
[14 empty] | 556 | 1.37
[14 empty] | 556 | 1.37
[14 empty] | 556 | 1.37
[14 empty] | 556 | 1.37
[14 empty] | 556 | 1.38
[14 empty] | 556 | 1.38
[14 empty] | 556 | 1.37
[14 empty] | 556 | 1.36
[14 empty] | 556 | 1.34
[14 empty] | 556 | 1.31
[14 empty] | 556 | 1.3
[14 empty] | 556 | 1.29
[14 empty] | 556 | 1.29
[14 empty] | 556 | 1.29
[14 empty] | 556 | 1.3
[14 empty] | 556 | 1.31
[14 empty] | 557 | 1.24
[14 empty] | 557 | 1.24
[14 empty] | 557 | 1.25
[14 empty] | 557 | 1.29
[14 empty] | 557 | 1.33
[14 empty] | 557 | 1.37
[14 empty] | 557 | 1.39
[14 empty] | 557 | 1.39
[14 empty] | 557 | 1.37
[14 empty] | 557 | 1.34
[14 empty] | 557 | 1.31
[14 empty] | 557 | 1.29
[14 empty] | 557 | 1.28
[14 empty] | 557 | 1.28
[14 empty] | 557 | 1.29
[14 empty] | 557 | 1.31
[14 empty] | 557 | 1.31
[14 empty] | 557 | 1.32
[14 empty] | 557 | 1.32
[14 empty] | 557 | 1.32
[14 empty] | 557 | 1.33
[14 empty] | 557 | 1.33
[14 empty] | 557 | 1.33
[14 empty] | 557 | 1.33
[14 empty] | 557 | 1.34
[14 empty] | 557 | 1.34
[14 empty] | 557 | 1.34
[14 empty] | 557 | 1.34
[14 empty] | 557 | 1.33
[14 empty] | 557 | 1.31
[14 empty] | 557 | 1.29
[14 empty] | 557 | 1.27
[14 empty] | 558 | 1.36
[14 empty] | 558 | 1.36
[14 empty] | 558 | 1.34
[14 empty] | 558 | 1.33
[14 empty] | 558 | 1.33
[14 empty] | 558 | 1.33
[14 empty] | 558 | 1.34
[14 empty] | 558 | 1.36
[14 empty] | 558 | 1.37
[14 empty] | 558 | 1.37
[14 empty] | 558 | 1.37
[14 empty] | 558 | 1.37
[14 empty] | 558 | 1.36
[14 empty] | 558 | 1.36
[14 empty] | 558 | 1.37
[14 empty] | 558 | 1.38
[14 empty] | 558 | 1.39
[14 empty] | 558 | 1.39
[14 empty] | 558 | 1.39
[14 empty] | 558 | 1.38
[14 empty] | 558 | 1.35
[14 empty] | 558 | 1.33
[14 empty] | 558 | 1.31
[14 empty] | 558 | 1.29
[14 empty] | 558 | 1.29
[14 empty] | 558 | 1.3
[14 empty] | 558 | 1.31
[14 empty] | 558 | 1.32
[14 empty] | 558 | 1.32
[14 empty] | 558 | 1.3
[14 empty] | 558 | 1.28
[14 empty] | 558 | 1.25
[14 empty] | 559 | 1.3
[14 empty] | 559 | 1.31
[14 empty] | 559 | 1.32
[14 empty] | 559 | 1.32
[14 empty] | 559 | 1.33
[14 empty] | 559 | 1.33
[14 empty] | 559 | 1.34
[14 empty] | 559 | 1.34
[14 empty] | 559 | 1.33
[14 empty] | 559 | 1.31
[14 empty] | 559 | 1.29
[14 empty] | 559 | 1.26
[14 empty] | 559 | 1.24
[14 empty] | 559 | 1.22
[14 empty] | 559 | 1.21
[14 empty] | 559 | 1.21
[14 empty] | 559 | 1.2
[14 empty] | 559 | 1.2
[14 empty] | 559 | 1.2
[14 empty] | 559 | 1.19
[14 empty] | 559 | 1.2
[14 empty] | 559 | 1.21
[14 empty] | 559 | 1.23
[14 empty] | 559 | 1.26
[14 empty] | 559 | 1.28
[14 empty] | 559 | 1.29
[14 empty] | 559 | 1.3
[14 empty] | 559 | 1.31
[14 empty] | 559 | 1.32
[14 empty] | 559 | 1.33
[14 empty] | 559 | 1.34
[14 empty] | 559 | 1.36
[14 empty] | 560 | 1.25
[14 empty] | 560 | 1.23
[14 empty] | 560 | 1.23
[14 empty] | 560 | 1.24
[14 empty] | 560 | 1.26
[14 empty] | 560 | 1.28
[14 empty] | 560 | 1.3
[14 empty] | 560 | 1.31
[14 empty] | 560 | 1.31
[14 empty] | 560 | 1.32
[14 empty] | 560 | 1.32
[14 empty] | 560 | 1.31
[14 empty] | 560 | 1.3
[14 empty] | 560 | 1.28
[14 empty] | 560 | 1.27
[14 empty] | 560 | 1.26
[14 empty] | 560 | 1.27
[14 empty] | 560 | 1.3
[14 empty] | 560 | 1.33
[14 empty] | 560 | 1.37
[14 empty] | 560 | 1.39
[14 empty] | 560 | 1.4
[14 empty] | 560 | 1.4
[14 empty] | 560 | 1.38
[14 empty] | 560 | 1.35
[14 empty] | 560 | 1.31
[14 empty] | 560 | 1.28
[14 empty] | 560 | 1.25
[14 empty] | 560 | 1.24
[14 empty] | 560 | 1.25
[14 empty] | 560 | 1.27
[14 empty] | 560 | 1.29
[14 empty] | 561 | 1.41
[14 empty] | 561 | 1.41
[14 empty] | 561 | 1.42
[14 empty] | 561 | 1.42
[14 empty] | 561 | 1.42
[14 empty] | 561 | 1.42
[14 empty] | 561 | 1.42
[14 empty] | 561 | 1.42
[14 empty] | 561 | 1.42
[14 empty] | 561 | 1.42
[14 empty] | 561 | 1.42
[14 empty] | 561 | 1.41
[14 empty] | 561 | 1.41
[14 empty] | 561 | 1.4
[14 empty] | 561 | 1.4
[14 empty] | 561 | 1.4
[14 empty] | 561 | 1.4
[14 empty] | 561 | 1.41
[14 empty] | 561 | 1.41
[14 empty] | 561 | 1.41
[14 empty] | 561 | 1.41
[14 empty] | 561 | 1.41
[14 empty] | 561 | 1.41
[14 empty] | 561 | 1.41
[14 empty] | 561 | 1.42
[14 empty] | 561 | 1.42
[14 empty] | 561 | 1.42
[14 empty] | 561 | 1.41
[14 empty] | 561 | 1.39
[14 empty] | 561 | 1.36
[14 empty] | 561 | 1.32
[14 empty] | 561 | 1.28
[14 empty] | 562 | 1.34
[14 empty] | 562 | 1.36
[14 empty] | 562 | 1.37
[14 empty] | 562 | 1.36
[14 empty] | 562 | 1.35
[14 empty] | 562 | 1.34
[14 empty] | 562 | 1.33
[14 empty] | 562 | 1.32
[14 empty] | 562 | 1.32
[14 empty] | 562 | 1.32
[14 empty] | 562 | 1.31
[14 empty] | 562 | 1.31
[14 empty] | 562 | 1.3
[14 empty] | 562 | 1.3
[14 empty] | 562 | 1.31
[14 empty] | 562 | 1.32
[14 empty] | 562 | 1.33
[14 empty] | 562 | 1.33
[14 empty] | 562 | 1.34
[14 empty] | 562 | 1.33
[14 empty] | 562 | 1.31
[14 empty] | 562 | 1.27
[14 empty] | 562 | 1.23
[14 empty] | 562 | 1.18
[14 empty] | 562 | 1.15
[14 empty] | 562 | 1.14
[14 empty] | 562 | 1.16
[14 empty] | 562 | 1.2
[14 empty] | 562 | 1.25
[14 empty] | 562 | 1.31
[14 empty] | 562 | 1.35
[14 empty] | 562 | 1.39
[14 empty] | 563 | 1.35
[14 empty] | 563 | 1.36
[14 empty] | 563 | 1.37
[14 empty] | 563 | 1.39
[14 empty] | 563 | 1.39
[14 empty] | 563 | 1.4
[14 empty] | 563 | 1.41
[14 empty] | 563 | 1.41
[14 empty] | 563 | 1.41
[14 empty] | 563 | 1.41
[14 empty] | 563 | 1.41
[14 empty] | 563 | 1.4
[14 empty] | 563 | 1.39
[14 empty] | 563 | 1.38
[14 empty] | 563 | 1.37
[14 empty] | 563 | 1.37
[14 empty] | 563 | 1.36
[14 empty] | 563 | 1.37
[14 empty] | 563 | 1.38
[14 empty] | 563 | 1.38
[14 empty] | 563 | 1.39
[14 empty] | 563 | 1.39
[14 empty] | 563 | 1.38
[14 empty] | 563 | 1.35
[14 empty] | 563 | 1.33
[14 empty] | 563 | 1.3
[14 empty] | 563 | 1.27
[14 empty] | 563 | 1.26
[14 empty] | 563 | 1.27
[14 empty] | 563 | 1.29
[14 empty] | 563 | 1.31
[14 empty] | 564 | 1.35
[14 empty] | 564 | 1.35
[14 empty] | 564 | 1.35
[14 empty] | 564 | 1.34
[14 empty] | 564 | 1.32
[14 empty] | 564 | 1.31
[14 empty] | 564 | 1.31
[14 empty] | 564 | 1.31
[14 empty] | 564 | 1.32
[14 empty] | 564 | 1.34
[14 empty] | 564 | 1.35
[14 empty] | 564 | 1.36
[14 empty] | 564 | 1.36
[14 empty] | 564 | 1.35
[14 empty] | 564 | 1.34
[14 empty] | 564 | 1.33
[14 empty] | 564 | 1.33
[14 empty] | 564 | 1.33
[14 empty] | 564 | 1.33
[14 empty] | 564 | 1.34
[14 empty] | 564 | 1.34
[14 empty] | 564 | 1.34
[14 empty] | 564 | 1.35
[14 empty] | 564 | 1.36
[14 empty] | 564 | 1.36
[14 empty] | 564 | 1.36
[14 empty] | 564 | 1.36
[14 empty] | 564 | 1.36
[14 empty] | 564 | 1.35
[14 empty] | 564 | 1.34
[14 empty] | 564 | 1.33
[14 empty] | 564 | 1.34
[14 empty] | 565 | 1.35
[14 empty] | 565 | 1.36
[14 empty] | 565 | 1.36
[14 empty] | 565 | 1.36
[14 empty] | 565 | 1.35
[14 empty] | 565 | 1.35
[14 empty] | 565 | 1.34
[14 empty] | 565 | 1.33
[14 empty] | 565 | 1.32
[14 empty] | 565 | 1.32
[14 empty] | 565 | 1.32
[14 empty] | 565 | 1.33
[14 empty] | 565 | 1.34
[14 empty] | 565 | 1.35
[14 empty] | 565 | 1.37
[14 empty] | 565 | 1.38
[14 empty] | 565 | 1.39
[14 empty] | 565 | 1.39
[14 empty] | 565 | 1.4
[14 empty] | 565 | 1.4
[14 empty] | 565 | 1.4
[14 empty] | 565 | 1.4
[14 empty] | 565 | 1.39
[14 empty] | 565 | 1.39
[14 empty] | 565 | 1.38
[14 empty] | 565 | 1.38
[14 empty] | 565 | 1.37
[14 empty] | 565 | 1.36
[14 empty] | 565 | 1.35
[14 empty] | 565 | 1.35
[14 empty] | 565 | 1.35
[14 empty] | 566 | 1.29
[14 empty] | 566 | 1.27
[14 empty] | 566 | 1.26
[14 empty] | 566 | 1.26
[14 empty] | 566 | 1.27
[14 empty] | 566 | 1.27
[14 empty] | 566 | 1.28
[14 empty] | 566 | 1.28
[14 empty] | 566 | 1.27
[14 empty] | 566 | 1.25
[14 empty] | 566 | 1.22
[14 empty] | 566 | 1.19
[14 empty] | 566 | 1.15
[14 empty] | 566 | 1.12
[14 empty] | 566 | 1.11
[14 empty] | 566 | 1.13
[14 empty] | 566 | 1.17
[14 empty] | 566 | 1.23
[14 empty] | 566 | 1.28
[14 empty] | 566 | 1.33
[14 empty] | 566 | 1.35
[14 empty] | 566 | 1.35
[14 empty] | 566 | 1.33
[14 empty] | 566 | 1.3
[14 empty] | 566 | 1.28
[14 empty] | 566 | 1.27
[14 empty] | 566 | 1.27
[14 empty] | 566 | 1.28
[14 empty] | 566 | 1.31
[14 empty] | 566 | 1.33
[14 empty] | 566 | 1.34
[14 empty] | 567 | 1.4
[14 empty] | 567 | 1.4
[14 empty] | 567 | 1.4
[14 empty] | 567 | 1.39
[14 empty] | 567 | 1.39
[14 empty] | 567 | 1.38
[14 empty] | 567 | 1.38
[14 empty] | 567 | 1.37
[14 empty] | 567 | 1.36
[14 empty] | 567 | 1.34
[14 empty] | 567 | 1.33
[14 empty] | 567 | 1.32
[14 empty] | 567 | 1.32
[14 empty] | 567 | 1.32
[14 empty] | 567 | 1.32
[14 empty] | 567 | 1.32
[14 empty] | 567 | 1.32
[14 empty] | 567 | 1.31
[14 empty] | 567 | 1.31
[14 empty] | 567 | 1.3
[14 empty] | 567 | 1.31
[14 empty] | 567 | 1.32
[14 empty] | 567 | 1.33
[14 empty] | 567 | 1.34
[14 empty] | 567 | 1.35
[14 empty] | 567 | 1.36
[14 empty] | 567 | 1.36
[14 empty] | 567 | 1.36
[14 empty] | 567 | 1.35
[14 empty] | 567 | 1.33
[14 empty] | 567 | 1.31
[14 empty] | 568 | 1.31
[14 empty] | 568 | 1.29
[14 empty] | 568 | 1.3
[14 empty] | 568 | 1.3
[14 empty] | 568 | 1.29
[14 empty] | 568 | 1.33
[14 empty] | 568 | 1.35
[14 empty] | 568 | 1.36
[14 empty] | 568 | 1.36
[14 empty] | 568 | 1.36
[14 empty] | 568 | 1.35
[14 empty] | 568 | 1.34
[14 empty] | 568 | 1.35
[14 empty] | 568 | 1.35
[14 empty] | 568 | 1.35
[14 empty] | 568 | 1.36
[14 empty] | 568 | 1.37
[14 empty] | 568 | 1.38
[14 empty] | 568 | 1.38
[14 empty] | 568 | 1.38
[14 empty] | 568 | 1.37
[14 empty] | 568 | 1.37
[14 empty] | 568 | 1.36
[14 empty] | 568 | 1.35
[14 empty] | 568 | 1.35
[14 empty] | 568 | 1.35
[14 empty] | 568 | 1.35
[14 empty] | 568 | 1.36
[14 empty] | 568 | 1.37
[14 empty] | 568 | 1.39
[14 empty] | 568 | 1.4
[14 empty] | 569 | 1.37
[14 empty] | 569 | 1.35
[14 empty] | 569 | 1.3
[14 empty] | 569 | 1.35
[14 empty] | 569 | 1.36
[14 empty] | 569 | 1.35
[14 empty] | 569 | 1.35
[14 empty] | 569 | 1.35
[14 empty] | 569 | 1.35
[14 empty] | 569 | 1.29
[14 empty] | 569 | 1.33
[14 empty] | 569 | 1.29
[14 empty] | 569 | 1.31
[14 empty] | 569 | 1.3
[14 empty] | 569 | 1.28
[14 empty] | 569 | 1.29
[14 empty] | 569 | 1.29
[14 empty] | 569 | 1.28
[14 empty] | 569 | 1.24
[14 empty] | 569 | 1.31
[14 empty] | 569 | 1.32
[14 empty] | 569 | 1.33
[14 empty] | 569 | 1.34
[14 empty] | 569 | 1.34
[14 empty] | 569 | 1.32
[14 empty] | 569 | 1.34
[14 empty] | 569 | 1.34
[14 empty] | 569 | 1.33
[14 empty] | 569 | 1.33
[14 empty] | 569 | 1.27
[14 empty] | 569 | 1.32
[14 empty] | 570 | 1.35
[14 empty] | 570 | 1.33
[14 empty] | 570 | 1.32
[14 empty] | 570 | 1.29
[14 empty] | 570 | 1.27
[14 empty] | 570 | 1.27
[14 empty] | 570 | 1.27
[14 empty] | 570 | 1.28
[14 empty] | 570 | 1.25
[14 empty] | 570 | 1.33
[14 empty] | 570 | 1.34
[14 empty] | 570 | 1.35
[14 empty] | 570 | 1.3
[14 empty] | 570 | 1.35
[14 empty] | 570 | 1.32
[14 empty] | 570 | 1.33
[14 empty] | 570 | 1.3
[14 empty] | 570 | 1.35
[14 empty] | 570 | 1.36
[14 empty] | 570 | 1.38
[14 empty] | 570 | 1.36
[14 empty] | 570 | 1.37
[14 empty] | 570 | 1.34
[14 empty] | 570 | 1.35
[14 empty] | 570 | 1.34
[14 empty] | 570 | 1.34
[14 empty] | 570 | 1.35
[14 empty] | 570 | 1.36
[14 empty] | 570 | 1.36
[14 empty] | 570 | 1.37
[14 empty] | 570 | 1.37
[14 empty] | 571 | 1.37
[14 empty] | 571 | 1.35
[14 empty] | 571 | 1.32
[14 empty] | 571 | 1.29
[14 empty] | 571 | 1.27
[14 empty] | 571 | 1.25
[14 empty] | 571 | 1.22
[14 empty] | 571 | 1.24
[14 empty] | 571 | 1.25
[14 empty] | 571 | 1.25
[14 empty] | 571 | 1.24
[14 empty] | 571 | 1.24
[14 empty] | 571 | 1.23
[14 empty] | 571 | 1.22
[14 empty] | 571 | 1.23
[14 empty] | 571 | 1.25
[14 empty] | 571 | 1.27
[14 empty] | 571 | 1.28
[14 empty] | 571 | 1.3
[14 empty] | 571 | 1.3
[14 empty] | 571 | 1.29
[14 empty] | 571 | 1.29
[14 empty] | 571 | 1.29
[14 empty] | 571 | 1.3
[14 empty] | 571 | 1.31
[14 empty] | 571 | 1.33
[14 empty] | 571 | 1.35
[14 empty] | 571 | 1.36
[14 empty] | 571 | 1.36
[14 empty] | 571 | 1.38
[14 empty] | 571 | 1.37
[14 empty] | 572 | 1.4
[14 empty] | 572 | 1.4
[14 empty] | 572 | 1.39
[14 empty] | 572 | 1.37
[14 empty] | 572 | 1.34
[14 empty] | 572 | 1.37
[14 empty] | 572 | 1.37
[14 empty] | 572 | 1.37
[14 empty] | 572 | 1.35
[14 empty] | 572 | 1.38
[14 empty] | 572 | 1.38
[14 empty] | 572 | 1.33
[14 empty] | 572 | 1.38
[14 empty] | 572 | 1.35
[14 empty] | 572 | 1.36
[14 empty] | 572 | 1.35
[14 empty] | 572 | 1.34
[14 empty] | 572 | 1.31
[14 empty] | 572 | 1.35
[14 empty] | 572 | 1.37
[14 empty] | 572 | 1.37
[14 empty] | 572 | 1.37
[14 empty] | 572 | 1.37
[14 empty] | 572 | 1.36
[14 empty] | 572 | 1.35
[14 empty] | 572 | 1.35
[14 empty] | 572 | 1.36
[14 empty] | 572 | 1.36
[14 empty] | 572 | 1.35
[14 empty] | 572 | 1.38
[14 empty] | 573 | 1.38
[14 empty] | 573 | 1.35
[14 empty] | 573 | 1.36
[14 empty] | 573 | 1.35
[14 empty] | 573 | 1.34
[14 empty] | 573 | 1.35
[14 empty] | 573 | 1.35
[14 empty] | 573 | 1.37
[14 empty] | 573 | 1.38
[14 empty] | 573 | 1.39
[14 empty] | 573 | 1.39
[14 empty] | 573 | 1.35
[14 empty] | 573 | 1.4
[14 empty] | 573 | 1.4
[14 empty] | 573 | 1.39
[14 empty] | 573 | 1.38
[14 empty] | 573 | 1.39
[14 empty] | 573 | 1.39
[14 empty] | 573 | 1.38
[14 empty] | 573 | 1.38
[14 empty] | 573 | 1.34
[14 empty] | 573 | 1.39
[14 empty] | 573 | 1.4
[14 empty] | 573 | 1.4
[14 empty] | 573 | 1.41
[14 empty] | 573 | 1.41
[14 empty] | 573 | 1.41
[14 empty] | 573 | 1.41
[14 empty] | 573 | 1.41
[14 empty] | 573 | 1.39
[14 empty] | 573 | 1.4
[14 empty] | 574 | 1.38
[14 empty] | 574 | 1.37
[14 empty] | 574 | 1.36
[14 empty] | 574 | 1.34
[14 empty] | 574 | 1.37
[14 empty] | 574 | 1.37
[14 empty] | 574 | 1.38
[14 empty] | 574 | 1.38
[14 empty] | 574 | 1.38
[14 empty] | 574 | 1.37
[14 empty] | 574 | 1.37
[14 empty] | 574 | 1.37
[14 empty] | 574 | 1.37
[14 empty] | 574 | 1.36
[14 empty] | 574 | 1.36
[14 empty] | 574 | 1.37
[14 empty] | 574 | 1.37
[14 empty] | 574 | 1.32
[14 empty] | 574 | 1.37
[14 empty] | 574 | 1.37
[14 empty] | 574 | 1.38
[14 empty] | 574 | 1.38
[14 empty] | 574 | 1.39
[14 empty] | 574 | 1.38
[14 empty] | 574 | 1.4
[14 empty] | 574 | 1.41
[14 empty] | 574 | 1.41
[14 empty] | 574 | 1.4
[14 empty] | 574 | 1.4
[14 empty] | 574 | 1.39
[14 empty] | 575 | 1.23
[14 empty] | 575 | 1.23
[14 empty] | 575 | 1.28
[14 empty] | 575 | 1.31
[14 empty] | 575 | 1.33
[14 empty] | 575 | 1.36
[14 empty] | 575 | 1.37
[14 empty] | 575 | 1.38
[14 empty] | 575 | 1.38
[14 empty] | 575 | 1.39
[14 empty] | 575 | 1.38
[14 empty] | 575 | 1.37
[14 empty] | 575 | 1.35
[14 empty] | 575 | 1.34
[14 empty] | 575 | 1.32
[14 empty] | 575 | 1.3
[14 empty] | 575 | 1.29
[14 empty] | 575 | 1.3
[14 empty] | 575 | 1.32
[14 empty] | 575 | 1.34
[14 empty] | 575 | 1.37
[14 empty] | 575 | 1.38
[14 empty] | 575 | 1.35
[14 empty] | 575 | 1.39
[14 empty] | 575 | 1.39
[14 empty] | 575 | 1.38
[14 empty] | 575 | 1.4
[14 empty] | 575 | 1.39
[14 empty] | 575 | 1.38
[14 empty] | 575 | 1.37
[14 empty] | 576 | 1.29
[14 empty] | 576 | 1.29
[14 empty] | 576 | 1.29
[14 empty] | 576 | 1.3
[14 empty] | 576 | 1.31
[14 empty] | 576 | 1.3
[14 empty] | 576 | 1.33
[14 empty] | 576 | 1.33
[14 empty] | 576 | 1.34
[14 empty] | 576 | 1.34
[14 empty] | 576 | 1.36
[14 empty] | 576 | 1.37
[14 empty] | 576 | 1.37
[14 empty] | 576 | 1.39
[14 empty] | 576 | 1.4
[14 empty] | 576 | 1.4
[14 empty] | 576 | 1.41
[14 empty] | 576 | 1.4
[14 empty] | 576 | 1.4
[14 empty] | 576 | 1.4
[14 empty] | 576 | 1.39
[14 empty] | 576 | 1.38
[14 empty] | 576 | 1.35
[14 empty] | 576 | 1.33
[14 empty] | 576 | 1.31
[14 empty] | 576 | 1.28
[14 empty] | 576 | 1.25
[14 empty] | 576 | 1.21
[14 empty] | 576 | 1.22
[14 empty] | 576 | 1.22
[14 empty] | 577 | 1.36
[14 empty] | 577 | 1.37
[14 empty] | 577 | 1.36
[14 empty] | 577 | 1.37
[14 empty] | 577 | 1.37
[14 empty] | 577 | 1.36
[14 empty] | 577 | 1.37
[14 empty] | 577 | 1.37
[14 empty] | 577 | 1.36
[14 empty] | 577 | 1.36
[14 empty] | 577 | 1.35
[14 empty] | 577 | 1.34
[14 empty] | 577 | 1.35
[14 empty] | 577 | 1.37
[14 empty] | 577 | 1.37
[14 empty] | 577 | 1.39
[14 empty] | 577 | 1.39
[14 empty] | 577 | 1.4
[14 empty] | 577 | 1.39
[14 empty] | 577 | 1.4
[14 empty] | 577 | 1.4
[14 empty] | 577 | 1.4
[14 empty] | 577 | 1.4
[14 empty] | 577 | 1.41
[14 empty] | 577 | 1.4
[14 empty] | 577 | 1.4
[14 empty] | 577 | 1.38
[14 empty] | 577 | 1.36
[14 empty] | 577 | 1.34
[14 empty] | 577 | 1.29
[14 empty] | 578 | 1.31
[14 empty] | 578 | 1.31
[14 empty] | 578 | 1.3
[14 empty] | 578 | 1.29
[14 empty] | 578 | 1.29
[14 empty] | 578 | 1.29
[14 empty] | 578 | 1.3
[14 empty] | 578 | 1.31
[14 empty] | 578 | 1.32
[14 empty] | 578 | 1.33
[14 empty] | 578 | 1.35
[14 empty] | 578 | 1.36
[14 empty] | 578 | 1.37
[14 empty] | 578 | 1.37
[14 empty] | 578 | 1.37
[14 empty] | 578 | 1.37
[14 empty] | 578 | 1.38
[14 empty] | 578 | 1.38
[14 empty] | 578 | 1.38
[14 empty] | 578 | 1.38
[14 empty] | 578 | 1.37
[14 empty] | 578 | 1.36
[14 empty] | 578 | 1.36
[14 empty] | 578 | 1.35
[14 empty] | 578 | 1.35
[14 empty] | 578 | 1.35
[14 empty] | 578 | 1.35
[14 empty] | 578 | 1.36
[14 empty] | 578 | 1.37
[14 empty] | 578 | 1.37
[14 empty] | 579 | 1.34
[14 empty] | 579 | 1.34
[14 empty] | 579 | 1.34
[14 empty] | 579 | 1.33
[14 empty] | 579 | 1.32
[14 empty] | 579 | 1.31
[14 empty] | 579 | 1.32
[14 empty] | 579 | 1.33
[14 empty] | 579 | 1.34
[14 empty] | 579 | 1.36
[14 empty] | 579 | 1.37
[14 empty] | 579 | 1.38
[14 empty] | 579 | 1.38
[14 empty] | 579 | 1.37
[14 empty] | 579 | 1.37
[14 empty] | 579 | 1.37
[14 empty] | 579 | 1.36
[14 empty] | 579 | 1.36
[14 empty] | 579 | 1.35
[14 empty] | 579 | 1.35
[14 empty] | 579 | 1.33
[14 empty] | 579 | 1.31
[14 empty] | 579 | 1.29
[14 empty] | 579 | 1.28
[14 empty] | 579 | 1.28
[14 empty] | 579 | 1.28
[14 empty] | 579 | 1.29
[14 empty] | 579 | 1.3
[14 empty] | 579 | 1.31
[14 empty] | 579 | 1.31
[14 empty] | 580 | 1.37
[14 empty] | 580 | 1.38
[14 empty] | 580 | 1.39
[14 empty] | 580 | 1.39
[14 empty] | 580 | 1.4
[14 empty] | 580 | 1.4
[14 empty] | 580 | 1.4
[14 empty] | 580 | 1.4
[14 empty] | 580 | 1.4
[14 empty] | 580 | 1.4
[14 empty] | 580 | 1.39
[14 empty] | 580 | 1.39
[14 empty] | 580 | 1.38
[14 empty] | 580 | 1.36
[14 empty] | 580 | 1.35
[14 empty] | 580 | 1.34
[14 empty] | 580 | 1.34
[14 empty] | 580 | 1.34
[14 empty] | 580 | 1.35
[14 empty] | 580 | 1.37
[14 empty] | 580 | 1.38
[14 empty] | 580 | 1.39
[14 empty] | 580 | 1.4
[14 empty] | 580 | 1.39
[14 empty] | 580 | 1.39
[14 empty] | 580 | 1.38
[14 empty] | 580 | 1.37
[14 empty] | 580 | 1.36
[14 empty] | 580 | 1.35
[14 empty] | 580 | 1.35
[14 empty] | 581 | 1.37
[14 empty] | 581 | 1.38
[14 empty] | 581 | 1.38
[14 empty] | 581 | 1.39
[14 empty] | 581 | 1.39
[14 empty] | 581 | 1.39
[14 empty] | 581 | 1.39
[14 empty] | 581 | 1.39
[14 empty] | 581 | 1.39
[14 empty] | 581 | 1.38
[14 empty] | 581 | 1.37
[14 empty] | 581 | 1.36
[14 empty] | 581 | 1.35
[14 empty] | 581 | 1.34
[14 empty] | 581 | 1.34
[14 empty] | 581 | 1.34
[14 empty] | 581 | 1.34
[14 empty] | 581 | 1.34
[14 empty] | 581 | 1.34
[14 empty] | 581 | 1.34
[14 empty] | 581 | 1.34
[14 empty] | 581 | 1.34
[14 empty] | 581 | 1.33
[14 empty] | 581 | 1.33
[14 empty] | 581 | 1.33
[14 empty] | 581 | 1.33
[14 empty] | 581 | 1.33
[14 empty] | 581 | 1.34
[14 empty] | 581 | 1.35
[14 empty] | 581 | 1.36
[14 empty] | 582 | 1.37
[14 empty] | 582 | 1.38
[14 empty] | 582 | 1.38
[14 empty] | 582 | 1.39
[14 empty] | 582 | 1.39
[14 empty] | 582 | 1.4
[14 empty] | 582 | 1.4
[14 empty] | 582 | 1.4
[14 empty] | 582 | 1.41
[14 empty] | 582 | 1.41
[14 empty] | 582 | 1.41
[14 empty] | 582 | 1.41
[14 empty] | 582 | 1.41
[14 empty] | 582 | 1.41
[14 empty] | 582 | 1.4
[14 empty] | 582 | 1.39
[14 empty] | 582 | 1.39
[14 empty] | 582 | 1.37
[14 empty] | 582 | 1.35
[14 empty] | 582 | 1.34
[14 empty] | 582 | 1.33
[14 empty] | 582 | 1.32
[14 empty] | 582 | 1.33
[14 empty] | 582 | 1.33
[14 empty] | 582 | 1.34
[14 empty] | 582 | 1.35
[14 empty] | 582 | 1.35
[14 empty] | 582 | 1.36
[14 empty] | 582 | 1.37
[14 empty] | 583 | 1.39
[14 empty] | 583 | 1.39
[14 empty] | 583 | 1.39
[14 empty] | 583 | 1.38
[14 empty] | 583 | 1.37
[14 empty] | 583 | 1.36
[14 empty] | 583 | 1.35
[14 empty] | 583 | 1.36
[14 empty] | 583 | 1.36
[14 empty] | 583 | 1.37
[14 empty] | 583 | 1.38
[14 empty] | 583 | 1.39
[14 empty] | 583 | 1.4
[14 empty] | 583 | 1.4
[14 empty] | 583 | 1.4
[14 empty] | 583 | 1.39
[14 empty] | 583 | 1.4
[14 empty] | 583 | 1.39
[14 empty] | 583 | 1.4
[14 empty] | 583 | 1.4
[14 empty] | 583 | 1.4
[14 empty] | 583 | 1.4
[14 empty] | 583 | 1.4
[14 empty] | 583 | 1.4
[14 empty] | 583 | 1.4
[14 empty] | 583 | 1.39
[14 empty] | 583 | 1.39
[14 empty] | 583 | 1.38
[14 empty] | 583 | 1.38
[14 empty] | 583 | 1.37
[14 empty] | 584 | 1.4
[14 empty] | 584 | 1.4
[14 empty] | 584 | 1.39
[14 empty] | 584 | 1.4
[14 empty] | 584 | 1.4
[14 empty] | 584 | 1.4
[14 empty] | 584 | 1.39
[14 empty] | 584 | 1.38
[14 empty] | 584 | 1.38
[14 empty] | 584 | 1.38
[14 empty] | 584 | 1.37
[14 empty] | 584 | 1.37
[14 empty] | 584 | 1.37
[14 empty] | 584 | 1.37
[14 empty] | 584 | 1.37
[14 empty] | 584 | 1.38
[14 empty] | 584 | 1.38
[14 empty] | 584 | 1.39
[14 empty] | 584 | 1.39
[14 empty] | 584 | 1.39
[14 empty] | 584 | 1.39
[14 empty] | 584 | 1.39
[14 empty] | 584 | 1.38
[14 empty] | 584 | 1.38
[14 empty] | 584 | 1.38
[14 empty] | 584 | 1.38
[14 empty] | 584 | 1.38
[14 empty] | 584 | 1.37
[14 empty] | 584 | 1.39
[14 empty] | 585 | 1.34
[14 empty] | 585 | 1.34
[14 empty] | 585 | 1.35
[14 empty] | 585 | 1.36
[14 empty] | 585 | 1.37
[14 empty] | 585 | 1.37
[14 empty] | 585 | 1.37
[14 empty] | 585 | 1.38
[14 empty] | 585 | 1.39
[14 empty] | 585 | 1.39
[14 empty] | 585 | 1.39
[14 empty] | 585 | 1.38
[14 empty] | 585 | 1.37
[14 empty] | 585 | 1.36
[14 empty] | 585 | 1.35
[14 empty] | 585 | 1.34
[14 empty] | 585 | 1.34
[14 empty] | 585 | 1.35
[14 empty] | 585 | 1.36
[14 empty] | 585 | 1.37
[14 empty] | 585 | 1.38
[14 empty] | 585 | 1.38
[14 empty] | 585 | 1.38
[14 empty] | 585 | 1.39
[14 empty] | 585 | 1.39
[14 empty] | 585 | 1.39
[14 empty] | 585 | 1.39
[14 empty] | 585 | 1.39
[14 empty] | 585 | 1.39
[14 empty] | 586 | 1.34
[14 empty] | 586 | 1.33
[14 empty] | 586 | 1.32
[14 empty] | 586 | 1.32
[14 empty] | 586 | 1.31
[14 empty] | 586 | 1.34
[14 empty] | 586 | 1.35
[14 empty] | 586 | 1.35
[14 empty] | 586 | 1.34
[14 empty] | 586 | 1.33
[14 empty] | 586 | 1.29
[14 empty] | 586 | 1.31
[14 empty] | 586 | 1.3
[14 empty] | 586 | 1.29
[14 empty] | 586 | 1.28
[14 empty] | 586 | 1.27
[14 empty] | 586 | 1.26
[14 empty] | 586 | 1.27
[14 empty] | 586 | 1.28
[14 empty] | 586 | 1.3
[14 empty] | 586 | 1.32
[14 empty] | 586 | 1.34
[14 empty] | 586 | 1.35
[14 empty] | 586 | 1.36
[14 empty] | 586 | 1.35
[14 empty] | 586 | 1.35
[14 empty] | 586 | 1.35
[14 empty] | 586 | 1.35
[14 empty] | 586 | 1.34
[14 empty] | 587 | 1.37
[14 empty] | 587 | 1.38
[14 empty] | 587 | 1.38
[14 empty] | 587 | 1.37
[14 empty] | 587 | 1.37
[14 empty] | 587 | 1.36
[14 empty] | 587 | 1.37
[14 empty] | 587 | 1.35
[14 empty] | 587 | 1.39
[14 empty] | 587 | 1.39
[14 empty] | 587 | 1.38
[14 empty] | 587 | 1.39
[14 empty] | 587 | 1.38
[14 empty] | 587 | 1.36
[14 empty] | 587 | 1.36
[14 empty] | 587 | 1.35
[14 empty] | 587 | 1.32
[14 empty] | 587 | 1.33
[14 empty] | 587 | 1.33
[14 empty] | 587 | 1.34
[14 empty] | 587 | 1.34
[14 empty] | 587 | 1.34
[14 empty] | 587 | 1.35
[14 empty] | 587 | 1.38
[14 empty] | 587 | 1.39
[14 empty] | 587 | 1.38
[14 empty] | 587 | 1.38
[14 empty] | 587 | 1.37
[14 empty] | 587 | 1.36
[14 empty] | 588 | 1.34
[14 empty] | 588 | 1.3
[14 empty] | 588 | 1.33
[14 empty] | 588 | 1.32
[14 empty] | 588 | 1.29
[14 empty] | 588 | 1.34
[14 empty] | 588 | 1.27
[14 empty] | 588 | 1.29
[14 empty] | 588 | 1.33
[14 empty] | 588 | 1.34
[14 empty] | 588 | 1.27
[14 empty] | 588 | 1.33
[14 empty] | 588 | 1.36
[14 empty] | 588 | 1.37
[14 empty] | 588 | 1.37
[14 empty] | 588 | 1.37
[14 empty] | 588 | 1.37
[14 empty] | 588 | 1.36
[14 empty] | 588 | 1.38
[14 empty] | 588 | 1.35
[14 empty] | 588 | 1.33
[14 empty] | 588 | 1.38
[14 empty] | 588 | 1.35
[14 empty] | 588 | 1.37
[14 empty] | 588 | 1.39
[14 empty] | 588 | 1.38
[14 empty] | 588 | 1.38
[14 empty] | 588 | 1.37
[14 empty] | 588 | 1.36
[14 empty] | 589 | 1.22
[14 empty] | 589 | 1.26
[14 empty] | 589 | 1.15
[14 empty] | 589 | 1.22
[14 empty] | 589 | 1.07
[14 empty] | 589 | 1.1
[14 empty] | 589 | 1.07
[14 empty] | 589 | 1.02
[14 empty] | 589 | 0.966
[14 empty] | 589 | 0.856
[14 empty] | 589 | 0.863
[14 empty] | 589 | 1.01
[14 empty] | 589 | 1.09
[14 empty] | 589 | 1.12
[14 empty] | 589 | 1.25
[14 empty] | 589 | 1.28
[14 empty] | 589 | 1.21
[14 empty] | 589 | 1.22
[14 empty] | 589 | 1.35
[14 empty] | 589 | 1.33
[14 empty] | 589 | 1.29
[14 empty] | 589 | 1.22
[14 empty] | 589 | 1.33
[14 empty] | 589 | 1.37
[14 empty] | 589 | 1.36
[14 empty] | 589 | 1.35
[14 empty] | 589 | 1.31
[14 empty] | 589 | 1.2
[14 empty] | 589 | 1.33
[14 empty] | 590 | 1.36
[14 empty] | 590 | 1.36
[14 empty] | 590 | 1.35
[14 empty] | 590 | 1.31
[14 empty] | 590 | 1.35
[14 empty] | 590 | 1.16
[14 empty] | 590 | 1.31
[14 empty] | 590 | 1.35
[14 empty] | 590 | 1.35
[14 empty] | 590 | 1.17
[14 empty] | 590 | 1.23
[14 empty] | 590 | 1.35
[14 empty] | 590 | 1.25
[14 empty] | 590 | 1.31
[14 empty] | 590 | 1.3
[14 empty] | 590 | 1.14
[14 empty] | 590 | 1.27
[14 empty] | 590 | 1.2
[14 empty] | 590 | 1.17
[14 empty] | 590 | 1.05
[14 empty] | 590 | 1.01
[14 empty] | 590 | 1.07
[14 empty] | 590 | 1.08
[14 empty] | 590 | 1.09
[14 empty] | 590 | 1.13
[14 empty] | 590 | 1.22
[14 empty] | 590 | 1.23
[14 empty] | 590 | 1.29
[14 empty] | 590 | 1.22
[14 empty] | 591 | 1.22
[14 empty] | 591 | 1.29
[14 empty] | 591 | 1.35
[14 empty] | 591 | 1.33
[14 empty] | 591 | 1.37
[14 empty] | 591 | 1.36
[14 empty] | 591 | 1.34
[14 empty] | 591 | 1.22
[14 empty] | 591 | 1.26
[14 empty] | 591 | 1.33
[14 empty] | 591 | 1.33
[14 empty] | 591 | 1.34
[14 empty] | 591 | 1.27
[14 empty] | 591 | 1.35
[14 empty] | 591 | 1.31
[14 empty] | 591 | 1.32
[14 empty] | 591 | 1.33
[14 empty] | 591 | 1.31
[14 empty] | 591 | 1.36
[14 empty] | 591 | 1.34
[14 empty] | 591 | 1.33
[14 empty] | 591 | 1.32
[14 empty] | 591 | 1.26
[14 empty] | 591 | 1.3
[14 empty] | 591 | 1.33
[14 empty] | 591 | 1.34
[14 empty] | 591 | 1.32
[14 empty] | 591 | 1.28
[14 empty] | 592 | 1.34
[14 empty] | 592 | 1.34
[14 empty] | 592 | 1.23
[14 empty] | 592 | 1.36
[14 empty] | 592 | 1.36
[14 empty] | 592 | 1.34
[14 empty] | 592 | 1.34
[14 empty] | 592 | 1.35
[14 empty] | 592 | 1.29
[14 empty] | 592 | 1.34
[14 empty] | 592 | 1.15
[14 empty] | 592 | 1.34
[14 empty] | 592 | 1.13
[14 empty] | 592 | 1.34
[14 empty] | 592 | 1.18
[14 empty] | 592 | 1.34
[14 empty] | 592 | 1.35
[14 empty] | 592 | 1.31
[14 empty] | 592 | 1.33
[14 empty] | 592 | 1.3
[14 empty] | 592 | 1.32
[14 empty] | 592 | 1.29
[14 empty] | 592 | 1.19
[14 empty] | 592 | 1.29
[14 empty] | 592 | 1.23
[14 empty] | 592 | 1.27
[14 empty] | 592 | 1.22
[14 empty] | 592 | 1.29
[14 empty] | 592 | 1.31
[14 empty] | 593 | 1.36
[14 empty] | 593 | 1.27
[14 empty] | 593 | 1.36
[14 empty] | 593 | 1.2
[14 empty] | 593 | 1.36
[14 empty] | 593 | 1.35
[14 empty] | 593 | 1.31
[14 empty] | 593 | 1.29
[14 empty] | 593 | 1.3
[14 empty] | 593 | 1.3
[14 empty] | 593 | 1.29
[14 empty] | 593 | 1.28
[14 empty] | 593 | 1.29
[14 empty] | 593 | 1.29
[14 empty] | 593 | 1.21
[14 empty] | 593 | 1.3
[14 empty] | 593 | 1.3
[14 empty] | 593 | 1.31
[14 empty] | 593 | 1.3
[14 empty] | 593 | 1.33
[14 empty] | 593 | 1.35
[14 empty] | 593 | 1.36
[14 empty] | 593 | 1.37
[14 empty] | 593 | 1.25
[14 empty] | 593 | 1.35
[14 empty] | 593 | 1.21
[14 empty] | 593 | 1.26
[14 empty] | 593 | 1.24
[14 empty] | 594 | 1.36
[14 empty] | 594 | 1.35
[14 empty] | 594 | 1.1
[14 empty] | 594 | 1.22
[14 empty] | 594 | 1.33
[14 empty] | 594 | 1.19
[14 empty] | 594 | 1.13
[14 empty] | 594 | 1.29
[14 empty] | 594 | 1.28
[14 empty] | 594 | 1.32
[14 empty] | 594 | 1.37
[14 empty] | 594 | 1.38
[14 empty] | 594 | 1.38
[14 empty] | 594 | 1.37
[14 empty] | 594 | 1.37
[14 empty] | 594 | 1.31
[14 empty] | 594 | 1.38
[14 empty] | 594 | 1.36
[14 empty] | 594 | 1.37
[14 empty] | 594 | 1.37
[14 empty] | 594 | 1.36
[14 empty] | 594 | 1.3
[14 empty] | 594 | 1.34
[14 empty] | 594 | 1.32
[14 empty] | 594 | 1.32
[14 empty] | 594 | 1.33
[14 empty] | 594 | 1.31
[14 empty] | 594 | 1.32
[14 empty] | 594 | 1.36
[14 empty] | 595 | 1.31
[14 empty] | 595 | 1.3
[14 empty] | 595 | 1.32
[14 empty] | 595 | 1.33
[14 empty] | 595 | 1.34
[14 empty] | 595 | 1.29
[14 empty] | 595 | 1.33
[14 empty] | 595 | 1.36
[14 empty] | 595 | 1.31
[14 empty] | 595 | 1.32
[14 empty] | 595 | 1.23
[14 empty] | 595 | 1.16
[14 empty] | 595 | 1.26
[14 empty] | 595 | 1.28
[14 empty] | 595 | 1.28
[14 empty] | 595 | 1.31
[14 empty] | 595 | 1.32
[14 empty] | 595 | 1.19
[14 empty] | 595 | 1.25
[14 empty] | 595 | 1.35
[14 empty] | 595 | 1.2
[14 empty] | 595 | 1.26
[14 empty] | 595 | 1.31
[14 empty] | 595 | 1.37
[14 empty] | 595 | 1.29
[14 empty] | 595 | 1.28
[14 empty] | 595 | 1.37
[14 empty] | 595 | 1.37
[14 empty] | 596 | 1.37
[14 empty] | 596 | 1.37
[14 empty] | 596 | 1.32
[14 empty] | 596 | 1.36
[14 empty] | 596 | 1.36
[14 empty] | 596 | 1.34
[14 empty] | 596 | 1.36
[14 empty] | 596 | 1.36
[14 empty] | 596 | 1.36
[14 empty] | 596 | 1.33
[14 empty] | 596 | 1.36
[14 empty] | 596 | 1.34
[14 empty] | 596 | 1.34
[14 empty] | 596 | 1.25
[14 empty] | 596 | 1.28
[14 empty] | 596 | 1.25
[14 empty] | 596 | 1.33
[14 empty] | 596 | 1.32
[14 empty] | 596 | 1.29
[14 empty] | 596 | 1.29
[14 empty] | 596 | 1.34
[14 empty] | 596 | 1.35
[14 empty] | 596 | 1.36
[14 empty] | 596 | 1.28
[14 empty] | 596 | 1.36
[14 empty] | 596 | 1.35
[14 empty] | 596 | 1.34
[14 empty] | 596 | 1.31
[14 empty] | 597 | 1.37
[14 empty] | 597 | 1.37
[14 empty] | 597 | 1.38
[14 empty] | 597 | 1.38
[14 empty] | 597 | 1.38
[14 empty] | 597 | 1.27
[14 empty] | 597 | 1.37
[14 empty] | 597 | 1.37
[14 empty] | 597 | 1.37
[14 empty] | 597 | 1.32
[14 empty] | 597 | 1.37
[14 empty] | 597 | 1.33
[14 empty] | 597 | 1.37
[14 empty] | 597 | 1.34
[14 empty] | 597 | 1.25
[14 empty] | 597 | 1.25
[14 empty] | 597 | 1.34
[14 empty] | 597 | 1.34
[14 empty] | 597 | 1.27
[14 empty] | 597 | 1.29
[14 empty] | 597 | 1.33
[14 empty] | 597 | 1.35
[14 empty] | 597 | 1.34
[14 empty] | 597 | 1.33
[14 empty] | 597 | 1.36
[14 empty] | 597 | 1.37
[14 empty] | 597 | 1.37
[14 empty] | 597 | 1.37
[14 empty] | 598 | 1.34
[14 empty] | 598 | 1.35
[14 empty] | 598 | 1.36
[14 empty] | 598 | 1.36
[14 empty] | 598 | 1.36
[14 empty] | 598 | 1.35
[14 empty] | 598 | 1.37
[14 empty] | 598 | 1.36
[14 empty] | 598 | 1.35
[14 empty] | 598 | 1.36
[14 empty] | 598 | 1.36
[14 empty] | 598 | 1.35
[14 empty] | 598 | 1.34
[14 empty] | 598 | 1.34
[14 empty] | 598 | 1.31
[14 empty] | 598 | 1.26
[14 empty] | 598 | 1.28
[14 empty] | 598 | 1.19
[14 empty] | 598 | 1.27
[14 empty] | 598 | 1.25
[14 empty] | 598 | 1.25
[14 empty] | 598 | 1.27
[14 empty] | 598 | 1.18
[14 empty] | 598 | 1.28
[14 empty] | 598 | 1.31
[14 empty] | 598 | 1.32
[14 empty] | 598 | 1.35
[14 empty] | 598 | 1.36
[14 empty] | 599 | 1.34
[14 empty] | 599 | 1.35
[14 empty] | 599 | 1.35
[14 empty] | 599 | 1.29
[14 empty] | 599 | 1.33
[14 empty] | 599 | 1.33
[14 empty] | 599 | 1.33
[14 empty] | 599 | 1.27
[14 empty] | 599 | 1.34
[14 empty] | 599 | 1.35
[14 empty] | 599 | 1.36
[14 empty] | 599 | 1.32
[14 empty] | 599 | 1.35
[14 empty] | 599 | 1.32
[14 empty] | 599 | 1.33
[14 empty] | 599 | 1.34
[14 empty] | 599 | 1.33
[14 empty] | 599 | 1.29
[14 empty] | 599 | 1.32
[14 empty] | 599 | 1.32
[14 empty] | 599 | 1.32
[14 empty] | 599 | 1.31
[14 empty] | 599 | 1.25
[14 empty] | 599 | 1.3
[14 empty] | 599 | 1.31
[14 empty] | 599 | 1.3
[14 empty] | 599 | 1.33
[14 empty] | 599 | 1.34
[14 empty] | 600 | 1.31
[14 empty] | 600 | 1.31
[14 empty] | 600 | 1.3
[14 empty] | 600 | 1.31
[14 empty] | 600 | 1.34
[14 empty] | 600 | 1.34
[14 empty] | 600 | 1.35
[14 empty] | 600 | 1.36
[14 empty] | 600 | 1.36
[14 empty] | 600 | 1.35
[14 empty] | 600 | 1.32
[14 empty] | 600 | 1.36
[14 empty] | 600 | 1.35
[14 empty] | 600 | 1.34
[14 empty] | 600 | 1.31
[14 empty] | 600 | 1.31
[14 empty] | 600 | 1.27
[14 empty] | 600 | 1.3
[14 empty] | 600 | 1.3
[14 empty] | 600 | 1.31
[14 empty] | 600 | 1.33
[14 empty] | 600 | 1.34
[14 empty] | 600 | 1.35
[14 empty] | 600 | 1.36
[14 empty] | 600 | 1.32
[14 empty] | 600 | 1.36
[14 empty] | 600 | 1.35
[14 empty] | 600 | 1.35
[14 empty] | 601 | 1.31
[14 empty] | 601 | 1.31
[14 empty] | 601 | 1.32
[14 empty] | 601 | 1.33
[14 empty] | 601 | 1.34
[14 empty] | 601 | 1.35
[14 empty] | 601 | 1.35
[14 empty] | 601 | 1.35
[14 empty] | 601 | 1.33
[14 empty] | 601 | 1.32
[14 empty] | 601 | 1.28
[14 empty] | 601 | 1.28
[14 empty] | 601 | 1.27
[14 empty] | 601 | 1.26
[14 empty] | 601 | 1.26
[14 empty] | 601 | 1.28
[14 empty] | 601 | 1.29
[14 empty] | 601 | 1.3
[14 empty] | 601 | 1.32
[14 empty] | 601 | 1.32
[14 empty] | 601 | 1.33
[14 empty] | 601 | 1.33
[14 empty] | 601 | 1.33
[14 empty] | 601 | 1.32
[14 empty] | 601 | 1.33
[14 empty] | 601 | 1.32
[14 empty] | 601 | 1.32
[14 empty] | 602 | 1.31
[14 empty] | 602 | 1.31
[14 empty] | 602 | 1.31
[14 empty] | 602 | 1.3
[14 empty] | 602 | 1.3
[14 empty] | 602 | 1.29
[14 empty] | 602 | 1.28
[14 empty] | 602 | 1.28
[14 empty] | 602 | 1.29
[14 empty] | 602 | 1.3
[14 empty] | 602 | 1.31
[14 empty] | 602 | 1.32
[14 empty] | 602 | 1.34
[14 empty] | 602 | 1.34
[14 empty] | 602 | 1.34
[14 empty] | 602 | 1.32
[14 empty] | 602 | 1.31
[14 empty] | 602 | 1.29
[14 empty] | 602 | 1.29
[14 empty] | 602 | 1.29
[14 empty] | 602 | 1.27
[14 empty] | 602 | 1.3
[14 empty] | 602 | 1.32
[14 empty] | 602 | 1.33
[14 empty] | 602 | 1.33
[14 empty] | 602 | 1.32
[14 empty] | 602 | 1.31
[14 empty] | 602 | 1.31
[14 empty] | 603 | 1.36
[14 empty] | 603 | 1.36
[14 empty] | 603 | 1.36
[14 empty] | 603 | 1.36
[14 empty] | 603 | 1.35
[14 empty] | 603 | 1.33
[14 empty] | 603 | 1.31
[14 empty] | 603 | 1.3
[14 empty] | 603 | 1.29
[14 empty] | 603 | 1.29
[14 empty] | 603 | 1.3
[14 empty] | 603 | 1.3
[14 empty] | 603 | 1.31
[14 empty] | 603 | 1.32
[14 empty] | 603 | 1.31
[14 empty] | 603 | 1.31
[14 empty] | 603 | 1.32
[14 empty] | 603 | 1.32
[14 empty] | 603 | 1.32
[14 empty] | 603 | 1.33
[14 empty] | 603 | 1.33
[14 empty] | 603 | 1.33
[14 empty] | 603 | 1.32
[14 empty] | 603 | 1.31
[14 empty] | 603 | 1.3
[14 empty] | 603 | 1.29
[14 empty] | 603 | 1.3
[14 empty] | 604 | 1.36
[14 empty] | 604 | 1.36
[14 empty] | 604 | 1.36
[14 empty] | 604 | 1.36
[14 empty] | 604 | 1.36
[14 empty] | 604 | 1.36
[14 empty] | 604 | 1.36
[14 empty] | 604 | 1.36
[14 empty] | 604 | 1.36
[14 empty] | 604 | 1.36
[14 empty] | 604 | 1.36
[14 empty] | 604 | 1.36
[14 empty] | 604 | 1.37
[14 empty] | 604 | 1.37
[14 empty] | 604 | 1.37
[14 empty] | 604 | 1.37
[14 empty] | 604 | 1.36
[14 empty] | 604 | 1.36
[14 empty] | 604 | 1.36
[14 empty] | 604 | 1.36
[14 empty] | 604 | 1.36
[14 empty] | 604 | 1.36
[14 empty] | 604 | 1.36
[14 empty] | 604 | 1.36
[14 empty] | 604 | 1.36
[14 empty] | 604 | 1.36
[14 empty] | 604 | 1.36
[14 empty] | 604 | 1.36
[14 empty] | 605 | 1.35
[14 empty] | 605 | 1.36
[14 empty] | 605 | 1.36
[14 empty] | 605 | 1.36
[14 empty] | 605 | 1.36
[14 empty] | 605 | 1.36
[14 empty] | 605 | 1.36
[14 empty] | 605 | 1.36
[14 empty] | 605 | 1.36
[14 empty] | 605 | 1.36
[14 empty] | 605 | 1.36
[14 empty] | 605 | 1.36
[14 empty] | 605 | 1.36
[14 empty] | 605 | 1.36
[14 empty] | 605 | 1.36
[14 empty] | 605 | 1.36
[14 empty] | 605 | 1.36
[14 empty] | 605 | 1.36
[14 empty] | 605 | 1.36
[14 empty] | 605 | 1.36
[14 empty] | 605 | 1.36
[14 empty] | 605 | 1.36
[14 empty] | 605 | 1.36
[14 empty] | 605 | 1.35
[14 empty] | 605 | 1.35
[14 empty] | 605 | 1.35
[14 empty] | 605 | 1.36
[14 empty] | 606 | 1.35
[14 empty] | 606 | 1.35
[14 empty] | 606 | 1.35
[14 empty] | 606 | 1.36
[14 empty] | 606 | 1.36
[14 empty] | 606 | 1.36
[14 empty] | 606 | 1.36
[14 empty] | 606 | 1.36
[14 empty] | 606 | 1.36
[14 empty] | 606 | 1.36
[14 empty] | 606 | 1.36
[14 empty] | 606 | 1.36
[14 empty] | 606 | 1.36
[14 empty] | 606 | 1.36
[14 empty] | 606 | 1.35
[14 empty] | 606 | 1.35
[14 empty] | 606 | 1.34
[14 empty] | 606 | 1.33
[14 empty] | 606 | 1.32
[14 empty] | 606 | 1.32
[14 empty] | 606 | 1.32
[14 empty] | 606 | 1.32
[14 empty] | 606 | 1.33
[14 empty] | 606 | 1.34
[14 empty] | 606 | 1.34
[14 empty] | 606 | 1.35
[14 empty] | 606 | 1.35
[14 empty] | 607 | 1.37
[14 empty] | 607 | 1.37
[14 empty] | 607 | 1.37
[14 empty] | 607 | 1.37
[14 empty] | 607 | 1.36
[14 empty] | 607 | 1.36
[14 empty] | 607 | 1.36
[14 empty] | 607 | 1.36
[14 empty] | 607 | 1.36
[14 empty] | 607 | 1.36
[14 empty] | 607 | 1.36
[14 empty] | 607 | 1.36
[14 empty] | 607 | 1.36
[14 empty] | 607 | 1.36
[14 empty] | 607 | 1.36
[14 empty] | 607 | 1.35
[14 empty] | 607 | 1.34
[14 empty] | 607 | 1.33
[14 empty] | 607 | 1.31
[14 empty] | 607 | 1.29
[14 empty] | 607 | 1.28
[14 empty] | 607 | 1.27
[14 empty] | 607 | 1.28
[14 empty] | 607 | 1.29
[14 empty] | 607 | 1.31
[14 empty] | 607 | 1.32
[14 empty] | 607 | 1.34
[14 empty] | 607 | 1.34
[14 empty] | 608 | 1.32
[14 empty] | 608 | 1.32
[14 empty] | 608 | 1.32
[14 empty] | 608 | 1.33
[14 empty] | 608 | 1.34
[14 empty] | 608 | 1.34
[14 empty] | 608 | 1.35
[14 empty] | 608 | 1.35
[14 empty] | 608 | 1.34
[14 empty] | 608 | 1.33
[14 empty] | 608 | 1.31
[14 empty] | 608 | 1.3
[14 empty] | 608 | 1.29
[14 empty] | 608 | 1.29
[14 empty] | 608 | 1.3
[14 empty] | 608 | 1.32
[14 empty] | 608 | 1.33
[14 empty] | 608 | 1.34
[14 empty] | 608 | 1.35
[14 empty] | 608 | 1.36
[14 empty] | 608 | 1.36
[14 empty] | 608 | 1.36
[14 empty] | 608 | 1.37
[14 empty] | 608 | 1.37
[14 empty] | 608 | 1.37
[14 empty] | 608 | 1.37
[14 empty] | 608 | 1.37
[14 empty] | 609 | 1.32
[14 empty] | 609 | 1.32
[14 empty] | 609 | 1.32
[14 empty] | 609 | 1.33
[14 empty] | 609 | 1.33
[14 empty] | 609 | 1.33
[14 empty] | 609 | 1.32
[14 empty] | 609 | 1.32
[14 empty] | 609 | 1.32
[14 empty] | 609 | 1.32
[14 empty] | 609 | 1.33
[14 empty] | 609 | 1.33
[14 empty] | 609 | 1.33
[14 empty] | 609 | 1.34
[14 empty] | 609 | 1.34
[14 empty] | 609 | 1.34
[14 empty] | 609 | 1.34
[14 empty] | 609 | 1.34
[14 empty] | 609 | 1.33
[14 empty] | 609 | 1.33
[14 empty] | 609 | 1.32
[14 empty] | 609 | 1.32
[14 empty] | 609 | 1.31
[14 empty] | 609 | 1.31
[14 empty] | 609 | 1.31
[14 empty] | 609 | 1.31
[14 empty] | 609 | 1.31
[14 empty] | 610 | 1.22
[14 empty] | 610 | 1.21
[14 empty] | 610 | 1.23
[14 empty] | 610 | 1.25
[14 empty] | 610 | 1.28
[14 empty] | 610 | 1.31
[14 empty] | 610 | 1.33
[14 empty] | 610 | 1.35
[14 empty] | 610 | 1.35
[14 empty] | 610 | 1.35
[14 empty] | 610 | 1.35
[14 empty] | 610 | 1.35
[14 empty] | 610 | 1.35
[14 empty] | 610 | 1.34
[14 empty] | 610 | 1.34
[14 empty] | 610 | 1.33
[14 empty] | 610 | 1.33
[14 empty] | 610 | 1.33
[14 empty] | 610 | 1.34
[14 empty] | 610 | 1.34
[14 empty] | 610 | 1.35
[14 empty] | 610 | 1.35
[14 empty] | 610 | 1.34
[14 empty] | 610 | 1.34
[14 empty] | 610 | 1.33
[14 empty] | 610 | 1.33
[14 empty] | 611 | 1.34
[14 empty] | 611 | 1.34
[14 empty] | 611 | 1.34
[14 empty] | 611 | 1.34
[14 empty] | 611 | 1.34
[14 empty] | 611 | 1.35
[14 empty] | 611 | 1.35
[14 empty] | 611 | 1.35
[14 empty] | 611 | 1.35
[14 empty] | 611 | 1.35
[14 empty] | 611 | 1.34
[14 empty] | 611 | 1.33
[14 empty] | 611 | 1.31
[14 empty] | 611 | 1.3
[14 empty] | 611 | 1.29
[14 empty] | 611 | 1.29
[14 empty] | 611 | 1.29
[14 empty] | 611 | 1.3
[14 empty] | 611 | 1.32
[14 empty] | 611 | 1.33
[14 empty] | 611 | 1.33
[14 empty] | 611 | 1.34
[14 empty] | 611 | 1.33
[14 empty] | 611 | 1.32
[14 empty] | 611 | 1.29
[14 empty] | 611 | 1.26
[14 empty] | 611 | 1.24
[14 empty] | 612 | 1.27
[14 empty] | 612 | 1.26
[14 empty] | 612 | 1.25
[14 empty] | 612 | 1.25
[14 empty] | 612 | 1.26
[14 empty] | 612 | 1.28
[14 empty] | 612 | 1.3
[14 empty] | 612 | 1.32
[14 empty] | 612 | 1.33
[14 empty] | 612 | 1.34
[14 empty] | 612 | 1.34
[14 empty] | 612 | 1.34
[14 empty] | 612 | 1.35
[14 empty] | 612 | 1.35
[14 empty] | 612 | 1.34
[14 empty] | 612 | 1.34
[14 empty] | 612 | 1.33
[14 empty] | 612 | 1.32
[14 empty] | 612 | 1.32
[14 empty] | 612 | 1.32
[14 empty] | 612 | 1.33
[14 empty] | 612 | 1.33
[14 empty] | 612 | 1.34
[14 empty] | 612 | 1.34
[14 empty] | 612 | 1.34
[14 empty] | 612 | 1.34
[14 empty] | 612 | 1.34
[14 empty] | 613 | 1.33
[14 empty] | 613 | 1.33
[14 empty] | 613 | 1.32
[14 empty] | 613 | 1.31
[14 empty] | 613 | 1.3
[14 empty] | 613 | 1.3
[14 empty] | 613 | 1.3
[14 empty] | 613 | 1.3
[14 empty] | 613 | 1.3
[14 empty] | 613 | 1.29
[14 empty] | 613 | 1.28
[14 empty] | 613 | 1.27
[14 empty] | 613 | 1.26
[14 empty] | 613 | 1.26
[14 empty] | 613 | 1.27
[14 empty] | 613 | 1.27
[14 empty] | 613 | 1.28
[14 empty] | 613 | 1.29
[14 empty] | 613 | 1.3
[14 empty] | 613 | 1.3
[14 empty] | 613 | 1.3
[14 empty] | 613 | 1.3
[14 empty] | 613 | 1.31
[14 empty] | 613 | 1.31
[14 empty] | 613 | 1.31
[14 empty] | 613 | 1.3
[14 empty] | 613 | 1.29
[14 empty] | 614 | 1.29
[14 empty] | 614 | 1.27
[14 empty] | 614 | 1.25
[14 empty] | 614 | 1.25
[14 empty] | 614 | 1.25
[14 empty] | 614 | 1.26
[14 empty] | 614 | 1.28
[14 empty] | 614 | 1.31
[14 empty] | 614 | 1.32
[14 empty] | 614 | 1.32
[14 empty] | 614 | 1.31
[14 empty] | 614 | 1.28
[14 empty] | 614 | 1.24
[14 empty] | 614 | 1.19
[14 empty] | 614 | 1.15
[14 empty] | 614 | 1.12
[14 empty] | 614 | 1.12
[14 empty] | 614 | 1.14
[14 empty] | 614 | 1.18
[14 empty] | 614 | 1.22
[14 empty] | 614 | 1.27
[14 empty] | 614 | 1.3
[14 empty] | 614 | 1.32
[14 empty] | 614 | 1.34
[14 empty] | 614 | 1.34
[14 empty] | 614 | 1.34
[14 empty] | 615 | 1.32
[14 empty] | 615 | 1.33
[14 empty] | 615 | 1.33
[14 empty] | 615 | 1.32
[14 empty] | 615 | 1.32
[14 empty] | 615 | 1.32
[14 empty] | 615 | 1.32
[14 empty] | 615 | 1.33
[14 empty] | 615 | 1.33
[14 empty] | 615 | 1.32
[14 empty] | 615 | 1.32
[14 empty] | 615 | 1.31
[14 empty] | 615 | 1.3
[14 empty] | 615 | 1.3
[14 empty] | 615 | 1.3
[14 empty] | 615 | 1.3
[14 empty] | 615 | 1.31
[14 empty] | 615 | 1.31
[14 empty] | 615 | 1.31
[14 empty] | 615 | 1.31
[14 empty] | 615 | 1.31
[14 empty] | 615 | 1.3
[14 empty] | 615 | 1.3
[14 empty] | 615 | 1.3
[14 empty] | 615 | 1.31
[14 empty] | 615 | 1.31
[14 empty] | 615 | 1.3
[14 empty] | 616 | 1.18
[14 empty] | 616 | 1.16
[14 empty] | 616 | 1.14
[14 empty] | 616 | 1.14
[14 empty] | 616 | 1.15
[14 empty] | 616 | 1.17
[14 empty] | 616 | 1.2
[14 empty] | 616 | 1.23
[14 empty] | 616 | 1.26
[14 empty] | 616 | 1.28
[14 empty] | 616 | 1.29
[14 empty] | 616 | 1.29
[14 empty] | 616 | 1.29
[14 empty] | 616 | 1.3
[14 empty] | 616 | 1.3
[14 empty] | 616 | 1.3
[14 empty] | 616 | 1.3
[14 empty] | 616 | 1.29
[14 empty] | 616 | 1.29
[14 empty] | 616 | 1.27
[14 empty] | 616 | 1.27
[14 empty] | 616 | 1.26
[14 empty] | 616 | 1.27
[14 empty] | 616 | 1.28
[14 empty] | 616 | 1.3
[14 empty] | 616 | 1.31
[14 empty] | 617 | 1.3
[14 empty] | 617 | 1.31
[14 empty] | 617 | 1.31
[14 empty] | 617 | 1.31
[14 empty] | 617 | 1.3
[14 empty] | 617 | 1.27
[14 empty] | 617 | 1.25
[14 empty] | 617 | 1.22
[14 empty] | 617 | 1.19
[14 empty] | 617 | 1.19
[14 empty] | 617 | 1.2
[14 empty] | 617 | 1.22
[14 empty] | 617 | 1.25
[14 empty] | 617 | 1.27
[14 empty] | 617 | 1.29
[14 empty] | 617 | 1.3
[14 empty] | 617 | 1.3
[14 empty] | 617 | 1.29
[14 empty] | 617 | 1.29
[14 empty] | 617 | 1.28
[14 empty] | 617 | 1.28
[14 empty] | 617 | 1.28
[14 empty] | 617 | 1.27
[14 empty] | 617 | 1.25
[14 empty] | 617 | 1.23
[14 empty] | 617 | 1.21
[14 empty] | 618 | 1.36
[14 empty] | 618 | 1.36
[14 empty] | 618 | 1.36
[14 empty] | 618 | 1.35
[14 empty] | 618 | 1.35
[14 empty] | 618 | 1.34
[14 empty] | 618 | 1.33
[14 empty] | 618 | 1.33
[14 empty] | 618 | 1.33
[14 empty] | 618 | 1.33
[14 empty] | 618 | 1.34
[14 empty] | 618 | 1.34
[14 empty] | 618 | 1.34
[14 empty] | 618 | 1.33
[14 empty] | 618 | 1.33
[14 empty] | 618 | 1.32
[14 empty] | 618 | 1.31
[14 empty] | 618 | 1.31
[14 empty] | 618 | 1.31
[14 empty] | 618 | 1.31
[14 empty] | 618 | 1.31
[14 empty] | 618 | 1.31
[14 empty] | 618 | 1.31
[14 empty] | 618 | 1.31
[14 empty] | 618 | 1.3
[14 empty] | 618 | 1.3
[14 empty] | 619 | 1.31
[14 empty] | 619 | 1.28
[14 empty] | 619 | 1.26
[14 empty] | 619 | 1.24
[14 empty] | 619 | 1.23
[14 empty] | 619 | 1.24
[14 empty] | 619 | 1.26
[14 empty] | 619 | 1.29
[14 empty] | 619 | 1.31
[14 empty] | 619 | 1.32
[14 empty] | 619 | 1.33
[14 empty] | 619 | 1.32
[14 empty] | 619 | 1.32
[14 empty] | 619 | 1.31
[14 empty] | 619 | 1.31
[14 empty] | 619 | 1.32
[14 empty] | 619 | 1.33
[14 empty] | 619 | 1.34
[14 empty] | 619 | 1.35
[14 empty] | 619 | 1.35
[14 empty] | 619 | 1.36
[14 empty] | 619 | 1.36
[14 empty] | 619 | 1.36
[14 empty] | 619 | 1.36
[14 empty] | 619 | 1.36
[14 empty] | 619 | 1.36
[14 empty] | 620 | 1.36
[14 empty] | 620 | 1.35
[14 empty] | 620 | 1.35
[14 empty] | 620 | 1.34
[14 empty] | 620 | 1.33
[14 empty] | 620 | 1.31
[14 empty] | 620 | 1.3
[14 empty] | 620 | 1.3
[14 empty] | 620 | 1.3
[14 empty] | 620 | 1.3
[14 empty] | 620 | 1.32
[14 empty] | 620 | 1.33
[14 empty] | 620 | 1.34
[14 empty] | 620 | 1.35
[14 empty] | 620 | 1.36
[14 empty] | 620 | 1.36
[14 empty] | 620 | 1.36
[14 empty] | 620 | 1.36
[14 empty] | 620 | 1.35
[14 empty] | 620 | 1.35
[14 empty] | 620 | 1.35
[14 empty] | 620 | 1.34
[14 empty] | 620 | 1.34
[14 empty] | 620 | 1.34
[14 empty] | 620 | 1.33
[14 empty] | 620 | 1.32
[14 empty] | 621 | 1.3
[14 empty] | 621 | 1.31
[14 empty] | 621 | 1.33
[14 empty] | 621 | 1.34
[14 empty] | 621 | 1.35
[14 empty] | 621 | 1.36
[14 empty] | 621 | 1.36
[14 empty] | 621 | 1.36
[14 empty] | 621 | 1.36
[14 empty] | 621 | 1.36
[14 empty] | 621 | 1.36
[14 empty] | 621 | 1.36
[14 empty] | 621 | 1.36
[14 empty] | 621 | 1.36
[14 empty] | 621 | 1.37
[14 empty] | 621 | 1.37
[14 empty] | 621 | 1.36
[14 empty] | 621 | 1.36
[14 empty] | 621 | 1.36
[14 empty] | 621 | 1.36
[14 empty] | 621 | 1.36
[14 empty] | 621 | 1.36
[14 empty] | 621 | 1.36
[14 empty] | 621 | 1.36
[14 empty] | 621 | 1.36
[14 empty] | 621 | 1.36
[14 empty] | 622 | 1.34
[14 empty] | 622 | 1.33
[14 empty] | 622 | 1.31
[14 empty] | 622 | 1.3
[14 empty] | 622 | 1.29
[14 empty] | 622 | 1.28
[14 empty] | 622 | 1.27
[14 empty] | 622 | 1.27
[14 empty] | 622 | 1.27
[14 empty] | 622 | 1.27
[14 empty] | 622 | 1.28
[14 empty] | 622 | 1.3
[14 empty] | 622 | 1.31
[14 empty] | 622 | 1.33
[14 empty] | 622 | 1.33
[14 empty] | 622 | 1.33
[14 empty] | 622 | 1.33
[14 empty] | 622 | 1.32
[14 empty] | 622 | 1.31
[14 empty] | 622 | 1.3
[14 empty] | 622 | 1.29
[14 empty] | 622 | 1.29
[14 empty] | 622 | 1.28
[14 empty] | 622 | 1.28
[14 empty] | 622 | 1.28
[14 empty] | 622 | 1.29
[14 empty] | 623 | 1.3
[14 empty] | 623 | 1.29
[14 empty] | 623 | 1.27
[14 empty] | 623 | 1.26
[14 empty] | 623 | 1.25
[14 empty] | 623 | 1.24
[14 empty] | 623 | 1.23
[14 empty] | 623 | 1.24
[14 empty] | 623 | 1.25
[14 empty] | 623 | 1.27
[14 empty] | 623 | 1.29
[14 empty] | 623 | 1.31
[14 empty] | 623 | 1.33
[14 empty] | 623 | 1.34
[14 empty] | 623 | 1.34
[14 empty] | 623 | 1.34
[14 empty] | 623 | 1.35
[14 empty] | 623 | 1.35
[14 empty] | 623 | 1.35
[14 empty] | 623 | 1.35
[14 empty] | 623 | 1.35
[14 empty] | 623 | 1.35
[14 empty] | 623 | 1.35
[14 empty] | 623 | 1.35
[14 empty] | 623 | 1.35
[14 empty] | 623 | 1.34
[14 empty] | 624 | 1.26
[14 empty] | 624 | 1.28
[14 empty] | 624 | 1.3
[14 empty] | 624 | 1.31
[14 empty] | 624 | 1.31
[14 empty] | 624 | 1.3
[14 empty] | 624 | 1.29
[14 empty] | 624 | 1.29
[14 empty] | 624 | 1.28
[14 empty] | 624 | 1.28
[14 empty] | 624 | 1.28
[14 empty] | 624 | 1.28
[14 empty] | 624 | 1.28
[14 empty] | 624 | 1.27
[14 empty] | 624 | 1.27
[14 empty] | 624 | 1.28
[14 empty] | 624 | 1.28
[14 empty] | 624 | 1.3
[14 empty] | 624 | 1.31
[14 empty] | 624 | 1.33
[14 empty] | 624 | 1.34
[14 empty] | 624 | 1.34
[14 empty] | 624 | 1.34
[14 empty] | 624 | 1.34
[14 empty] | 624 | 1.33
[14 empty] | 624 | 1.32
[14 empty] | 625 | 1.21
[14 empty] | 625 | 1.23
[14 empty] | 625 | 1.25
[14 empty] | 625 | 1.28
[14 empty] | 625 | 1.31
[14 empty] | 625 | 1.33
[14 empty] | 625 | 1.34
[14 empty] | 625 | 1.35
[14 empty] | 625 | 1.35
[14 empty] | 625 | 1.35
[14 empty] | 625 | 1.34
[14 empty] | 625 | 1.33
[14 empty] | 625 | 1.32
[14 empty] | 625 | 1.3
[14 empty] | 625 | 1.28
[14 empty] | 625 | 1.26
[14 empty] | 625 | 1.25
[14 empty] | 625 | 1.24
[14 empty] | 625 | 1.24
[14 empty] | 625 | 1.23
[14 empty] | 625 | 1.23
[14 empty] | 625 | 1.23
[14 empty] | 625 | 1.23
[14 empty] | 625 | 1.23
[14 empty] | 625 | 1.24
[14 empty] | 626 | 1.33
[14 empty] | 626 | 1.33
[14 empty] | 626 | 1.33
[14 empty] | 626 | 1.33
[14 empty] | 626 | 1.33
[14 empty] | 626 | 1.32
[14 empty] | 626 | 1.33
[14 empty] | 626 | 1.32
[14 empty] | 626 | 1.31
[14 empty] | 626 | 1.3
[14 empty] | 626 | 1.29
[14 empty] | 626 | 1.28
[14 empty] | 626 | 1.27
[14 empty] | 626 | 1.27
[14 empty] | 626 | 1.27
[14 empty] | 626 | 1.27
[14 empty] | 626 | 1.27
[14 empty] | 626 | 1.27
[14 empty] | 626 | 1.27
[14 empty] | 626 | 1.27
[14 empty] | 626 | 1.26
[14 empty] | 626 | 1.24
[14 empty] | 626 | 1.23
[14 empty] | 626 | 1.21
[14 empty] | 626 | 1.21
[14 empty] | 626 | 1.2
[14 empty] | 627 | 1.35
[14 empty] | 627 | 1.32
[14 empty] | 627 | 1.32
[14 empty] | 627 | 1.32
[14 empty] | 627 | 1.32
[14 empty] | 627 | 1.31
[14 empty] | 627 | 1.3
[14 empty] | 627 | 1.29
[14 empty] | 627 | 1.31
[14 empty] | 627 | 1.31
[14 empty] | 627 | 1.32
[14 empty] | 627 | 1.32
[14 empty] | 627 | 1.33
[14 empty] | 627 | 1.32
[14 empty] | 627 | 1.32
[14 empty] | 627 | 1.33
[14 empty] | 627 | 1.32
[14 empty] | 627 | 1.31
[14 empty] | 627 | 1.3
[14 empty] | 627 | 1.28
[14 empty] | 627 | 1.27
[14 empty] | 627 | 1.27
[14 empty] | 627 | 1.28
[14 empty] | 627 | 1.3
[14 empty] | 627 | 1.31
[14 empty] | 628 | 1.35
[14 empty] | 628 | 1.26
[14 empty] | 628 | 1.29
[14 empty] | 628 | 1.22
[14 empty] | 628 | 1.29
[14 empty] | 628 | 1.2
[14 empty] | 628 | 1.28
[14 empty] | 628 | 1.16
[14 empty] | 628 | 1.18
[14 empty] | 628 | 1.29
[14 empty] | 628 | 1.17
[14 empty] | 628 | 1.2
[14 empty] | 628 | 1.29
[14 empty] | 628 | 1.05
[14 empty] | 628 | 1.2
[14 empty] | 628 | 1.12
[14 empty] | 628 | 1.23
[14 empty] | 628 | 1.23
[14 empty] | 628 | 1.35
[14 empty] | 628 | 1.35
[14 empty] | 628 | 1.33
[14 empty] | 628 | 1.35
[14 empty] | 628 | 1.35
[14 empty] | 628 | 1.35
[14 empty] | 628 | 1.35
[14 empty] | 628 | 1.35
[14 empty] | 629 | 1.22
[14 empty] | 629 | 1.28
[14 empty] | 629 | 1.23
[14 empty] | 629 | 1.32
[14 empty] | 629 | 1.33
[14 empty] | 629 | 1.32
[14 empty] | 629 | 1.3
[14 empty] | 629 | 1.23
[14 empty] | 629 | 1.33
[14 empty] | 629 | 1.27
[14 empty] | 629 | 1.32
[14 empty] | 629 | 1.35
[14 empty] | 629 | 1.36
[14 empty] | 629 | 1.34
[14 empty] | 629 | 1.29
[14 empty] | 629 | 1.34
[14 empty] | 629 | 1.35
[14 empty] | 629 | 1.35
[14 empty] | 629 | 1.3
[14 empty] | 629 | 1.33
[14 empty] | 629 | 1.35
[14 empty] | 629 | 1.35
[14 empty] | 629 | 1.32
[14 empty] | 629 | 1.35
[14 empty] | 629 | 1.28
[14 empty] | 630 | 1.27
[14 empty] | 630 | 1.16
[14 empty] | 630 | 1.24
[14 empty] | 630 | 1.14
[14 empty] | 630 | 1.24
[14 empty] | 630 | 1.26
[14 empty] | 630 | 1.27
[14 empty] | 630 | 1.29
[14 empty] | 630 | 1.31
[14 empty] | 630 | 1.31
[14 empty] | 630 | 1.19
[14 empty] | 630 | 1.3
[14 empty] | 630 | 1.19
[14 empty] | 630 | 1.3
[14 empty] | 630 | 1.3
[14 empty] | 630 | 1.26
[14 empty] | 630 | 1.32
[14 empty] | 630 | 1.33
[14 empty] | 630 | 1.21
[14 empty] | 630 | 1.34
[14 empty] | 630 | 1.24
[14 empty] | 630 | 1.32
[14 empty] | 630 | 1.35
[14 empty] | 630 | 1.35
[14 empty] | 630 | 1.35
[14 empty] | 631 | 1.31
[14 empty] | 631 | 1.33
[14 empty] | 631 | 1.33
[14 empty] | 631 | 1.33
[14 empty] | 631 | 1.33
[14 empty] | 631 | 1.33
[14 empty] | 631 | 1.26
[14 empty] | 631 | 1.33
[14 empty] | 631 | 1.28
[14 empty] | 631 | 1.33
[14 empty] | 631 | 1.35
[14 empty] | 631 | 1.35
[14 empty] | 631 | 1.35
[14 empty] | 631 | 1.35
[14 empty] | 631 | 1.35
[14 empty] | 631 | 1.35
[14 empty] | 631 | 1.26
[14 empty] | 631 | 1.35
[14 empty] | 631 | 1.26
[14 empty] | 631 | 1.34
[14 empty] | 631 | 1.34
[14 empty] | 631 | 1.34
[14 empty] | 631 | 1.33
[14 empty] | 631 | 1.32
[14 empty] | 631 | 1.3
[14 empty] | 632 | 1.3
[14 empty] | 632 | 1.28
[14 empty] | 632 | 1.29
[14 empty] | 632 | 1.3
[14 empty] | 632 | 1.29
[14 empty] | 632 | 1.31
[14 empty] | 632 | 1.3
[14 empty] | 632 | 1.28
[14 empty] | 632 | 1.19
[14 empty] | 632 | 1.24
[14 empty] | 632 | 1.2
[14 empty] | 632 | 1.22
[14 empty] | 632 | 1.22
[14 empty] | 632 | 1.23
[14 empty] | 632 | 1.19
[14 empty] | 632 | 1.24
[14 empty] | 632 | 1.24
[14 empty] | 632 | 1.19
[14 empty] | 632 | 1.22
[14 empty] | 632 | 1.21
[14 empty] | 632 | 1.17
[14 empty] | 632 | 1.23
[14 empty] | 632 | 1.22
[14 empty] | 632 | 1.28
[14 empty] | 632 | 1.31
[14 empty] | 633 | 1.34
[14 empty] | 633 | 1.33
[14 empty] | 633 | 1.3
[14 empty] | 633 | 1.32
[14 empty] | 633 | 1.32
[14 empty] | 633 | 1.32
[14 empty] | 633 | 1.33
[14 empty] | 633 | 1.33
[14 empty] | 633 | 1.32
[14 empty] | 633 | 1.34
[14 empty] | 633 | 1.33
[14 empty] | 633 | 1.33
[14 empty] | 633 | 1.34
[14 empty] | 633 | 1.34
[14 empty] | 633 | 1.34
[14 empty] | 633 | 1.34
[14 empty] | 633 | 1.33
[14 empty] | 633 | 1.35
[14 empty] | 633 | 1.35
[14 empty] | 633 | 1.35
[14 empty] | 633 | 1.35
[14 empty] | 633 | 1.33
[14 empty] | 633 | 1.33
[14 empty] | 633 | 1.26
[14 empty] | 633 | 1.31
[14 empty] | 634 | 1.29
[14 empty] | 634 | 1.3
[14 empty] | 634 | 1.29
[14 empty] | 634 | 1.33
[14 empty] | 634 | 1.32
[14 empty] | 634 | 1.33
[14 empty] | 634 | 1.33
[14 empty] | 634 | 1.32
[14 empty] | 634 | 1.32
[14 empty] | 634 | 1.31
[14 empty] | 634 | 1.3
[14 empty] | 634 | 1.29
[14 empty] | 634 | 1.29
[14 empty] | 634 | 1.28
[14 empty] | 634 | 1.27
[14 empty] | 634 | 1.26
[14 empty] | 634 | 1.25
[14 empty] | 634 | 1.23
[14 empty] | 634 | 1.25
[14 empty] | 634 | 1.26
[14 empty] | 634 | 1.27
[14 empty] | 634 | 1.29
[14 empty] | 634 | 1.31
[14 empty] | 634 | 1.33
[14 empty] | 634 | 1.32
[14 empty] | 635 | 1.3
[14 empty] | 635 | 1.32
[14 empty] | 635 | 1.32
[14 empty] | 635 | 1.33
[14 empty] | 635 | 1.33
[14 empty] | 635 | 1.34
[14 empty] | 635 | 1.31
[14 empty] | 635 | 1.34
[14 empty] | 635 | 1.34
[14 empty] | 635 | 1.35
[14 empty] | 635 | 1.34
[14 empty] | 635 | 1.34
[14 empty] | 635 | 1.34
[14 empty] | 635 | 1.33
[14 empty] | 635 | 1.31
[14 empty] | 635 | 1.29
[14 empty] | 635 | 1.32
[14 empty] | 635 | 1.32
[14 empty] | 635 | 1.32
[14 empty] | 635 | 1.31
[14 empty] | 635 | 1.3
[14 empty] | 635 | 1.29
[14 empty] | 635 | 1.29
[14 empty] | 635 | 1.29
[14 empty] | 635 | 1.29
[14 empty] | 636 | 1.28
[14 empty] | 636 | 1.28
[14 empty] | 636 | 1.27
[14 empty] | 636 | 1.28
[14 empty] | 636 | 1.28
[14 empty] | 636 | 1.26
[14 empty] | 636 | 1.29
[14 empty] | 636 | 1.29
[14 empty] | 636 | 1.28
[14 empty] | 636 | 1.27
[14 empty] | 636 | 1.25
[14 empty] | 636 | 1.26
[14 empty] | 636 | 1.27
[14 empty] | 636 | 1.28
[14 empty] | 636 | 1.3
[14 empty] | 636 | 1.31
[14 empty] | 636 | 1.31
[14 empty] | 636 | 1.3
[14 empty] | 636 | 1.29
[14 empty] | 636 | 1.28
[14 empty] | 636 | 1.26
[14 empty] | 636 | 1.27
[14 empty] | 636 | 1.27
[14 empty] | 636 | 1.28
[14 empty] | 636 | 1.29
[14 empty] | 637 | 1.34
[14 empty] | 637 | 1.34
[14 empty] | 637 | 1.33
[14 empty] | 637 | 1.31
[14 empty] | 637 | 1.31
[14 empty] | 637 | 1.32
[14 empty] | 637 | 1.32
[14 empty] | 637 | 1.31
[14 empty] | 637 | 1.31
[14 empty] | 637 | 1.31
[14 empty] | 637 | 1.31
[14 empty] | 637 | 1.3
[14 empty] | 637 | 1.32
[14 empty] | 637 | 1.32
[14 empty] | 637 | 1.33
[14 empty] | 637 | 1.33
[14 empty] | 637 | 1.33
[14 empty] | 637 | 1.32
[14 empty] | 637 | 1.32
[14 empty] | 637 | 1.31
[14 empty] | 637 | 1.3
[14 empty] | 637 | 1.29
[14 empty] | 637 | 1.29
[14 empty] | 637 | 1.28
[14 empty] | 638 | 1.34
[14 empty] | 638 | 1.33
[14 empty] | 638 | 1.34
[14 empty] | 638 | 1.33
[14 empty] | 638 | 1.32
[14 empty] | 638 | 1.32
[14 empty] | 638 | 1.32
[14 empty] | 638 | 1.32
[14 empty] | 638 | 1.32
[14 empty] | 638 | 1.32
[14 empty] | 638 | 1.33
[14 empty] | 638 | 1.33
[14 empty] | 638 | 1.34
[14 empty] | 638 | 1.34
[14 empty] | 638 | 1.34
[14 empty] | 638 | 1.35
[14 empty] | 638 | 1.35
[14 empty] | 638 | 1.35
[14 empty] | 638 | 1.35
[14 empty] | 638 | 1.35
[14 empty] | 638 | 1.35
[14 empty] | 638 | 1.35
[14 empty] | 638 | 1.35
[14 empty] | 638 | 1.35
[14 empty] | 638 | 1.34
[14 empty] | 639 | 1.25
[14 empty] | 639 | 1.27
[14 empty] | 639 | 1.29
[14 empty] | 639 | 1.31
[14 empty] | 639 | 1.33
[14 empty] | 639 | 1.34
[14 empty] | 639 | 1.34
[14 empty] | 639 | 1.35
[14 empty] | 639 | 1.34
[14 empty] | 639 | 1.35
[14 empty] | 639 | 1.35
[14 empty] | 639 | 1.35
[14 empty] | 639 | 1.35
[14 empty] | 639 | 1.34
[14 empty] | 639 | 1.34
[14 empty] | 639 | 1.33
[14 empty] | 639 | 1.32
[14 empty] | 639 | 1.31
[14 empty] | 639 | 1.3
[14 empty] | 639 | 1.3
[14 empty] | 639 | 1.3
[14 empty] | 639 | 1.31
[14 empty] | 639 | 1.32
[14 empty] | 639 | 1.33
[14 empty] | 640 | 1.35
[14 empty] | 640 | 1.35
[14 empty] | 640 | 1.34
[14 empty] | 640 | 1.31
[14 empty] | 640 | 1.29
[14 empty] | 640 | 1.26
[14 empty] | 640 | 1.22
[14 empty] | 640 | 1.2
[14 empty] | 640 | 1.21
[14 empty] | 640 | 1.22
[14 empty] | 640 | 1.25
[14 empty] | 640 | 1.29
[14 empty] | 640 | 1.31
[14 empty] | 640 | 1.33
[14 empty] | 640 | 1.34
[14 empty] | 640 | 1.35
[14 empty] | 640 | 1.35
[14 empty] | 640 | 1.35
[14 empty] | 640 | 1.33
[14 empty] | 640 | 1.32
[14 empty] | 640 | 1.3
[14 empty] | 640 | 1.28
[14 empty] | 640 | 1.26
[14 empty] | 640 | 1.25
[14 empty] | 640 | 1.25
[14 empty] | 641 | 1.3
[14 empty] | 641 | 1.28
[14 empty] | 641 | 1.27
[14 empty] | 641 | 1.27
[14 empty] | 641 | 1.27
[14 empty] | 641 | 1.28
[14 empty] | 641 | 1.3
[14 empty] | 641 | 1.31
[14 empty] | 641 | 1.31
[14 empty] | 641 | 1.3
[14 empty] | 641 | 1.29
[14 empty] | 641 | 1.28
[14 empty] | 641 | 1.27
[14 empty] | 641 | 1.28
[14 empty] | 641 | 1.29
[14 empty] | 641 | 1.3
[14 empty] | 641 | 1.32
[14 empty] | 641 | 1.34
[14 empty] | 641 | 1.35
[14 empty] | 641 | 1.35
[14 empty] | 641 | 1.35
[14 empty] | 641 | 1.35
[14 empty] | 641 | 1.35
[14 empty] | 641 | 1.35
[14 empty] | 642 | 1.32
[14 empty] | 642 | 1.3
[14 empty] | 642 | 1.28
[14 empty] | 642 | 1.26
[14 empty] | 642 | 1.24
[14 empty] | 642 | 1.23
[14 empty] | 642 | 1.23
[14 empty] | 642 | 1.24
[14 empty] | 642 | 1.25
[14 empty] | 642 | 1.28
[14 empty] | 642 | 1.29
[14 empty] | 642 | 1.3
[14 empty] | 642 | 1.31
[14 empty] | 642 | 1.31
[14 empty] | 642 | 1.3
[14 empty] | 642 | 1.3
[14 empty] | 642 | 1.3
[14 empty] | 642 | 1.31
[14 empty] | 642 | 1.31
[14 empty] | 642 | 1.31
[14 empty] | 642 | 1.32
[14 empty] | 642 | 1.32
[14 empty] | 642 | 1.32
[14 empty] | 642 | 1.31
[14 empty] | 643 | 1.28
[14 empty] | 643 | 1.29
[14 empty] | 643 | 1.28
[14 empty] | 643 | 1.27
[14 empty] | 643 | 1.26
[14 empty] | 643 | 1.26
[14 empty] | 643 | 1.26
[14 empty] | 643 | 1.29
[14 empty] | 643 | 1.3
[14 empty] | 643 | 1.32
[14 empty] | 643 | 1.34
[14 empty] | 643 | 1.34
[14 empty] | 643 | 1.35
[14 empty] | 643 | 1.34
[14 empty] | 643 | 1.35
[14 empty] | 643 | 1.35
[14 empty] | 643 | 1.34
[14 empty] | 643 | 1.34
[14 empty] | 643 | 1.34
[14 empty] | 643 | 1.33
[14 empty] | 643 | 1.35
[14 empty] | 643 | 1.35
[14 empty] | 643 | 1.34
[14 empty] | 643 | 1.33
[14 empty] | 644 | 1.33
[14 empty] | 644 | 1.33
[14 empty] | 644 | 1.33
[14 empty] | 644 | 1.33
[14 empty] | 644 | 1.32
[14 empty] | 644 | 1.32
[14 empty] | 644 | 1.3
[14 empty] | 644 | 1.27
[14 empty] | 644 | 1.25
[14 empty] | 644 | 1.22
[14 empty] | 644 | 1.22
[14 empty] | 644 | 1.22
[14 empty] | 644 | 1.24
[14 empty] | 644 | 1.27
[14 empty] | 644 | 1.3
[14 empty] | 644 | 1.32
[14 empty] | 644 | 1.33
[14 empty] | 644 | 1.34
[14 empty] | 644 | 1.34
[14 empty] | 644 | 1.34
[14 empty] | 644 | 1.34
[14 empty] | 644 | 1.32
[14 empty] | 644 | 1.33
[14 empty] | 644 | 1.32
[14 empty] | 644 | 1.31
[14 empty] | 645 | 1.33
[14 empty] | 645 | 1.33
[14 empty] | 645 | 1.33
[14 empty] | 645 | 1.32
[14 empty] | 645 | 1.3
[14 empty] | 645 | 1.28
[14 empty] | 645 | 1.27
[14 empty] | 645 | 1.26
[14 empty] | 645 | 1.26
[14 empty] | 645 | 1.26
[14 empty] | 645 | 1.28
[14 empty] | 645 | 1.31
[14 empty] | 645 | 1.32
[14 empty] | 645 | 1.31
[14 empty] | 645 | 1.34
[14 empty] | 645 | 1.34
[14 empty] | 645 | 1.34
[14 empty] | 645 | 1.34
[14 empty] | 645 | 1.34
[14 empty] | 645 | 1.34
[14 empty] | 645 | 1.33
[14 empty] | 645 | 1.33
[14 empty] | 645 | 1.34
[14 empty] | 645 | 1.32
[14 empty] | 646 | 1.19
[14 empty] | 646 | 1.2
[14 empty] | 646 | 1.2
[14 empty] | 646 | 1.17
[14 empty] | 646 | 1.25
[14 empty] | 646 | 1.27
[14 empty] | 646 | 1.3
[14 empty] | 646 | 1.3
[14 empty] | 646 | 1.27
[14 empty] | 646 | 1.33
[14 empty] | 646 | 1.28
[14 empty] | 646 | 1.31
[14 empty] | 646 | 1.33
[14 empty] | 646 | 1.31
[14 empty] | 646 | 1.29
[14 empty] | 646 | 1.26
[14 empty] | 646 | 1.27
[14 empty] | 646 | 1.27
[14 empty] | 646 | 1.27
[14 empty] | 646 | 1.27
[14 empty] | 646 | 1.28
[14 empty] | 646 | 1.31
[14 empty] | 646 | 1.28
[14 empty] | 646 | 1.33
[14 empty] | 647 | 1.27
[14 empty] | 647 | 1.21
[14 empty] | 647 | 1.29
[14 empty] | 647 | 1.28
[14 empty] | 647 | 1.27
[14 empty] | 647 | 1.28
[14 empty] | 647 | 1.29
[14 empty] | 647 | 1.24
[14 empty] | 647 | 1.2
[14 empty] | 647 | 1.3
[14 empty] | 647 | 1.3
[14 empty] | 647 | 1.29
[14 empty] | 647 | 1.24
[14 empty] | 647 | 1.31
[14 empty] | 647 | 1.31
[14 empty] | 647 | 1.26
[14 empty] | 647 | 1.25
[14 empty] | 647 | 1.29
[14 empty] | 647 | 1.29
[14 empty] | 647 | 1.29
[14 empty] | 647 | 1.22
[14 empty] | 647 | 1.25
[14 empty] | 647 | 1.17
[14 empty] | 648 | 1.27
[14 empty] | 648 | 1.27
[14 empty] | 648 | 1.28
[14 empty] | 648 | 1.25
[14 empty] | 648 | 1.3
[14 empty] | 648 | 1.29
[14 empty] | 648 | 1.3
[14 empty] | 648 | 1.18
[14 empty] | 648 | 1.28
[14 empty] | 648 | 1.28
[14 empty] | 648 | 1.34
[14 empty] | 648 | 1.34
[14 empty] | 648 | 1.33
[14 empty] | 648 | 1.27
[14 empty] | 648 | 1.26
[14 empty] | 648 | 1.28
[14 empty] | 648 | 1.29
[14 empty] | 648 | 1.16
[14 empty] | 648 | 1.18
[14 empty] | 648 | 1.2
[14 empty] | 648 | 1.31
[14 empty] | 648 | 1.3
[14 empty] | 648 | 1.32
[14 empty] | 648 | 1.22
[14 empty] | 649 | 1.09
[14 empty] | 649 | 1.24
[14 empty] | 649 | 1.28
[14 empty] | 649 | 1.29
[14 empty] | 649 | 1.3
[14 empty] | 649 | 1.13
[14 empty] | 649 | 1.31
[14 empty] | 649 | 1.33
[14 empty] | 649 | 1.34
[14 empty] | 649 | 1.28
[14 empty] | 649 | 1.34
[14 empty] | 649 | 1.34
[14 empty] | 649 | 1.29
[14 empty] | 649 | 1.3
[14 empty] | 649 | 1.33
[14 empty] | 649 | 1.25
[14 empty] | 649 | 1.33
[14 empty] | 649 | 1.32
[14 empty] | 649 | 1.28
[14 empty] | 649 | 1.32
[14 empty] | 649 | 1.28
[14 empty] | 649 | 1.27
[14 empty] | 649 | 1.16
[14 empty] | 649 | 1.13
[14 empty] | 650 | 1.3
[14 empty] | 650 | 1.3
[14 empty] | 650 | 1.32
[14 empty] | 650 | 1.31
[14 empty] | 650 | 1.3
[14 empty] | 650 | 1.3
[14 empty] | 650 | 1.28
[14 empty] | 650 | 1.27
[14 empty] | 650 | 1.25
[14 empty] | 650 | 1.25
[14 empty] | 650 | 1.25
[14 empty] | 650 | 1.25
[14 empty] | 650 | 1.25
[14 empty] | 650 | 1.15
[14 empty] | 650 | 1.21
[14 empty] | 650 | 1.19
[14 empty] | 650 | 1.16
[14 empty] | 650 | 0.983
[14 empty] | 650 | 1.11
[14 empty] | 650 | 1.12
[14 empty] | 650 | 1.12
[14 empty] | 650 | 1.11
[14 empty] | 650 | 1.17
[14 empty] | 650 | 1.15
[14 empty] | 651 | 1.34
[14 empty] | 651 | 1.28
[14 empty] | 651 | 1.28
[14 empty] | 651 | 1.33
[14 empty] | 651 | 1.33
[14 empty] | 651 | 1.33
[14 empty] | 651 | 1.32
[14 empty] | 651 | 1.32
[14 empty] | 651 | 1.32
[14 empty] | 651 | 1.31
[14 empty] | 651 | 1.24
[14 empty] | 651 | 1.32
[14 empty] | 651 | 1.31
[14 empty] | 651 | 1.33
[14 empty] | 651 | 1.34
[14 empty] | 651 | 1.33
[14 empty] | 651 | 1.32
[14 empty] | 651 | 1.32
[14 empty] | 651 | 1.31
[14 empty] | 651 | 1.3
[14 empty] | 651 | 1.25
[14 empty] | 651 | 1.28
[14 empty] | 651 | 1.27
[14 empty] | 652 | 1.32
[14 empty] | 652 | 1.32
[14 empty] | 652 | 1.29
[14 empty] | 652 | 1.3
[14 empty] | 652 | 1.31
[14 empty] | 652 | 1.31
[14 empty] | 652 | 1.3
[14 empty] | 652 | 1.3
[14 empty] | 652 | 1.19
[14 empty] | 652 | 1.24
[14 empty] | 652 | 1.26
[14 empty] | 652 | 1.28
[14 empty] | 652 | 1.22
[14 empty] | 652 | 1.28
[14 empty] | 652 | 1.18
[14 empty] | 652 | 1.03
[14 empty] | 652 | 1.22
[14 empty] | 652 | 1.22
[14 empty] | 652 | 1.3
[14 empty] | 652 | 1.29
[14 empty] | 652 | 1.14
[14 empty] | 652 | 1.28
[14 empty] | 652 | 1.31
[14 empty] | 652 | 1.33
[14 empty] | 653 | 1.3
[14 empty] | 653 | 1.18
[14 empty] | 653 | 1.31
[14 empty] | 653 | 1.32
[14 empty] | 653 | 1.32
[14 empty] | 653 | 1.29
[14 empty] | 653 | 1.33
[14 empty] | 653 | 1.33
[14 empty] | 653 | 1.33
[14 empty] | 653 | 1.33
[14 empty] | 653 | 1.32
[14 empty] | 653 | 1.32
[14 empty] | 653 | 1.3
[14 empty] | 653 | 1.3
[14 empty] | 653 | 1.31
[14 empty] | 653 | 1.31
[14 empty] | 653 | 1.31
[14 empty] | 653 | 1.3
[14 empty] | 653 | 1.32
[14 empty] | 653 | 1.33
[14 empty] | 653 | 1.33
[14 empty] | 653 | 1.21
[14 empty] | 653 | 1.27
[14 empty] | 654 | 1.31
[14 empty] | 654 | 1.31
[14 empty] | 654 | 1.25
[14 empty] | 654 | 1.31
[14 empty] | 654 | 1.31
[14 empty] | 654 | 1.32
[14 empty] | 654 | 1.3
[14 empty] | 654 | 1.31
[14 empty] | 654 | 1.3
[14 empty] | 654 | 1.3
[14 empty] | 654 | 1.3
[14 empty] | 654 | 1.3
[14 empty] | 654 | 1.3
[14 empty] | 654 | 1.3
[14 empty] | 654 | 1.31
[14 empty] | 654 | 1.26
[14 empty] | 654 | 1.32
[14 empty] | 654 | 1.31
[14 empty] | 654 | 1.31
[14 empty] | 654 | 1.29
[14 empty] | 654 | 1.28
[14 empty] | 654 | 1.22
[14 empty] | 654 | 1.28
[14 empty] | 654 | 1.29
[14 empty] | 655 | 1.26
[14 empty] | 655 | 1.11
[14 empty] | 655 | 1.26
[14 empty] | 655 | 1.28
[14 empty] | 655 | 1.29
[14 empty] | 655 | 1.29
[14 empty] | 655 | 1.29
[14 empty] | 655 | 1.29
[14 empty] | 655 | 1.3
[14 empty] | 655 | 1.28
[14 empty] | 655 | 1.15
[14 empty] | 655 | 1.27
[14 empty] | 655 | 1.19
[14 empty] | 655 | 1.24
[14 empty] | 655 | 1.24
[14 empty] | 655 | 1.23
[14 empty] | 655 | 1.24
[14 empty] | 655 | 1.21
[14 empty] | 655 | 1.26
[14 empty] | 655 | 1.28
[14 empty] | 655 | 1.29
[14 empty] | 655 | 1.12
[14 empty] | 655 | 1.3
[14 empty] | 656 | 0.762
[14 empty] | 656 | 0.758
[14 empty] | 656 | 0.805
[14 empty] | 656 | 0.868
[14 empty] | 656 | 0.909
[14 empty] | 656 | 0.99
[14 empty] | 656 | 1.01
[14 empty] | 656 | 1.09
[14 empty] | 656 | 1.12
[14 empty] | 656 | 1.15
[14 empty] | 656 | 1.15
[14 empty] | 656 | 1.14
[14 empty] | 656 | 1.19
[14 empty] | 656 | 1.12
[14 empty] | 656 | 1.2
[14 empty] | 656 | 1.21
[14 empty] | 656 | 1.21
[14 empty] | 656 | 1.21
[14 empty] | 656 | 1.22
[14 empty] | 656 | 1.23
[14 empty] | 656 | 1.24
[14 empty] | 656 | 1.2
[14 empty] | 656 | 1.26
[14 empty] | 657 | 1.25
[14 empty] | 657 | 1.24
[14 empty] | 657 | 1.14
[14 empty] | 657 | 1.25
[14 empty] | 657 | 1.24
[14 empty] | 657 | 1.22
[14 empty] | 657 | 1.22
[14 empty] | 657 | 1.21
[14 empty] | 657 | 1.19
[14 empty] | 657 | 1.15
[14 empty] | 657 | 1.19
[14 empty] | 657 | 1.19
[14 empty] | 657 | 1.19
[14 empty] | 657 | 1.18
[14 empty] | 657 | 1.16
[14 empty] | 657 | 1.15
[14 empty] | 657 | 1.12
[14 empty] | 657 | 1.08
[14 empty] | 657 | 1.04
[14 empty] | 657 | 0.966
[14 empty] | 657 | 0.809
[14 empty] | 657 | 0.829
[14 empty] | 657 | 0.756
[14 empty] | 658 | 1.31
[14 empty] | 658 | 1.3
[14 empty] | 658 | 1.31
[14 empty] | 658 | 1.31
[14 empty] | 658 | 1.3
[14 empty] | 658 | 1.27
[14 empty] | 658 | 1.3
[14 empty] | 658 | 1.31
[14 empty] | 658 | 1.3
[14 empty] | 658 | 1.31
[14 empty] | 658 | 1.31
[14 empty] | 658 | 1.3
[14 empty] | 658 | 1.3
[14 empty] | 658 | 1.29
[14 empty] | 658 | 1.28
[14 empty] | 658 | 1.27
[14 empty] | 658 | 1.26
[14 empty] | 658 | 1.25
[14 empty] | 658 | 1.08
[14 empty] | 658 | 1.22
[14 empty] | 658 | 1.24
[14 empty] | 658 | 1.23
[14 empty] | 658 | 1.25
[14 empty] | 659 | 1.21
[14 empty] | 659 | 1.23
[14 empty] | 659 | 1.25
[14 empty] | 659 | 1.27
[14 empty] | 659 | 1.29
[14 empty] | 659 | 1.31
[14 empty] | 659 | 1.32
[14 empty] | 659 | 1.32
[14 empty] | 659 | 1.32
[14 empty] | 659 | 1.32
[14 empty] | 659 | 1.3
[14 empty] | 659 | 1.31
[14 empty] | 659 | 1.31
[14 empty] | 659 | 1.29
[14 empty] | 659 | 1.22
[14 empty] | 659 | 1.29
[14 empty] | 659 | 1.27
[14 empty] | 659 | 1.29
[14 empty] | 659 | 1.3
[14 empty] | 659 | 1.31
[14 empty] | 659 | 1.31
[14 empty] | 659 | 1.28
[14 empty] | 659 | 1.29
[14 empty] | 660 | 1.32
[14 empty] | 660 | 1.3
[14 empty] | 660 | 1.32
[14 empty] | 660 | 1.33
[14 empty] | 660 | 1.33
[14 empty] | 660 | 1.32
[14 empty] | 660 | 1.32
[14 empty] | 660 | 1.31
[14 empty] | 660 | 1.26
[14 empty] | 660 | 1.3
[14 empty] | 660 | 1.3
[14 empty] | 660 | 1.3
[14 empty] | 660 | 1.3
[14 empty] | 660 | 1.29
[14 empty] | 660 | 1.3
[14 empty] | 660 | 1.29
[14 empty] | 660 | 1.3
[14 empty] | 660 | 1.28
[14 empty] | 660 | 1.27
[14 empty] | 660 | 1.22
[14 empty] | 660 | 1.22
[14 empty] | 660 | 1.21
[14 empty] | 660 | 1.2
[14 empty] | 661 | 1.32
[14 empty] | 661 | 1.3
[14 empty] | 661 | 1.31
[14 empty] | 661 | 1.31
[14 empty] | 661 | 1.31
[14 empty] | 661 | 1.3
[14 empty] | 661 | 1.28
[14 empty] | 661 | 1.27
[14 empty] | 661 | 1.27
[14 empty] | 661 | 1.27
[14 empty] | 661 | 1.27
[14 empty] | 661 | 1.28
[14 empty] | 661 | 1.3
[14 empty] | 661 | 1.3
[14 empty] | 661 | 1.31
[14 empty] | 661 | 1.32
[14 empty] | 661 | 1.32
[14 empty] | 661 | 1.3
[14 empty] | 661 | 1.31
[14 empty] | 661 | 1.32
[14 empty] | 661 | 1.32
[14 empty] | 661 | 1.32
[14 empty] | 661 | 1.32
[14 empty] | 662 | 1.32
[14 empty] | 662 | 1.32
[14 empty] | 662 | 1.32
[14 empty] | 662 | 1.32
[14 empty] | 662 | 1.32
[14 empty] | 662 | 1.32
[14 empty] | 662 | 1.33
[14 empty] | 662 | 1.33
[14 empty] | 662 | 1.33
[14 empty] | 662 | 1.32
[14 empty] | 662 | 1.33
[14 empty] | 662 | 1.33
[14 empty] | 662 | 1.33
[14 empty] | 662 | 1.32
[14 empty] | 662 | 1.33
[14 empty] | 662 | 1.33
[14 empty] | 662 | 1.33
[14 empty] | 662 | 1.32
[14 empty] | 662 | 1.33
[14 empty] | 662 | 1.33
[14 empty] | 662 | 1.32
[14 empty] | 662 | 1.32
[14 empty] | 662 | 1.32
[14 empty] | 663 | 1.25
[14 empty] | 663 | 1.26
[14 empty] | 663 | 1.27
[14 empty] | 663 | 1.29
[14 empty] | 663 | 1.29
[14 empty] | 663 | 1.3
[14 empty] | 663 | 1.3
[14 empty] | 663 | 1.31
[14 empty] | 663 | 1.31
[14 empty] | 663 | 1.31
[14 empty] | 663 | 1.31
[14 empty] | 663 | 1.31
[14 empty] | 663 | 1.31
[14 empty] | 663 | 1.32
[14 empty] | 663 | 1.32
[14 empty] | 663 | 1.31
[14 empty] | 663 | 1.32
[14 empty] | 663 | 1.32
[14 empty] | 663 | 1.32
[14 empty] | 663 | 1.32
[14 empty] | 663 | 1.32
[14 empty] | 663 | 1.32
[14 empty] | 663 | 1.32
[14 empty] | 664 | 1.28
[14 empty] | 664 | 1.28
[14 empty] | 664 | 1.28
[14 empty] | 664 | 1.3
[14 empty] | 664 | 1.3
[14 empty] | 664 | 1.29
[14 empty] | 664 | 1.3
[14 empty] | 664 | 1.3
[14 empty] | 664 | 1.3
[14 empty] | 664 | 1.3
[14 empty] | 664 | 1.31
[14 empty] | 664 | 1.31
[14 empty] | 664 | 1.31
[14 empty] | 664 | 1.31
[14 empty] | 664 | 1.31
[14 empty] | 664 | 1.31
[14 empty] | 664 | 1.3
[14 empty] | 664 | 1.29
[14 empty] | 664 | 1.27
[14 empty] | 664 | 1.26
[14 empty] | 664 | 1.25
[14 empty] | 664 | 1.25
[14 empty] | 664 | 1.25
[14 empty] | 665 | 1.3
[14 empty] | 665 | 1.31
[14 empty] | 665 | 1.31
[14 empty] | 665 | 1.31
[14 empty] | 665 | 1.32
[14 empty] | 665 | 1.32
[14 empty] | 665 | 1.32
[14 empty] | 665 | 1.32
[14 empty] | 665 | 1.31
[14 empty] | 665 | 1.3
[14 empty] | 665 | 1.3
[14 empty] | 665 | 1.29
[14 empty] | 665 | 1.29
[14 empty] | 665 | 1.29
[14 empty] | 665 | 1.29
[14 empty] | 665 | 1.29
[14 empty] | 665 | 1.3
[14 empty] | 665 | 1.3
[14 empty] | 665 | 1.29
[14 empty] | 665 | 1.29
[14 empty] | 665 | 1.27
[14 empty] | 665 | 1.28
[14 empty] | 666 | 1.24
[14 empty] | 666 | 1.25
[14 empty] | 666 | 1.27
[14 empty] | 666 | 1.28
[14 empty] | 666 | 1.29
[14 empty] | 666 | 1.3
[14 empty] | 666 | 1.3
[14 empty] | 666 | 1.3
[14 empty] | 666 | 1.3
[14 empty] | 666 | 1.31
[14 empty] | 666 | 1.32
[14 empty] | 666 | 1.32
[14 empty] | 666 | 1.32
[14 empty] | 666 | 1.33
[14 empty] | 666 | 1.33
[14 empty] | 666 | 1.32
[14 empty] | 666 | 1.32
[14 empty] | 666 | 1.32
[14 empty] | 666 | 1.31
[14 empty] | 666 | 1.31
[14 empty] | 666 | 1.31
[14 empty] | 666 | 1.31
[14 empty] | 666 | 1.31
[14 empty] | 667 | 1.32
[14 empty] | 667 | 1.32
[14 empty] | 667 | 1.33
[14 empty] | 667 | 1.33
[14 empty] | 667 | 1.32
[14 empty] | 667 | 1.33
[14 empty] | 667 | 1.33
[14 empty] | 667 | 1.32
[14 empty] | 667 | 1.32
[14 empty] | 667 | 1.31
[14 empty] | 667 | 1.31
[14 empty] | 667 | 1.3
[14 empty] | 667 | 1.3
[14 empty] | 667 | 1.29
[14 empty] | 667 | 1.29
[14 empty] | 667 | 1.29
[14 empty] | 667 | 1.28
[14 empty] | 667 | 1.27
[14 empty] | 667 | 1.26
[14 empty] | 667 | 1.25
[14 empty] | 667 | 1.24
[14 empty] | 667 | 1.24
[14 empty] | 668 | 1.32
[14 empty] | 668 | 1.32
[14 empty] | 668 | 1.32
[14 empty] | 668 | 1.32
[14 empty] | 668 | 1.32
[14 empty] | 668 | 1.32
[14 empty] | 668 | 1.31
[14 empty] | 668 | 1.3
[14 empty] | 668 | 1.28
[14 empty] | 668 | 1.26
[14 empty] | 668 | 1.25
[14 empty] | 668 | 1.24
[14 empty] | 668 | 1.24
[14 empty] | 668 | 1.25
[14 empty] | 668 | 1.27
[14 empty] | 668 | 1.29
[14 empty] | 668 | 1.3
[14 empty] | 668 | 1.31
[14 empty] | 668 | 1.32
[14 empty] | 668 | 1.32
[14 empty] | 668 | 1.32
[14 empty] | 668 | 1.32
[14 empty] | 668 | 1.32
[14 empty] | 669 | 1.32
[14 empty] | 669 | 1.32
[14 empty] | 669 | 1.32
[14 empty] | 669 | 1.32
[14 empty] | 669 | 1.32
[14 empty] | 669 | 1.32
[14 empty] | 669 | 1.32
[14 empty] | 669 | 1.32
[14 empty] | 669 | 1.32
[14 empty] | 669 | 1.32
[14 empty] | 669 | 1.31
[14 empty] | 669 | 1.31
[14 empty] | 669 | 1.31
[14 empty] | 669 | 1.31
[14 empty] | 669 | 1.32
[14 empty] | 669 | 1.32
[14 empty] | 669 | 1.32
[14 empty] | 669 | 1.32
[14 empty] | 669 | 1.32
[14 empty] | 669 | 1.32
[14 empty] | 669 | 1.32
[14 empty] | 669 | 1.31
[14 empty] | 670 | 1.3
[14 empty] | 670 | 1.31
[14 empty] | 670 | 1.31
[14 empty] | 670 | 1.32
[14 empty] | 670 | 1.31
[14 empty] | 670 | 1.31
[14 empty] | 670 | 1.3
[14 empty] | 670 | 1.3
[14 empty] | 670 | 1.29
[14 empty] | 670 | 1.29
[14 empty] | 670 | 1.29
[14 empty] | 670 | 1.29
[14 empty] | 670 | 1.28
[14 empty] | 670 | 1.28
[14 empty] | 670 | 1.28
[14 empty] | 670 | 1.28
[14 empty] | 670 | 1.28
[14 empty] | 670 | 1.29
[14 empty] | 670 | 1.3
[14 empty] | 670 | 1.31
[14 empty] | 670 | 1.31
[14 empty] | 670 | 1.32
[14 empty] | 671 | 1.26
[14 empty] | 671 | 1.26
[14 empty] | 671 | 1.27
[14 empty] | 671 | 1.28
[14 empty] | 671 | 1.29
[14 empty] | 671 | 1.3
[14 empty] | 671 | 1.3
[14 empty] | 671 | 1.31
[14 empty] | 671 | 1.31
[14 empty] | 671 | 1.32
[14 empty] | 671 | 1.32
[14 empty] | 671 | 1.32
[14 empty] | 671 | 1.32
[14 empty] | 671 | 1.31
[14 empty] | 671 | 1.31
[14 empty] | 671 | 1.3
[14 empty] | 671 | 1.3
[14 empty] | 671 | 1.29
[14 empty] | 671 | 1.29
[14 empty] | 671 | 1.29
[14 empty] | 671 | 1.29
[14 empty] | 671 | 1.3
[14 empty] | 672 | 1.3
[14 empty] | 672 | 1.3
[14 empty] | 672 | 1.3
[14 empty] | 672 | 1.3
[14 empty] | 672 | 1.31
[14 empty] | 672 | 1.31
[14 empty] | 672 | 1.31
[14 empty] | 672 | 1.31
[14 empty] | 672 | 1.3
[14 empty] | 672 | 1.29
[14 empty] | 672 | 1.28
[14 empty] | 672 | 1.27
[14 empty] | 672 | 1.26
[14 empty] | 672 | 1.25
[14 empty] | 672 | 1.26
[14 empty] | 672 | 1.26
[14 empty] | 672 | 1.27
[14 empty] | 672 | 1.28
[14 empty] | 672 | 1.28
[14 empty] | 672 | 1.27
[14 empty] | 672 | 1.27
[14 empty] | 672 | 1.26
[14 empty] | 672 | 1.25
[14 empty] | 673 | 1.3
[14 empty] | 673 | 1.3
[14 empty] | 673 | 1.3
[14 empty] | 673 | 1.3
[14 empty] | 673 | 1.31
[14 empty] | 673 | 1.31
[14 empty] | 673 | 1.31
[14 empty] | 673 | 1.32
[14 empty] | 673 | 1.31
[14 empty] | 673 | 1.31
[14 empty] | 673 | 1.31
[14 empty] | 673 | 1.3
[14 empty] | 673 | 1.29
[14 empty] | 673 | 1.28
[14 empty] | 673 | 1.28
[14 empty] | 673 | 1.27
[14 empty] | 673 | 1.27
[14 empty] | 673 | 1.28
[14 empty] | 673 | 1.28
[14 empty] | 673 | 1.29
[14 empty] | 673 | 1.29
[14 empty] | 673 | 1.3
[14 empty] | 674 | 1.29
[14 empty] | 674 | 1.3
[14 empty] | 674 | 1.3
[14 empty] | 674 | 1.3
[14 empty] | 674 | 1.3
[14 empty] | 674 | 1.3
[14 empty] | 674 | 1.29
[14 empty] | 674 | 1.29
[14 empty] | 674 | 1.29
[14 empty] | 674 | 1.29
[14 empty] | 674 | 1.29
[14 empty] | 674 | 1.29
[14 empty] | 674 | 1.3
[14 empty] | 674 | 1.3
[14 empty] | 674 | 1.31
[14 empty] | 674 | 1.31
[14 empty] | 674 | 1.31
[14 empty] | 674 | 1.31
[14 empty] | 674 | 1.31
[14 empty] | 674 | 1.31
[14 empty] | 674 | 1.3
[14 empty] | 674 | 1.3
[14 empty] | 675 | 1.29
[14 empty] | 675 | 1.28
[14 empty] | 675 | 1.27
[14 empty] | 675 | 1.27
[14 empty] | 675 | 1.26
[14 empty] | 675 | 1.26
[14 empty] | 675 | 1.26
[14 empty] | 675 | 1.26
[14 empty] | 675 | 1.27
[14 empty] | 675 | 1.28
[14 empty] | 675 | 1.29
[14 empty] | 675 | 1.29
[14 empty] | 675 | 1.3
[14 empty] | 675 | 1.3
[14 empty] | 675 | 1.3
[14 empty] | 675 | 1.3
[14 empty] | 675 | 1.3
[14 empty] | 675 | 1.3
[14 empty] | 675 | 1.29
[14 empty] | 675 | 1.29
[14 empty] | 675 | 1.29
[14 empty] | 675 | 1.29
[14 empty] | 676 | 1.3
[14 empty] | 676 | 1.3
[14 empty] | 676 | 1.3
[14 empty] | 676 | 1.3
[14 empty] | 676 | 1.3
[14 empty] | 676 | 1.3
[14 empty] | 676 | 1.3
[14 empty] | 676 | 1.31
[14 empty] | 676 | 1.31
[14 empty] | 676 | 1.31
[14 empty] | 676 | 1.31
[14 empty] | 676 | 1.31
[14 empty] | 676 | 1.31
[14 empty] | 676 | 1.31
[14 empty] | 676 | 1.31
[14 empty] | 676 | 1.31
[14 empty] | 676 | 1.31
[14 empty] | 676 | 1.31
[14 empty] | 676 | 1.31
[14 empty] | 676 | 1.31
[14 empty] | 676 | 1.3
[14 empty] | 676 | 1.29
[14 empty] | 677 | 1.28
[14 empty] | 677 | 1.28
[14 empty] | 677 | 1.28
[14 empty] | 677 | 1.28
[14 empty] | 677 | 1.28
[14 empty] | 677 | 1.29
[14 empty] | 677 | 1.29
[14 empty] | 677 | 1.29
[14 empty] | 677 | 1.28
[14 empty] | 677 | 1.28
[14 empty] | 677 | 1.27
[14 empty] | 677 | 1.27
[14 empty] | 677 | 1.27
[14 empty] | 677 | 1.27
[14 empty] | 677 | 1.28
[14 empty] | 677 | 1.28
[14 empty] | 677 | 1.29
[14 empty] | 677 | 1.29
[14 empty] | 677 | 1.3
[14 empty] | 677 | 1.3
[14 empty] | 677 | 1.3
[14 empty] | 678 | 1.28
[14 empty] | 678 | 1.28
[14 empty] | 678 | 1.29
[14 empty] | 678 | 1.3
[14 empty] | 678 | 1.3
[14 empty] | 678 | 1.31
[14 empty] | 678 | 1.31
[14 empty] | 678 | 1.3
[14 empty] | 678 | 1.3
[14 empty] | 678 | 1.3
[14 empty] | 678 | 1.3
[14 empty] | 678 | 1.3
[14 empty] | 678 | 1.3
[14 empty] | 678 | 1.3
[14 empty] | 678 | 1.3
[14 empty] | 678 | 1.3
[14 empty] | 678 | 1.31
[14 empty] | 678 | 1.31
[14 empty] | 678 | 1.3
[14 empty] | 678 | 1.3
[14 empty] | 678 | 1.3
[14 empty] | 678 | 1.29
[14 empty] | 679 | 1.28
[14 empty] | 679 | 1.28
[14 empty] | 679 | 1.29
[14 empty] | 679 | 1.29
[14 empty] | 679 | 1.29
[14 empty] | 679 | 1.29
[14 empty] | 679 | 1.29
[14 empty] | 679 | 1.3
[14 empty] | 679 | 1.3
[14 empty] | 679 | 1.3
[14 empty] | 679 | 1.3
[14 empty] | 679 | 1.3
[14 empty] | 679 | 1.29
[14 empty] | 679 | 1.29
[14 empty] | 679 | 1.29
[14 empty] | 679 | 1.28
[14 empty] | 679 | 1.28
[14 empty] | 679 | 1.28
[14 empty] | 679 | 1.27
[14 empty] | 679 | 1.27
[14 empty] | 679 | 1.27
[14 empty] | 679 | 1.27
[14 empty] | 680 | 1.3
[14 empty] | 680 | 1.3
[14 empty] | 680 | 1.3
[14 empty] | 680 | 1.29
[14 empty] | 680 | 1.29
[14 empty] | 680 | 1.29
[14 empty] | 680 | 1.28
[14 empty] | 680 | 1.28
[14 empty] | 680 | 1.28
[14 empty] | 680 | 1.28
[14 empty] | 680 | 1.28
[14 empty] | 680 | 1.28
[14 empty] | 680 | 1.28
[14 empty] | 680 | 1.28
[14 empty] | 680 | 1.28
[14 empty] | 680 | 1.28
[14 empty] | 680 | 1.28
[14 empty] | 680 | 1.28
[14 empty] | 680 | 1.28
[14 empty] | 680 | 1.28
[14 empty] | 680 | 1.28
[14 empty] | 681 | 1.29
[14 empty] | 681 | 1.29
[14 empty] | 681 | 1.3
[14 empty] | 681 | 1.29
[14 empty] | 681 | 1.29
[14 empty] | 681 | 1.28
[14 empty] | 681 | 1.28
[14 empty] | 681 | 1.28
[14 empty] | 681 | 1.28
[14 empty] | 681 | 1.28
[14 empty] | 681 | 1.27
[14 empty] | 681 | 1.27
[14 empty] | 681 | 1.26
[14 empty] | 681 | 1.26
[14 empty] | 681 | 1.26
[14 empty] | 681 | 1.27
[14 empty] | 681 | 1.27
[14 empty] | 681 | 1.28
[14 empty] | 681 | 1.29
[14 empty] | 681 | 1.29
[14 empty] | 681 | 1.29
[14 empty] | 681 | 1.29
[14 empty] | 682 | 1.29
[14 empty] | 682 | 1.28
[14 empty] | 682 | 1.28
[14 empty] | 682 | 1.28
[14 empty] | 682 | 1.27
[14 empty] | 682 | 1.28
[14 empty] | 682 | 1.28
[14 empty] | 682 | 1.28
[14 empty] | 682 | 1.29
[14 empty] | 682 | 1.29
[14 empty] | 682 | 1.29
[14 empty] | 682 | 1.3
[14 empty] | 682 | 1.29
[14 empty] | 682 | 1.29
[14 empty] | 682 | 1.29
[14 empty] | 682 | 1.28
[14 empty] | 682 | 1.28
[14 empty] | 682 | 1.27
[14 empty] | 682 | 1.27
[14 empty] | 682 | 1.27
[14 empty] | 682 | 1.28
[14 empty] | 683 | 1.29
[14 empty] | 683 | 1.3
[14 empty] | 683 | 1.3
[14 empty] | 683 | 1.3
[14 empty] | 683 | 1.3
[14 empty] | 683 | 1.29
[14 empty] | 683 | 1.29
[14 empty] | 683 | 1.28
[14 empty] | 683 | 1.27
[14 empty] | 683 | 1.26
[14 empty] | 683 | 1.26
[14 empty] | 683 | 1.27
[14 empty] | 683 | 1.27
[14 empty] | 683 | 1.28
[14 empty] | 683 | 1.29
[14 empty] | 683 | 1.29
[14 empty] | 683 | 1.29
[14 empty] | 683 | 1.3
[14 empty] | 683 | 1.29
[14 empty] | 683 | 1.3
[14 empty] | 683 | 1.29
[14 empty] | 683 | 1.29
[14 empty] | 684 | 1.22
[14 empty] | 684 | 1.21
[14 empty] | 684 | 1.21
[14 empty] | 684 | 1.22
[14 empty] | 684 | 1.23
[14 empty] | 684 | 1.24
[14 empty] | 684 | 1.25
[14 empty] | 684 | 1.27
[14 empty] | 684 | 1.27
[14 empty] | 684 | 1.28
[14 empty] | 684 | 1.29
[14 empty] | 684 | 1.29
[14 empty] | 684 | 1.29
[14 empty] | 684 | 1.29
[14 empty] | 684 | 1.3
[14 empty] | 684 | 1.3
[14 empty] | 684 | 1.3
[14 empty] | 684 | 1.3
[14 empty] | 684 | 1.3
[14 empty] | 684 | 1.3
[14 empty] | 684 | 1.3
[14 empty] | 685 | 1.26
[14 empty] | 685 | 1.27
[14 empty] | 685 | 1.28
[14 empty] | 685 | 1.28
[14 empty] | 685 | 1.28
[14 empty] | 685 | 1.29
[14 empty] | 685 | 1.29
[14 empty] | 685 | 1.29
[14 empty] | 685 | 1.3
[14 empty] | 685 | 1.3
[14 empty] | 685 | 1.3
[14 empty] | 685 | 1.3
[14 empty] | 685 | 1.3
[14 empty] | 685 | 1.3
[14 empty] | 685 | 1.3
[14 empty] | 685 | 1.29
[14 empty] | 685 | 1.29
[14 empty] | 685 | 1.28
[14 empty] | 685 | 1.26
[14 empty] | 685 | 1.25
[14 empty] | 685 | 1.24
[14 empty] | 685 | 1.23
[14 empty] | 686 | 1.23
[14 empty] | 686 | 1.22
[14 empty] | 686 | 1.22
[14 empty] | 686 | 1.21
[14 empty] | 686 | 1.22
[14 empty] | 686 | 1.23
[14 empty] | 686 | 1.25
[14 empty] | 686 | 1.25
[14 empty] | 686 | 1.25
[14 empty] | 686 | 1.26
[14 empty] | 686 | 1.25
[14 empty] | 686 | 1.25
[14 empty] | 686 | 1.24
[14 empty] | 686 | 1.23
[14 empty] | 686 | 1.22
[14 empty] | 686 | 1.22
[14 empty] | 686 | 1.22
[14 empty] | 686 | 1.22
[14 empty] | 686 | 1.23
[14 empty] | 686 | 1.24
[14 empty] | 686 | 1.25
[14 empty] | 687 | 0.566
[14 empty] | 687 | 0.616
[14 empty] | 687 | 1.08
[14 empty] | 687 | 0.629
[14 empty] | 687 | 0.557
[14 empty] | 687 | 1.12
[14 empty] | 687 | 0.38
[14 empty] | 687 | 1.02
[14 empty] | 687 | 0.407
[14 empty] | 687 | 0.598
[14 empty] | 687 | 0.456
[14 empty] | 687 | 0.741
[14 empty] | 687 | 0.639
[14 empty] | 687 | 1.26
[14 empty] | 687 | 1.28
[14 empty] | 687 | 1.27
[14 empty] | 687 | 1.28
[14 empty] | 687 | 1.28
[14 empty] | 687 | 1.27
[14 empty] | 687 | 1.27
[14 empty] | 687 | 1.25
[14 empty] | 688 | 1.24
[14 empty] | 688 | 1.24
[14 empty] | 688 | 1.25
[14 empty] | 688 | 1.25
[14 empty] | 688 | 1.25
[14 empty] | 688 | 1.25
[14 empty] | 688 | 0.897
[14 empty] | 688 | 1.22
[14 empty] | 688 | 0.762
[14 empty] | 688 | 1.24
[14 empty] | 688 | 1.21
[14 empty] | 688 | 0.728
[14 empty] | 688 | 1.14
[14 empty] | 688 | 0.657
[14 empty] | 688 | 1.2
[14 empty] | 688 | 0.662
[14 empty] | 688 | 1.14
[14 empty] | 688 | 0.604
[14 empty] | 688 | 1.1
[14 empty] | 688 | 0.614
[14 empty] | 688 | 1.14
[14 empty] | 689 | 1.13
[14 empty] | 689 | 0.635
[14 empty] | 689 | 1.23
[14 empty] | 689 | 1.27
[14 empty] | 689 | 1.25
[14 empty] | 689 | 1.21
[14 empty] | 689 | 0.592
[14 empty] | 689 | 1.16
[14 empty] | 689 | 0.643
[14 empty] | 689 | 1.2
[14 empty] | 689 | 1.24
[14 empty] | 689 | 1.23
[14 empty] | 689 | 1.09
[14 empty] | 689 | 0.628
[14 empty] | 689 | 1.13
[14 empty] | 689 | 0.715
[14 empty] | 689 | 1.23
[14 empty] | 689 | 1.26
[14 empty] | 689 | 1.2
[14 empty] | 689 | 0.789
[14 empty] | 689 | 1.24
[14 empty] | 690 | 1.27
[14 empty] | 690 | 1.28
[14 empty] | 690 | 1.27
[14 empty] | 690 | 1.21
[14 empty] | 690 | 0.657
[14 empty] | 690 | 1.16
[14 empty] | 690 | 0.678
[14 empty] | 690 | 1.23
[14 empty] | 690 | 1.26
[14 empty] | 690 | 1.27
[14 empty] | 690 | 1.25
[14 empty] | 690 | 1.22
[14 empty] | 690 | 0.613
[14 empty] | 690 | 1.13
[14 empty] | 690 | 0.637
[14 empty] | 690 | 1.19
[14 empty] | 690 | 1.26
[14 empty] | 690 | 1.24
[14 empty] | 690 | 1.25
[14 empty] | 690 | 1.16
[14 empty] | 690 | 0.557
[14 empty] | 691 | 1.23
[14 empty] | 691 | 1.26
[14 empty] | 691 | 1.26
[14 empty] | 691 | 1.23
[14 empty] | 691 | 1.26
[14 empty] | 691 | 1.26
[14 empty] | 691 | 1.25
[14 empty] | 691 | 0.766
[14 empty] | 691 | 1.22
[14 empty] | 691 | 0.778
[14 empty] | 691 | 1.26
[14 empty] | 691 | 1.26
[14 empty] | 691 | 1.25
[14 empty] | 691 | 1.25
[14 empty] | 691 | 1.22
[14 empty] | 691 | 1.22
[14 empty] | 691 | 0.722
[14 empty] | 691 | 1.16
[14 empty] | 691 | 0.699
[14 empty] | 691 | 1.22
[14 empty] | 691 | 1.26
[14 empty] | 692 | 1.23
[14 empty] | 692 | 1.2
[14 empty] | 692 | 1.25
[14 empty] | 692 | 1.25
[14 empty] | 692 | 1.25
[14 empty] | 692 | 1.26
[14 empty] | 692 | 1.26
[14 empty] | 692 | 1.23
[14 empty] | 692 | 0.939
[14 empty] | 692 | 1.23
[14 empty] | 692 | 0.939
[14 empty] | 692 | 1.21
[14 empty] | 692 | 1.24
[14 empty] | 692 | 1.22
[14 empty] | 692 | 1.23
[14 empty] | 692 | 1.2
[14 empty] | 692 | 1.23
[14 empty] | 692 | 1.22
[14 empty] | 692 | 0.85
[14 empty] | 692 | 1.18
[14 empty] | 692 | 0.841
[14 empty] | 693 | 1.24
[14 empty] | 693 | 1.24
[14 empty] | 693 | 1.09
[14 empty] | 693 | 1.16
[14 empty] | 693 | 1.24
[14 empty] | 693 | 1.22
[14 empty] | 693 | 1.12
[14 empty] | 693 | 0.954
[14 empty] | 693 | 1.15
[14 empty] | 693 | 1.11
[14 empty] | 693 | 1.27
[14 empty] | 693 | 1.27
[14 empty] | 693 | 1.23
[14 empty] | 693 | 1.12
[14 empty] | 693 | 1.25
[14 empty] | 693 | 1.24
[14 empty] | 693 | 1.23
[14 empty] | 693 | 1.21
[14 empty] | 693 | 0.899
[14 empty] | 693 | 1.2
[14 empty] | 693 | 0.889
[14 empty] | 694 | 1.25
[14 empty] | 694 | 1.1
[14 empty] | 694 | 1.03
[14 empty] | 694 | 1.24
[14 empty] | 694 | 1.05
[14 empty] | 694 | 1.2
[14 empty] | 694 | 0.966
[14 empty] | 694 | 1.01
[14 empty] | 694 | 1.26
[14 empty] | 694 | 1.27
[14 empty] | 694 | 1.15
[14 empty] | 694 | 1.03
[14 empty] | 694 | 1.27
[14 empty] | 694 | 1.27
[14 empty] | 694 | 1.27
[14 empty] | 694 | 1.22
[14 empty] | 694 | 1.12
[14 empty] | 694 | 1.25
[14 empty] | 694 | 1.14
[14 empty] | 694 | 1.07
[14 empty] | 694 | 1.08
[14 empty] | 695 | 1.25
[14 empty] | 695 | 1.23
[14 empty] | 695 | 1.23
[14 empty] | 695 | 1.2
[14 empty] | 695 | 1.11
[14 empty] | 695 | 1.25
[14 empty] | 695 | 1.24
[14 empty] | 695 | 1.08
[14 empty] | 695 | 1.11
[14 empty] | 695 | 1.25
[14 empty] | 695 | 1.1
[14 empty] | 695 | 0.862
[14 empty] | 695 | 1.23
[14 empty] | 695 | 1.21
[14 empty] | 695 | 1.23
[14 empty] | 695 | 1.22
[14 empty] | 695 | 1.22
[14 empty] | 695 | 1.22
[14 empty] | 695 | 0.978
[14 empty] | 695 | 1.2
[14 empty] | 696 | 1.27
[14 empty] | 696 | 1.27
[14 empty] | 696 | 1.25
[14 empty] | 696 | 0.906
[14 empty] | 696 | 1.21
[14 empty] | 696 | 1.24
[14 empty] | 696 | 1.23
[14 empty] | 696 | 0.979
[14 empty] | 696 | 1.23
[14 empty] | 696 | 1.24
[14 empty] | 696 | 1.24
[14 empty] | 696 | 1.22
[14 empty] | 696 | 1.24
[14 empty] | 696 | 0.757
[14 empty] | 696 | 1.19
[14 empty] | 696 | 1.22
[14 empty] | 696 | 1.25
[14 empty] | 696 | 1.26
[14 empty] | 696 | 1.24
[14 empty] | 696 | 1.02
[14 empty] | 696 | 1.23
[14 empty] | 697 | 1.26
[14 empty] | 697 | 1.25
[14 empty] | 697 | 1.25
[14 empty] | 697 | 1.22
[14 empty] | 697 | 1.17
[14 empty] | 697 | 1.2
[14 empty] | 697 | 1.26
[14 empty] | 697 | 1.27
[14 empty] | 697 | 1.27
[14 empty] | 697 | 1.27
[14 empty] | 697 | 1.27
[14 empty] | 697 | 1.27
[14 empty] | 697 | 1.27
[14 empty] | 697 | 1.26
[14 empty] | 697 | 1.26
[14 empty] | 697 | 1.26
[14 empty] | 697 | 1.21
[14 empty] | 697 | 1.14
[14 empty] | 697 | 1.25
[14 empty] | 697 | 1.24
[14 empty] | 697 | 1.26
[14 empty] | 698 | 1.26
[14 empty] | 698 | 1.24
[14 empty] | 698 | 1.23
[14 empty] | 698 | 1.13
[14 empty] | 698 | 1.24
[14 empty] | 698 | 1.22
[14 empty] | 698 | 1.22
[14 empty] | 698 | 1.17
[14 empty] | 698 | 1.19
[14 empty] | 698 | 1.2
[14 empty] | 698 | 1.2
[14 empty] | 698 | 1.09
[14 empty] | 698 | 1.22
[14 empty] | 698 | 1.23
[14 empty] | 698 | 1.23
[14 empty] | 698 | 1.25
[14 empty] | 698 | 1.24
[14 empty] | 698 | 1.25
[14 empty] | 698 | 1.26
[14 empty] | 698 | 1.25
[14 empty] | 699 | 1.21
[14 empty] | 699 | 1.26
[14 empty] | 699 | 1.26
[14 empty] | 699 | 1.23
[14 empty] | 699 | 1.21
[14 empty] | 699 | 1.12
[14 empty] | 699 | 1.22
[14 empty] | 699 | 1.25
[14 empty] | 699 | 0.942
[14 empty] | 699 | 1.21
[14 empty] | 699 | 1.24
[14 empty] | 699 | 1.18
[14 empty] | 699 | 1.25
[14 empty] | 699 | 0.995
[14 empty] | 699 | 1.24
[14 empty] | 699 | 1.23
[14 empty] | 699 | 1.26
[14 empty] | 699 | 1.21
[14 empty] | 699 | 1.25
[14 empty] | 699 | 1.27
[14 empty] | 699 | 1.27
[14 empty] | 700 | 1.21
[14 empty] | 700 | 1.17
[14 empty] | 700 | 1.23
[14 empty] | 700 | 1.22
[14 empty] | 700 | 1.19
[14 empty] | 700 | 1.21
[14 empty] | 700 | 1.21
[14 empty] | 700 | 1.16
[14 empty] | 700 | 0.894
[14 empty] | 700 | 1.2
[14 empty] | 700 | 1.15
[14 empty] | 700 | 1.26
[14 empty] | 700 | 1.25
[14 empty] | 700 | 1.27
[14 empty] | 700 | 1.26
[14 empty] | 700 | 1.27
[14 empty] | 700 | 1.26
[14 empty] | 700 | 1.2
[14 empty] | 700 | 1.09
[14 empty] | 700 | 1.04
[14 empty] | 701 | 1.21
[14 empty] | 701 | 1.2
[14 empty] | 701 | 1.2
[14 empty] | 701 | 0.973
[14 empty] | 701 | 1.19
[14 empty] | 701 | 1.23
[14 empty] | 701 | 1.16
[14 empty] | 701 | 1.2
[14 empty] | 701 | 1.24
[14 empty] | 701 | 1.2
[14 empty] | 701 | 1.21
[14 empty] | 701 | 1.21
[14 empty] | 701 | 1.19
[14 empty] | 701 | 1.14
[14 empty] | 701 | 1.17
[14 empty] | 701 | 1.05
[14 empty] | 701 | 0.979
[14 empty] | 701 | 1.08
[14 empty] | 701 | 1.22
[14 empty] | 701 | 1.23
[14 empty] | 702 | 1.19
[14 empty] | 702 | 1.15
[14 empty] | 702 | 1.22
[14 empty] | 702 | 1.21
[14 empty] | 702 | 1.2
[14 empty] | 702 | 1.2
[14 empty] | 702 | 1.23
[14 empty] | 702 | 1.17
[14 empty] | 702 | 1.23
[14 empty] | 702 | 1.19
[14 empty] | 702 | 1.2
[14 empty] | 702 | 1.12
[14 empty] | 702 | 1.16
[14 empty] | 702 | 0.902
[14 empty] | 702 | 1.02
[14 empty] | 702 | 1.13
[14 empty] | 702 | 1.11
[14 empty] | 702 | 1.21
[14 empty] | 702 | 1.21
[14 empty] | 702 | 1.2
[14 empty] | 702 | 1.2
[14 empty] | 703 | 1.25
[14 empty] | 703 | 1.24
[14 empty] | 703 | 1.24
[14 empty] | 703 | 1.25
[14 empty] | 703 | 1.24
[14 empty] | 703 | 1.21
[14 empty] | 703 | 1.21
[14 empty] | 703 | 1.22
[14 empty] | 703 | 1.19
[14 empty] | 703 | 1.23
[14 empty] | 703 | 1.1
[14 empty] | 703 | 0.929
[14 empty] | 703 | 1.06
[14 empty] | 703 | 1.15
[14 empty] | 703 | 1.22
[14 empty] | 703 | 1.22
[14 empty] | 703 | 1.16
[14 empty] | 703 | 1.19
[14 empty] | 703 | 1.19
[14 empty] | 703 | 0.937
[14 empty] | 704 | 1.26
[14 empty] | 704 | 1.25
[14 empty] | 704 | 1.2
[14 empty] | 704 | 1.25
[14 empty] | 704 | 1.24
[14 empty] | 704 | 1.23
[14 empty] | 704 | 0.967
[14 empty] | 704 | 1.14
[14 empty] | 704 | 1.2
[14 empty] | 704 | 1.21
[14 empty] | 704 | 1.19
[14 empty] | 704 | 0.998
[14 empty] | 704 | 1.22
[14 empty] | 704 | 1.24
[14 empty] | 704 | 1.23
[14 empty] | 704 | 1.24
[14 empty] | 704 | 1.24
[14 empty] | 704 | 1.24
[14 empty] | 704 | 1.24
[14 empty] | 704 | 1.25
[14 empty] | 705 | 1.05
[14 empty] | 705 | 1.18
[14 empty] | 705 | 1.21
[14 empty] | 705 | 1.21
[14 empty] | 705 | 1.09
[14 empty] | 705 | 1.21
[14 empty] | 705 | 1.26
[14 empty] | 705 | 1.23
[14 empty] | 705 | 1.25
[14 empty] | 705 | 1.23
[14 empty] | 705 | 1.26
[14 empty] | 705 | 1.22
[14 empty] | 705 | 1.18
[14 empty] | 705 | 1.25
[14 empty] | 705 | 1.25
[14 empty] | 705 | 1.24
[14 empty] | 705 | 1.23
[14 empty] | 705 | 1.22
[14 empty] | 705 | 1.23
[14 empty] | 705 | 1.24
[14 empty] | 706 | 1.22
[14 empty] | 706 | 1.23
[14 empty] | 706 | 1.19
[14 empty] | 706 | 1.23
[14 empty] | 706 | 1.2
[14 empty] | 706 | 1.19
[14 empty] | 706 | 1.21
[14 empty] | 706 | 1.23
[14 empty] | 706 | 1.19
[14 empty] | 706 | 1.18
[14 empty] | 706 | 1.23
[14 empty] | 706 | 1.11
[14 empty] | 706 | 1.2
[14 empty] | 706 | 1.21
[14 empty] | 706 | 1.22
[14 empty] | 706 | 1.23
[14 empty] | 706 | 1.19
[14 empty] | 706 | 1.24
[14 empty] | 706 | 1.21
[14 empty] | 706 | 1.23
[14 empty] | 707 | 1.2
[14 empty] | 707 | 1.18
[14 empty] | 707 | 1.2
[14 empty] | 707 | 1.22
[14 empty] | 707 | 1.2
[14 empty] | 707 | 1.2
[14 empty] | 707 | 1.19
[14 empty] | 707 | 1.17
[14 empty] | 707 | 1.15
[14 empty] | 707 | 1.18
[14 empty] | 707 | 1.16
[14 empty] | 707 | 1.19
[14 empty] | 707 | 1.18
[14 empty] | 707 | 1.2
[14 empty] | 707 | 1.12
[14 empty] | 707 | 1.24
[14 empty] | 707 | 1.19
[14 empty] | 707 | 1.24
[14 empty] | 707 | 1.24
[14 empty] | 707 | 1.18
[14 empty] | 708 | 1.21
[14 empty] | 708 | 1.22
[14 empty] | 708 | 1.24
[14 empty] | 708 | 1.21
[14 empty] | 708 | 1.25
[14 empty] | 708 | 1.25
[14 empty] | 708 | 1.18
[14 empty] | 708 | 1.23
[14 empty] | 708 | 1.2
[14 empty] | 708 | 1.17
[14 empty] | 708 | 1.19
[14 empty] | 708 | 1.25
[14 empty] | 708 | 1.25
[14 empty] | 708 | 1.24
[14 empty] | 708 | 1.24
[14 empty] | 708 | 1.21
[14 empty] | 708 | 1.22
[14 empty] | 708 | 1.25
[14 empty] | 708 | 1.21
[14 empty] | 708 | 1.23
[14 empty] | 709 | 1.23
[14 empty] | 709 | 1.22
[14 empty] | 709 | 1.22
[14 empty] | 709 | 1.18
[14 empty] | 709 | 1.19
[14 empty] | 709 | 1.2
[14 empty] | 709 | 1.18
[14 empty] | 709 | 1.2
[14 empty] | 709 | 1.21
[14 empty] | 709 | 1.12
[14 empty] | 709 | 1.22
[14 empty] | 709 | 1.23
[14 empty] | 709 | 1.22
[14 empty] | 709 | 1.18
[14 empty] | 709 | 1.2
[14 empty] | 709 | 1.2
[14 empty] | 709 | 1.17
[14 empty] | 709 | 1.19
[14 empty] | 709 | 1.21
[14 empty] | 709 | 1.22
[14 empty] | 710 | 1.24
[14 empty] | 710 | 1.2
[14 empty] | 710 | 1.23
[14 empty] | 710 | 1.24
[14 empty] | 710 | 1.21
[14 empty] | 710 | 1.22
[14 empty] | 710 | 1.23
[14 empty] | 710 | 1.21
[14 empty] | 710 | 1.21
[14 empty] | 710 | 1.23
[14 empty] | 710 | 1.21
[14 empty] | 710 | 1.22
[14 empty] | 710 | 1.22
[14 empty] | 710 | 1.22
[14 empty] | 710 | 1.2
[14 empty] | 710 | 1.23
[14 empty] | 710 | 1.21
[14 empty] | 710 | 1.2
[14 empty] | 710 | 1.22
[14 empty] | 710 | 1.21
[14 empty] | 711 | 1.2
[14 empty] | 711 | 1.2
[14 empty] | 711 | 1.17
[14 empty] | 711 | 1.18
[14 empty] | 711 | 1.2
[14 empty] | 711 | 1.2
[14 empty] | 711 | 1.21
[14 empty] | 711 | 1.19
[14 empty] | 711 | 1.2
[14 empty] | 711 | 1.22
[14 empty] | 711 | 1.21
[14 empty] | 711 | 1.23
[14 empty] | 711 | 1.22
[14 empty] | 711 | 1.14
[14 empty] | 711 | 1.21
[14 empty] | 711 | 1.23
[14 empty] | 711 | 1.24
[14 empty] | 711 | 1.23
[14 empty] | 711 | 1.22
[14 empty] | 711 | 1.23
[14 empty] | 712 | 1.16
[14 empty] | 712 | 1.19
[14 empty] | 712 | 1.18
[14 empty] | 712 | 1.2
[14 empty] | 712 | 1.21
[14 empty] | 712 | 1.2
[14 empty] | 712 | 1.2
[14 empty] | 712 | 1.22
[14 empty] | 712 | 1.15
[14 empty] | 712 | 1.22
[14 empty] | 712 | 1.22
[14 empty] | 712 | 1.22
[14 empty] | 712 | 1.22
[14 empty] | 712 | 1.21
[14 empty] | 712 | 1.19
[14 empty] | 712 | 1.22
[14 empty] | 712 | 1.21
[14 empty] | 712 | 1.18
[14 empty] | 712 | 1.21
[14 empty] | 713 | 1.19
[14 empty] | 713 | 1.18
[14 empty] | 713 | 1.16
[14 empty] | 713 | 1.16
[14 empty] | 713 | 1.15
[14 empty] | 713 | 1.15
[14 empty] | 713 | 1.16
[14 empty] | 713 | 1.16
[14 empty] | 713 | 1.2
[14 empty] | 713 | 1.16
[14 empty] | 713 | 1.2
[14 empty] | 713 | 1.22
[14 empty] | 713 | 1.22
[14 empty] | 713 | 1.21
[14 empty] | 713 | 1.21
[14 empty] | 713 | 1.21
[14 empty] | 713 | 1.22
[14 empty] | 713 | 1.2
[14 empty] | 713 | 1.21
[14 empty] | 713 | 1.2
[14 empty] | 714 | 1.15
[14 empty] | 714 | 1.21
[14 empty] | 714 | 1.2
[14 empty] | 714 | 1.22
[14 empty] | 714 | 1.2
[14 empty] | 714 | 1.18
[14 empty] | 714 | 1.22
[14 empty] | 714 | 1.22
[14 empty] | 714 | 1.23
[14 empty] | 714 | 1.22
[14 empty] | 714 | 1.2
[14 empty] | 714 | 1.14
[14 empty] | 714 | 1.23
[14 empty] | 714 | 1.23
[14 empty] | 714 | 1.23
[14 empty] | 714 | 1.22
[14 empty] | 714 | 1.22
[14 empty] | 714 | 1.18
[14 empty] | 714 | 1.21
[14 empty] | 714 | 1.2
[14 empty] | 715 | 1.2
[14 empty] | 715 | 1.2
[14 empty] | 715 | 1.18
[14 empty] | 715 | 1.08
[14 empty] | 715 | 1.11
[14 empty] | 715 | 1.14
[14 empty] | 715 | 1.11
[14 empty] | 715 | 1.14
[14 empty] | 715 | 1.13
[14 empty] | 715 | 1.12
[14 empty] | 715 | 1.02
[14 empty] | 715 | 1.15
[14 empty] | 715 | 1.15
[14 empty] | 715 | 1.16
[14 empty] | 715 | 1.19
[14 empty] | 715 | 1.2
[14 empty] | 715 | 1.21
[14 empty] | 715 | 1.21
[14 empty] | 715 | 1.21
[14 empty] | 716 | 1.13
[14 empty] | 716 | 1.17
[14 empty] | 716 | 1.1
[14 empty] | 716 | 1.2
[14 empty] | 716 | 1.21
[14 empty] | 716 | 1.21
[14 empty] | 716 | 1.21
[14 empty] | 716 | 1.14
[14 empty] | 716 | 1.11
[14 empty] | 716 | 1.22
[14 empty] | 716 | 1.18
[14 empty] | 716 | 1.21
[14 empty] | 716 | 1.2
[14 empty] | 716 | 1.12
[14 empty] | 716 | 1.17
[14 empty] | 716 | 1.18
[14 empty] | 716 | 1.21
[14 empty] | 716 | 1.21
[14 empty] | 716 | 1.17
[14 empty] | 716 | 1.18
[14 empty] | 717 | 0.653
[14 empty] | 717 | 1.08
[14 empty] | 717 | 1.17
[14 empty] | 717 | 1.02
[14 empty] | 717 | 0.836
[14 empty] | 717 | 0.856
[14 empty] | 717 | 1.19
[14 empty] | 717 | 1.11
[14 empty] | 717 | 1.16
[14 empty] | 717 | 0.734
[14 empty] | 717 | 0.921
[14 empty] | 717 | 1.05
[14 empty] | 717 | 1.06
[14 empty] | 717 | 1.04
[14 empty] | 717 | 1.1
[14 empty] | 717 | 1.09
[14 empty] | 717 | 0.965
[14 empty] | 717 | 1.05
[14 empty] | 717 | 1.14
[14 empty] | 718 | 1.11
[14 empty] | 718 | 1.09
[14 empty] | 718 | 0.778
[14 empty] | 718 | 0.55
[14 empty] | 718 | 1.11
[14 empty] | 718 | 1.11
[14 empty] | 718 | 1.11
[14 empty] | 718 | 1.04
[14 empty] | 718 | 1.13
[14 empty] | 718 | 0.962
[14 empty] | 718 | 0.787
[14 empty] | 718 | 0.434
[14 empty] | 718 | 1.04
[14 empty] | 718 | 0.889
[14 empty] | 718 | 0.976
[14 empty] | 718 | 1.13
[14 empty] | 718 | 1.18
[14 empty] | 718 | 0.907
[14 empty] | 718 | 0.761
[14 empty] | 718 | 0.853
[14 empty] | 719 | 1.08
[14 empty] | 719 | 0.871
[14 empty] | 719 | 0.598
[14 empty] | 719 | 0.516
[14 empty] | 719 | 1.08
[14 empty] | 719 | 1.13
[14 empty] | 719 | 1.13
[14 empty] | 719 | 1.05
[14 empty] | 719 | 1.06
[14 empty] | 719 | 1.06
[14 empty] | 719 | 0.51
[14 empty] | 719 | 0.603
[14 empty] | 719 | 0.588
[14 empty] | 719 | 0.627
[14 empty] | 719 | 1.09
[14 empty] | 719 | 0.967
[14 empty] | 719 | 0.222
[14 empty] | 719 | 1.07
[14 empty] | 719 | 1.16
[14 empty] | 720 | 1.09
[14 empty] | 720 | 1.11
[14 empty] | 720 | 0.858
[14 empty] | 720 | 0.475
[14 empty] | 720 | 0.452
[14 empty] | 720 | 1.02
[14 empty] | 720 | 1.16
[14 empty] | 720 | 1.13
[14 empty] | 720 | 0.754
[14 empty] | 720 | 0.839
[14 empty] | 720 | 0.806
[14 empty] | 720 | 1.11
[14 empty] | 720 | 1.12
[14 empty] | 720 | 0.97
[14 empty] | 720 | 1.06
[14 empty] | 720 | 0.8
[14 empty] | 720 | 1.07
[14 empty] | 720 | 0.448
[14 empty] | 720 | 0.966
[14 empty] | 721 | 1.18
[14 empty] | 721 | 1.13
[14 empty] | 721 | 1.02
[14 empty] | 721 | 1.16
[14 empty] | 721 | 1.12
[14 empty] | 721 | 1.09
[14 empty] | 721 | 0.742
[14 empty] | 721 | 1.12
[14 empty] | 721 | 1.09
[14 empty] | 721 | 1.07
[14 empty] | 721 | 1.08
[14 empty] | 721 | 0.868
[14 empty] | 721 | 0.412
[14 empty] | 721 | 1.07
[14 empty] | 721 | 1.12
[14 empty] | 721 | 0.984
[14 empty] | 721 | 0.431
[14 empty] | 721 | 0.938
[14 empty] | 721 | 1.14
[14 empty] | 722 | 1.05
[14 empty] | 722 | 1.14
[14 empty] | 722 | 1.15
[14 empty] | 722 | 1.15
[14 empty] | 722 | 1.16
[14 empty] | 722 | 1.15
[14 empty] | 722 | 1.17
[14 empty] | 722 | 1.14
[14 empty] | 722 | 1.13
[14 empty] | 722 | 1.05
[14 empty] | 722 | 1.15
[14 empty] | 722 | 1.18
[14 empty] | 722 | 0.886
[14 empty] | 722 | 1.13
[14 empty] | 722 | 1.14
[14 empty] | 722 | 1.17
[14 empty] | 722 | 1.15
[14 empty] | 722 | 1.17
[14 empty] | 722 | 1.18
[14 empty] | 722 | 1.19
[14 empty] | 723 | 0.504
[14 empty] | 723 | 0.848
[14 empty] | 723 | 1.15
[14 empty] | 723 | 1.15
[14 empty] | 723 | 1.13
[14 empty] | 723 | 1.18
[14 empty] | 723 | 1.19
[14 empty] | 723 | 1.19
[14 empty] | 723 | 1.17
[14 empty] | 723 | 1.08
[14 empty] | 723 | 0.739
[14 empty] | 723 | 1.08
[14 empty] | 723 | 1.18
[14 empty] | 723 | 1.17
[14 empty] | 723 | 1.16
[14 empty] | 723 | 1.14
[14 empty] | 723 | 1.13
[14 empty] | 723 | 1.02
[14 empty] | 723 | 0.688
[14 empty] | 724 | 1.16
[14 empty] | 724 | 1.17
[14 empty] | 724 | 1.17
[14 empty] | 724 | 1.06
[14 empty] | 724 | 0.299
[14 empty] | 724 | 1
[14 empty] | 724 | 0.913
[14 empty] | 724 | 1.12
[14 empty] | 724 | 1.18
[14 empty] | 724 | 1.09
[14 empty] | 724 | 1.18
[14 empty] | 724 | 1.18
[14 empty] | 724 | 1.04
[14 empty] | 724 | 0.728
[14 empty] | 724 | 1.07
[14 empty] | 724 | 0.455
[14 empty] | 724 | 0.682
[14 empty] | 724 | 1.13
[14 empty] | 724 | 1.08
[14 empty] | 725 | 0.765
[14 empty] | 725 | 0.448
[14 empty] | 725 | 1.11
[14 empty] | 725 | 1.15
[14 empty] | 725 | 1.08
[14 empty] | 725 | 0.89
[14 empty] | 725 | 1.13
[14 empty] | 725 | 0.963
[14 empty] | 725 | 1.15
[14 empty] | 725 | 1.18
[14 empty] | 725 | 1.11
[14 empty] | 725 | 0.81
[14 empty] | 725 | 1.16
[14 empty] | 725 | 1.07
[14 empty] | 725 | 0.703
[14 empty] | 725 | 1.1
[14 empty] | 725 | 1.1
[14 empty] | 725 | 0.588
[14 empty] | 725 | 0.68
[14 empty] | 726 | 0.948
[14 empty] | 726 | 0.962
[14 empty] | 726 | 1.04
[14 empty] | 726 | 0.987
[14 empty] | 726 | 0.893
[14 empty] | 726 | 1.02
[14 empty] | 726 | 1.11
[14 empty] | 726 | 1.14
[14 empty] | 726 | 1.08
[14 empty] | 726 | 0.807
[14 empty] | 726 | 0.885
[14 empty] | 726 | 1.02
[14 empty] | 726 | 1.17
[14 empty] | 726 | 1.16
[14 empty] | 726 | 1.18
[14 empty] | 726 | 1.18
[14 empty] | 726 | 1.15
[14 empty] | 726 | 0.637
[14 empty] | 726 | 0.619
[14 empty] | 727 | 0.437
[14 empty] | 727 | 1.14
[14 empty] | 727 | 1.17
[14 empty] | 727 | 1.18
[14 empty] | 727 | 1.15
[14 empty] | 727 | 0.959
[14 empty] | 727 | 0.878
[14 empty] | 727 | 1.18
[14 empty] | 727 | 1.14
[14 empty] | 727 | 1.13
[14 empty] | 727 | 1.19
[14 empty] | 727 | 1.19
[14 empty] | 727 | 1.17
[14 empty] | 727 | 0.964
[14 empty] | 727 | 0.479
[14 empty] | 727 | 1.02
[14 empty] | 727 | 0.567
[14 empty] | 727 | 1.13
[14 empty] | 727 | 1.05
[14 empty] | 728 | 1.13
[14 empty] | 728 | 0.912
[14 empty] | 728 | 1.14
[14 empty] | 728 | 1.13
[14 empty] | 728 | 0.977
[14 empty] | 728 | 1.16
[14 empty] | 728 | 1.03
[14 empty] | 728 | 1.16
[14 empty] | 728 | 1.03
[14 empty] | 728 | 0.815
[14 empty] | 728 | 0.536
[14 empty] | 728 | 0.689
[14 empty] | 728 | 0.769
[14 empty] | 728 | 1
[14 empty] | 728 | 0.638
[14 empty] | 728 | 1.11
[14 empty] | 728 | 1.13
[14 empty] | 728 | 1.12
[14 empty] | 728 | 1.03
[14 empty] | 729 | 0.907
[14 empty] | 729 | 0.842
[14 empty] | 729 | 0.974
[14 empty] | 729 | 0.83
[14 empty] | 729 | 0.424
[14 empty] | 729 | 0.946
[14 empty] | 729 | 1.08
[14 empty] | 729 | 1.09
[14 empty] | 729 | 0.788
[14 empty] | 729 | 0.967
[14 empty] | 729 | 0.688
[14 empty] | 729 | 1.13
[14 empty] | 729 | 1.14
[14 empty] | 729 | 1.11
[14 empty] | 729 | 1.14
[14 empty] | 729 | 1.13
[14 empty] | 729 | 1.14
[14 empty] | 729 | 1.04
[14 empty] | 730 | 1
[14 empty] | 730 | 0.953
[14 empty] | 730 | 1.16
[14 empty] | 730 | 1.08
[14 empty] | 730 | 1.11
[14 empty] | 730 | 0.82
[14 empty] | 730 | 0.966
[14 empty] | 730 | 1.17
[14 empty] | 730 | 1.09
[14 empty] | 730 | 1.16
[14 empty] | 730 | 1.14
[14 empty] | 730 | 1.17
[14 empty] | 730 | 1.06
[14 empty] | 730 | 1.05
[14 empty] | 730 | 0.865
[14 empty] | 730 | 0.941
[14 empty] | 730 | 1.08
[14 empty] | 730 | 0.971
[14 empty] | 730 | 1.08
[14 empty] | 731 | 0.847
[14 empty] | 731 | 1.1
[14 empty] | 731 | 1.1
[14 empty] | 731 | 0.946
[14 empty] | 731 | 1
[14 empty] | 731 | 0.977
[14 empty] | 731 | 0.664
[14 empty] | 731 | 0.91
[14 empty] | 731 | 1.01
[14 empty] | 731 | 1.12
[14 empty] | 731 | 1.12
[14 empty] | 731 | 1.14
[14 empty] | 731 | 1.14
[14 empty] | 731 | 1.04
[14 empty] | 731 | 1.14
[14 empty] | 731 | 1.09
[14 empty] | 731 | 0.582
[14 empty] | 731 | 1.06
[14 empty] | 731 | 0.71
[14 empty] | 732 | 1.17
[14 empty] | 732 | 1.17
[14 empty] | 732 | 1.16
[14 empty] | 732 | 1.14
[14 empty] | 732 | 1.02
[14 empty] | 732 | 1.15
[14 empty] | 732 | 1.15
[14 empty] | 732 | 1.14
[14 empty] | 732 | 0.645
[14 empty] | 732 | 0.951
[14 empty] | 732 | 1.13
[14 empty] | 732 | 0.81
[14 empty] | 732 | 1.14
[14 empty] | 732 | 1.1
[14 empty] | 732 | 0.9
[14 empty] | 732 | 1.17
[14 empty] | 732 | 1.11
[14 empty] | 732 | 1.17
[14 empty] | 732 | 1.04
[14 empty] | 733 | 1.13
[14 empty] | 733 | 1.16
[14 empty] | 733 | 1.16
[14 empty] | 733 | 0.948
[14 empty] | 733 | 1.14
[14 empty] | 733 | 1.17
[14 empty] | 733 | 1.15
[14 empty] | 733 | 1.16
[14 empty] | 733 | 1.1
[14 empty] | 733 | 1.12
[14 empty] | 733 | 0.869
[14 empty] | 733 | 1.09
[14 empty] | 733 | 1.12
[14 empty] | 733 | 1.14
[14 empty] | 733 | 1.14
[14 empty] | 733 | 1.08
[14 empty] | 733 | 0.989
[14 empty] | 733 | 1.17
[14 empty] | 734 | 1.19
[14 empty] | 734 | 1.19
[14 empty] | 734 | 1.16
[14 empty] | 734 | 1.13
[14 empty] | 734 | 1.18
[14 empty] | 734 | 1.14
[14 empty] | 734 | 1.16
[14 empty] | 734 | 1.19
[14 empty] | 734 | 1.19
[14 empty] | 734 | 1.19
[14 empty] | 734 | 1.18
[14 empty] | 734 | 1.18
[14 empty] | 734 | 1.19
[14 empty] | 734 | 1.14
[14 empty] | 734 | 0.955
[14 empty] | 734 | 1.17
[14 empty] | 734 | 1.16
[14 empty] | 734 | 0.928
[14 empty] | 734 | 0.983
[14 empty] | 735 | 1.14
[14 empty] | 735 | 1.16
[14 empty] | 735 | 1.17
[14 empty] | 735 | 1.17
[14 empty] | 735 | 1.15
[14 empty] | 735 | 1.05
[14 empty] | 735 | 0.924
[14 empty] | 735 | 1.17
[14 empty] | 735 | 1.08
[14 empty] | 735 | 1.17
[14 empty] | 735 | 1.16
[14 empty] | 735 | 1.18
[14 empty] | 735 | 1.18
[14 empty] | 735 | 1.18
[14 empty] | 735 | 1.04
[14 empty] | 735 | 1.11
[14 empty] | 735 | 0.998
[14 empty] | 735 | 1.18
[14 empty] | 736 | 1.14
[14 empty] | 736 | 1.12
[14 empty] | 736 | 1.05
[14 empty] | 736 | 1.08
[14 empty] | 736 | 1.13
[14 empty] | 736 | 1.01
[14 empty] | 736 | 1.17
[14 empty] | 736 | 1.11
[14 empty] | 736 | 1.17
[14 empty] | 736 | 1.16
[14 empty] | 736 | 1.15
[14 empty] | 736 | 1.02
[14 empty] | 736 | 1.05
[14 empty] | 736 | 1.14
[14 empty] | 736 | 1.14
[14 empty] | 736 | 1.09
[14 empty] | 736 | 1.1
[14 empty] | 736 | 1.12
[14 empty] | 736 | 1.11
[14 empty] | 737 | 1.17
[14 empty] | 737 | 1.17
[14 empty] | 737 | 1.04
[14 empty] | 737 | 1.15
[14 empty] | 737 | 1.17
[14 empty] | 737 | 1.15
[14 empty] | 737 | 0.966
[14 empty] | 737 | 1.14
[14 empty] | 737 | 1.05
[14 empty] | 737 | 1.17
[14 empty] | 737 | 1.18
[14 empty] | 737 | 1.15
[14 empty] | 737 | 1.15
[14 empty] | 737 | 1.02
[14 empty] | 737 | 1.15
[14 empty] | 737 | 1.14
[14 empty] | 737 | 0.979
[14 empty] | 737 | 1.12
[14 empty] | 738 | 1.12
[14 empty] | 738 | 1.08
[14 empty] | 738 | 1.14
[14 empty] | 738 | 1.12
[14 empty] | 738 | 1.17
[14 empty] | 738 | 1.15
[14 empty] | 738 | 1.17
[14 empty] | 738 | 1.17
[14 empty] | 738 | 1.1
[14 empty] | 738 | 1.1
[14 empty] | 738 | 1.17
[14 empty] | 738 | 1.18
[14 empty] | 738 | 1.13
[14 empty] | 738 | 1.18
[14 empty] | 738 | 1.18
[14 empty] | 738 | 1.17
[14 empty] | 738 | 1.17
[14 empty] | 738 | 1.12
[14 empty] | 738 | 1.16
[14 empty] | 739 | 1.14
[14 empty] | 739 | 1.15
[14 empty] | 739 | 1.11
[14 empty] | 739 | 1.04
[14 empty] | 739 | 1.12
[14 empty] | 739 | 1.05
[14 empty] | 739 | 1.09
[14 empty] | 739 | 1.1
[14 empty] | 739 | 1.07
[14 empty] | 739 | 1.1
[14 empty] | 739 | 1.09
[14 empty] | 739 | 1.1
[14 empty] | 739 | 1.1
[14 empty] | 739 | 1.12
[14 empty] | 739 | 1.12
[14 empty] | 739 | 1.13
[14 empty] | 739 | 1.12
[14 empty] | 739 | 0.996
[14 empty] | 740 | 1.15
[14 empty] | 740 | 1.14
[14 empty] | 740 | 1.12
[14 empty] | 740 | 1.12
[14 empty] | 740 | 1.13
[14 empty] | 740 | 1.13
[14 empty] | 740 | 1.12
[14 empty] | 740 | 1.15
[14 empty] | 740 | 1.15
[14 empty] | 740 | 1.15
[14 empty] | 740 | 1.1
[14 empty] | 740 | 1.12
[14 empty] | 740 | 1.04
[14 empty] | 740 | 1.15
[14 empty] | 740 | 1.15
[14 empty] | 740 | 1.15
[14 empty] | 740 | 1.14
[14 empty] | 740 | 1.14
[14 empty] | 741 | 1.13
[14 empty] | 741 | 1.13
[14 empty] | 741 | 1.1
[14 empty] | 741 | 1.04
[14 empty] | 741 | 1.07
[14 empty] | 741 | 1.1
[14 empty] | 741 | 1.1
[14 empty] | 741 | 1.11
[14 empty] | 741 | 1.1
[14 empty] | 741 | 1.12
[14 empty] | 741 | 1.14
[14 empty] | 741 | 1.11
[14 empty] | 741 | 1.15
[14 empty] | 741 | 1.15
[14 empty] | 741 | 1.16
[14 empty] | 741 | 1.16
[14 empty] | 741 | 1.14
[14 empty] | 741 | 1.16
[14 empty] | 742 | 1.09
[14 empty] | 742 | 1.1
[14 empty] | 742 | 1.11
[14 empty] | 742 | 1.09
[14 empty] | 742 | 1.13
[14 empty] | 742 | 1.13
[14 empty] | 742 | 1.13
[14 empty] | 742 | 1.13
[14 empty] | 742 | 1.12
[14 empty] | 742 | 1.12
[14 empty] | 742 | 1.11
[14 empty] | 742 | 1.08
[14 empty] | 742 | 1.1
[14 empty] | 742 | 1.08
[14 empty] | 742 | 1.08
[14 empty] | 742 | 1.12
[14 empty] | 742 | 1.13
[14 empty] | 742 | 1.13
[14 empty] | 743 | 1.16
[14 empty] | 743 | 1.16
[14 empty] | 743 | 1.16
[14 empty] | 743 | 1.15
[14 empty] | 743 | 1.16
[14 empty] | 743 | 1.16
[14 empty] | 743 | 1.16
[14 empty] | 743 | 1.17
[14 empty] | 743 | 1.17
[14 empty] | 743 | 1.17
[14 empty] | 743 | 1.18
[14 empty] | 743 | 1.17
[14 empty] | 743 | 1.16
[14 empty] | 743 | 1.12
[14 empty] | 743 | 1.13
[14 empty] | 743 | 1.09
[14 empty] | 743 | 1.1
[14 empty] | 743 | 1.09
[14 empty] | 743 | 1.07
[14 empty] | 744 | 1.12
[14 empty] | 744 | 1.12
[14 empty] | 744 | 1.13
[14 empty] | 744 | 1.12
[14 empty] | 744 | 1.12
[14 empty] | 744 | 1.14
[14 empty] | 744 | 1.15
[14 empty] | 744 | 1.16
[14 empty] | 744 | 1.16
[14 empty] | 744 | 1.16
[14 empty] | 744 | 1.17
[14 empty] | 744 | 1.17
[14 empty] | 744 | 1.17
[14 empty] | 744 | 1.17
[14 empty] | 744 | 1.17
[14 empty] | 744 | 1.17
[14 empty] | 744 | 1.17
[14 empty] | 744 | 1.17
[14 empty] | 745 | 1.15
[14 empty] | 745 | 1.15
[14 empty] | 745 | 1.15
[14 empty] | 745 | 1.15
[14 empty] | 745 | 1.15
[14 empty] | 745 | 1.15
[14 empty] | 745 | 1.15
[14 empty] | 745 | 1.14
[14 empty] | 745 | 1.14
[14 empty] | 745 | 1.13
[14 empty] | 745 | 1.12
[14 empty] | 745 | 1.12
[14 empty] | 745 | 1.11
[14 empty] | 745 | 1.11
[14 empty] | 745 | 1.11
[14 empty] | 745 | 1.11
[14 empty] | 745 | 1.12
[14 empty] | 745 | 1.12
[14 empty] | 746 | 1.12
[14 empty] | 746 | 1.12
[14 empty] | 746 | 1.12
[14 empty] | 746 | 1.13
[14 empty] | 746 | 1.14
[14 empty] | 746 | 1.15
[14 empty] | 746 | 1.16
[14 empty] | 746 | 1.17
[14 empty] | 746 | 1.16
[14 empty] | 746 | 1.17
[14 empty] | 746 | 1.17
[14 empty] | 746 | 1.17
[14 empty] | 746 | 1.17
[14 empty] | 746 | 1.16
[14 empty] | 746 | 1.16
[14 empty] | 746 | 1.16
[14 empty] | 746 | 1.15
[14 empty] | 746 | 1.15
[14 empty] | 747 | 1.14
[14 empty] | 747 | 1.15
[14 empty] | 747 | 1.15
[14 empty] | 747 | 1.16
[14 empty] | 747 | 1.16
[14 empty] | 747 | 1.16
[14 empty] | 747 | 1.16
[14 empty] | 747 | 1.16
[14 empty] | 747 | 1.16
[14 empty] | 747 | 1.16
[14 empty] | 747 | 1.17
[14 empty] | 747 | 1.17
[14 empty] | 747 | 1.17
[14 empty] | 747 | 1.17
[14 empty] | 747 | 1.16
[14 empty] | 747 | 1.16
[14 empty] | 747 | 1.15
[14 empty] | 747 | 1.13
[14 empty] | 748 | 1.14
[14 empty] | 748 | 1.14
[14 empty] | 748 | 1.15
[14 empty] | 748 | 1.15
[14 empty] | 748 | 1.15
[14 empty] | 748 | 1.15
[14 empty] | 748 | 1.15
[14 empty] | 748 | 1.15
[14 empty] | 748 | 1.15
[14 empty] | 748 | 1.15
[14 empty] | 748 | 1.15
[14 empty] | 748 | 1.14
[14 empty] | 748 | 1.14
[14 empty] | 748 | 1.14
[14 empty] | 748 | 1.14
[14 empty] | 748 | 1.14
[14 empty] | 748 | 1.14
[14 empty] | 749 | 1.12
[14 empty] | 749 | 1.13
[14 empty] | 749 | 1.13
[14 empty] | 749 | 1.14
[14 empty] | 749 | 1.14
[14 empty] | 749 | 1.15
[14 empty] | 749 | 1.15
[14 empty] | 749 | 1.16
[14 empty] | 749 | 1.16
[14 empty] | 749 | 1.16
[14 empty] | 749 | 1.16
[14 empty] | 749 | 1.16
[14 empty] | 749 | 1.15
[14 empty] | 749 | 1.15
[14 empty] | 749 | 1.14
[14 empty] | 749 | 1.14
[14 empty] | 749 | 1.14
[14 empty] | 749 | 1.14
[14 empty] | 750 | 1.15
[14 empty] | 750 | 1.15
[14 empty] | 750 | 1.15
[14 empty] | 750 | 1.15
[14 empty] | 750 | 1.15
[14 empty] | 750 | 1.15
[14 empty] | 750 | 1.15
[14 empty] | 750 | 1.15
[14 empty] | 750 | 1.14
[14 empty] | 750 | 1.14
[14 empty] | 750 | 1.13
[14 empty] | 750 | 1.11
[14 empty] | 750 | 1.1
[14 empty] | 750 | 1.1
[14 empty] | 750 | 1.09
[14 empty] | 750 | 1.1
[14 empty] | 750 | 1.11
[14 empty] | 750 | 1.11
[14 empty] | 751 | 1.12
[14 empty] | 751 | 1.1
[14 empty] | 751 | 1.09
[14 empty] | 751 | 1.09
[14 empty] | 751 | 1.09
[14 empty] | 751 | 1.1
[14 empty] | 751 | 1.12
[14 empty] | 751 | 1.13
[14 empty] | 751 | 1.14
[14 empty] | 751 | 1.15
[14 empty] | 751 | 1.15
[14 empty] | 751 | 1.15
[14 empty] | 751 | 1.15
[14 empty] | 751 | 1.15
[14 empty] | 751 | 1.15
[14 empty] | 751 | 1.15
[14 empty] | 751 | 1.15
[14 empty] | 751 | 1.15
[14 empty] | 752 | 1.12
[14 empty] | 752 | 1.13
[14 empty] | 752 | 1.14
[14 empty] | 752 | 1.15
[14 empty] | 752 | 1.15
[14 empty] | 752 | 1.16
[14 empty] | 752 | 1.16
[14 empty] | 752 | 1.16
[14 empty] | 752 | 1.16
[14 empty] | 752 | 1.15
[14 empty] | 752 | 1.15
[14 empty] | 752 | 1.15
[14 empty] | 752 | 1.15
[14 empty] | 752 | 1.15
[14 empty] | 752 | 1.15
[14 empty] | 752 | 1.14
[14 empty] | 752 | 1.13
[14 empty] | 753 | 1.14
[14 empty] | 753 | 1.13
[14 empty] | 753 | 1.13
[14 empty] | 753 | 1.13
[14 empty] | 753 | 1.13
[14 empty] | 753 | 1.14
[14 empty] | 753 | 1.14
[14 empty] | 753 | 1.15
[14 empty] | 753 | 1.15
[14 empty] | 753 | 1.15
[14 empty] | 753 | 1.14
[14 empty] | 753 | 1.13
[14 empty] | 753 | 1.12
[14 empty] | 753 | 1.12
[14 empty] | 753 | 1.11
[14 empty] | 753 | 1.11
[14 empty] | 753 | 1.11
[14 empty] | 753 | 1.11
[14 empty] | 754 | 1.15
[14 empty] | 754 | 1.15
[14 empty] | 754 | 1.15
[14 empty] | 754 | 1.15
[14 empty] | 754 | 1.15
[14 empty] | 754 | 1.15
[14 empty] | 754 | 1.15
[14 empty] | 754 | 1.15
[14 empty] | 754 | 1.16
[14 empty] | 754 | 1.16
[14 empty] | 754 | 1.15
[14 empty] | 754 | 1.15
[14 empty] | 754 | 1.15
[14 empty] | 754 | 1.15
[14 empty] | 754 | 1.15
[14 empty] | 754 | 1.15
[14 empty] | 754 | 1.15
[14 empty] | 754 | 1.14
[14 empty] | 755 | 1.14
[14 empty] | 755 | 1.14
[14 empty] | 755 | 1.15
[14 empty] | 755 | 1.15
[14 empty] | 755 | 1.15
[14 empty] | 755 | 1.15
[14 empty] | 755 | 1.15
[14 empty] | 755 | 1.14
[14 empty] | 755 | 1.14
[14 empty] | 755 | 1.14
[14 empty] | 755 | 1.14
[14 empty] | 755 | 1.15
[14 empty] | 755 | 1.15
[14 empty] | 755 | 1.15
[14 empty] | 755 | 1.15
[14 empty] | 755 | 1.15
[14 empty] | 755 | 1.15
[14 empty] | 756 | 1.13
[14 empty] | 756 | 1.13
[14 empty] | 756 | 1.12
[14 empty] | 756 | 1.12
[14 empty] | 756 | 1.12
[14 empty] | 756 | 1.12
[14 empty] | 756 | 1.12
[14 empty] | 756 | 1.12
[14 empty] | 756 | 1.13
[14 empty] | 756 | 1.13
[14 empty] | 756 | 1.12
[14 empty] | 756 | 1.12
[14 empty] | 756 | 1.12
[14 empty] | 756 | 1.12
[14 empty] | 756 | 1.12
[14 empty] | 756 | 1.12
[14 empty] | 756 | 1.13
[14 empty] | 756 | 1.14
[14 empty] | 757 | 1.14
[14 empty] | 757 | 1.14
[14 empty] | 757 | 1.14
[14 empty] | 757 | 1.13
[14 empty] | 757 | 1.12
[14 empty] | 757 | 1.12
[14 empty] | 757 | 1.12
[14 empty] | 757 | 1.12
[14 empty] | 757 | 1.12
[14 empty] | 757 | 1.13
[14 empty] | 757 | 1.14
[14 empty] | 757 | 1.14
[14 empty] | 757 | 1.14
[14 empty] | 757 | 1.14
[14 empty] | 757 | 1.14
[14 empty] | 757 | 1.14
[14 empty] | 757 | 1.14
[14 empty] | 758 | 1.11
[14 empty] | 758 | 1.12
[14 empty] | 758 | 1.13
[14 empty] | 758 | 1.13
[14 empty] | 758 | 1.14
[14 empty] | 758 | 1.14
[14 empty] | 758 | 1.14
[14 empty] | 758 | 1.14
[14 empty] | 758 | 1.14
[14 empty] | 758 | 1.14
[14 empty] | 758 | 1.14
[14 empty] | 758 | 1.13
[14 empty] | 758 | 1.13
[14 empty] | 758 | 1.13
[14 empty] | 758 | 1.13
[14 empty] | 758 | 1.12
[14 empty] | 758 | 1.13
[14 empty] | 758 | 1.13
[14 empty] | 759 | 1.1
[14 empty] | 759 | 1.11
[14 empty] | 759 | 1.12
[14 empty] | 759 | 1.12
[14 empty] | 759 | 1.12
[14 empty] | 759 | 1.13
[14 empty] | 759 | 1.12
[14 empty] | 759 | 1.12
[14 empty] | 759 | 1.12
[14 empty] | 759 | 1.11
[14 empty] | 759 | 1.1
[14 empty] | 759 | 1.1
[14 empty] | 759 | 1.09
[14 empty] | 759 | 1.09
[14 empty] | 759 | 1.09
[14 empty] | 759 | 1.09
[14 empty] | 759 | 1.1
[14 empty] | 760 | 0.0313
[14 empty] | 760 | 0.0555
[14 empty] | 760 | 0.232
[14 empty] | 760 | 0.0932
[14 empty] | 760 | 0.0463
[14 empty] | 760 | 0.408
[14 empty] | 760 | 0.0858
[14 empty] | 760 | 0.127
[14 empty] | 760 | 0.394
[14 empty] | 760 | 0.0731
[14 empty] | 760 | 0.286
[14 empty] | 760 | 0.18
[14 empty] | 760 | 0.13
[14 empty] | 760 | 0.364
[14 empty] | 760 | 0.434
[14 empty] | 760 | 0.347
[14 empty] | 760 | 1.05
[14 empty] | 761 | 0.292
[14 empty] | 761 | 0.082
[14 empty] | 761 | 0.302
[14 empty] | 761 | 0.486
[14 empty] | 761 | 0.0484
[14 empty] | 761 | 0.191
[14 empty] | 761 | 0.0263
[14 empty] | 761 | 0.247
[14 empty] | 761 | 0.218
[14 empty] | 761 | 0.0698
[14 empty] | 761 | 0.135
[14 empty] | 761 | 0.0499
[14 empty] | 761 | 0.156
[14 empty] | 761 | 0.0581
[14 empty] | 761 | 0.165
[14 empty] | 761 | 0.0412
[14 empty] | 761 | 0.0314
[14 empty] | 761 | 0.23
[14 empty] | 762 | 0.582
[14 empty] | 762 | 0.9
[14 empty] | 762 | 0.679
[14 empty] | 762 | 0.118
[14 empty] | 762 | 0.73
[14 empty] | 762 | 0.888
[14 empty] | 762 | 0.992
[14 empty] | 762 | 1
[14 empty] | 762 | 0.995
[14 empty] | 762 | 0.981
[14 empty] | 762 | 0.914
[14 empty] | 762 | 0.311
[14 empty] | 762 | 0.515
[14 empty] | 762 | 0.133
[14 empty] | 762 | 0.478
[14 empty] | 762 | 0.696
[14 empty] | 762 | 0.139
[14 empty] | 763 | 0.377
[14 empty] | 763 | 0.0222
[14 empty] | 763 | 0.225
[14 empty] | 763 | 0.0375
[14 empty] | 763 | 0.593
[14 empty] | 763 | 0.864
[14 empty] | 763 | 0.742
[14 empty] | 763 | 0.277
[14 empty] | 763 | 0.0776
[14 empty] | 763 | 0.214
[14 empty] | 763 | 0.107
[14 empty] | 763 | 0.659
[14 empty] | 763 | 0.843
[14 empty] | 763 | 0.542
[14 empty] | 763 | 0.0375
[14 empty] | 763 | 0.427
[14 empty] | 763 | 0.0759
[14 empty] | 764 | 0.921
[14 empty] | 764 | 0.944
[14 empty] | 764 | 0.668
[14 empty] | 764 | 0.0528
[14 empty] | 764 | 0.256
[14 empty] | 764 | 0.0477
[14 empty] | 764 | 0.485
[14 empty] | 764 | 0.823
[14 empty] | 764 | 0.927
[14 empty] | 764 | 0.77
[14 empty] | 764 | 0.306
[14 empty] | 764 | 0.0702
[14 empty] | 764 | 0.216
[14 empty] | 764 | 0.0885
[14 empty] | 764 | 0.651
[14 empty] | 764 | 0.878
[14 empty] | 764 | 0.761
[14 empty] | 765 | 1.05
[14 empty] | 765 | 1.01
[14 empty] | 765 | 1.02
[14 empty] | 765 | 0.797
[14 empty] | 765 | 0.123
[14 empty] | 765 | 0.497
[14 empty] | 765 | 0.131
[14 empty] | 765 | 0.784
[14 empty] | 765 | 1.01
[14 empty] | 765 | 0.98
[14 empty] | 765 | 0.998
[14 empty] | 765 | 0.797
[14 empty] | 765 | 0.153
[14 empty] | 765 | 0.306
[14 empty] | 765 | 0.1
[14 empty] | 765 | 0.494
[14 empty] | 765 | 0.934
[14 empty] | 766 | 1.03
[14 empty] | 766 | 1.01
[14 empty] | 766 | 0.963
[14 empty] | 766 | 0.376
[14 empty] | 766 | 0.691
[14 empty] | 766 | 0.356
[14 empty] | 766 | 0.735
[14 empty] | 766 | 0.973
[14 empty] | 766 | 1.02
[14 empty] | 766 | 1
[14 empty] | 766 | 1.01
[14 empty] | 766 | 0.92
[14 empty] | 766 | 0.29
[14 empty] | 766 | 0.571
[14 empty] | 766 | 0.275
[14 empty] | 766 | 0.647
[14 empty] | 766 | 0.981
[14 empty] | 767 | 1.1
[14 empty] | 767 | 0.608
[14 empty] | 767 | 0.969
[14 empty] | 767 | 0.593
[14 empty] | 767 | 1.02
[14 empty] | 767 | 1.09
[14 empty] | 767 | 1.1
[14 empty] | 767 | 1.1
[14 empty] | 767 | 1.08
[14 empty] | 767 | 1.07
[14 empty] | 767 | 0.998
[14 empty] | 767 | 0.421
[14 empty] | 767 | 0.849
[14 empty] | 767 | 0.398
[14 empty] | 767 | 0.943
[14 empty] | 767 | 0.988
[14 empty] | 767 | 1.02
[14 empty] | 768 | 0.836
[14 empty] | 768 | 1.1
[14 empty] | 768 | 1.1
[14 empty] | 768 | 1.1
[14 empty] | 768 | 1.1
[14 empty] | 768 | 1.1
[14 empty] | 768 | 1.1
[14 empty] | 768 | 1.1
[14 empty] | 768 | 0.716
[14 empty] | 768 | 1.04
[14 empty] | 768 | 0.715
[14 empty] | 768 | 1.09
[14 empty] | 768 | 1.12
[14 empty] | 768 | 1.12
[14 empty] | 768 | 1.12
[14 empty] | 768 | 1.12
[14 empty] | 768 | 1.11
[14 empty] | 769 | 1.09
[14 empty] | 769 | 1.09
[14 empty] | 769 | 1.08
[14 empty] | 769 | 1.08
[14 empty] | 769 | 0.897
[14 empty] | 769 | 1.07
[14 empty] | 769 | 0.92
[14 empty] | 769 | 1.1
[14 empty] | 769 | 1.11
[14 empty] | 769 | 1.11
[14 empty] | 769 | 1.12
[14 empty] | 769 | 1.12
[14 empty] | 769 | 1.12
[14 empty] | 769 | 1.12
[14 empty] | 769 | 1.1
[14 empty] | 769 | 0.825
[14 empty] | 769 | 1.08
[14 empty] | 770 | 1.06
[14 empty] | 770 | 1.11
[14 empty] | 770 | 1.1
[14 empty] | 770 | 1.09
[14 empty] | 770 | 1.08
[14 empty] | 770 | 1.07
[14 empty] | 770 | 1.07
[14 empty] | 770 | 1.06
[14 empty] | 770 | 1.08
[14 empty] | 770 | 1.08
[14 empty] | 770 | 0.987
[14 empty] | 770 | 0.998
[14 empty] | 770 | 1.09
[14 empty] | 770 | 1.1
[14 empty] | 770 | 1.11
[14 empty] | 770 | 1.1
[14 empty] | 770 | 1.1
[14 empty] | 771 | 1.07
[14 empty] | 771 | 1.07
[14 empty] | 771 | 1.07
[14 empty] | 771 | 1.04
[14 empty] | 771 | 1.06
[14 empty] | 771 | 1.05
[14 empty] | 771 | 1.08
[14 empty] | 771 | 1.09
[14 empty] | 771 | 1.1
[14 empty] | 771 | 1.11
[14 empty] | 771 | 1.12
[14 empty] | 771 | 1.12
[14 empty] | 771 | 1.12
[14 empty] | 771 | 1.12
[14 empty] | 771 | 1.12
[14 empty] | 771 | 1.06
[14 empty] | 771 | 1.12
[14 empty] | 772 | 1.07
[14 empty] | 772 | 1.07
[14 empty] | 772 | 1.07
[14 empty] | 772 | 1.08
[14 empty] | 772 | 1.08
[14 empty] | 772 | 1.1
[14 empty] | 772 | 1.1
[14 empty] | 772 | 1.1
[14 empty] | 772 | 1.1
[14 empty] | 772 | 1.09
[14 empty] | 772 | 1.1
[14 empty] | 772 | 1.09
[14 empty] | 772 | 1.09
[14 empty] | 772 | 1.09
[14 empty] | 772 | 1.08
[14 empty] | 772 | 1.07
[14 empty] | 772 | 1.08
[14 empty] | 773 | 1.11
[14 empty] | 773 | 1.11
[14 empty] | 773 | 1.11
[14 empty] | 773 | 1.11
[14 empty] | 773 | 1.1
[14 empty] | 773 | 1.1
[14 empty] | 773 | 1.08
[14 empty] | 773 | 1.08
[14 empty] | 773 | 1.08
[14 empty] | 773 | 1.08
[14 empty] | 773 | 1.08
[14 empty] | 773 | 1.07
[14 empty] | 773 | 1.08
[14 empty] | 773 | 1.06
[14 empty] | 773 | 1.07
[14 empty] | 773 | 1.07
[14 empty] | 774 | 1.08
[14 empty] | 774 | 1.09
[14 empty] | 774 | 1.09
[14 empty] | 774 | 1.1
[14 empty] | 774 | 1.1
[14 empty] | 774 | 1.11
[14 empty] | 774 | 1.1
[14 empty] | 774 | 1.11
[14 empty] | 774 | 1.11
[14 empty] | 774 | 1.11
[14 empty] | 774 | 1.11
[14 empty] | 774 | 1.11
[14 empty] | 774 | 1.11
[14 empty] | 774 | 1.1
[14 empty] | 774 | 1.11
[14 empty] | 774 | 1.1
[14 empty] | 774 | 1.11
[14 empty] | 775 | 1.1
[14 empty] | 775 | 1.09
[14 empty] | 775 | 1.08
[14 empty] | 775 | 1.07
[14 empty] | 775 | 1.06
[14 empty] | 775 | 1.04
[14 empty] | 775 | 1.03
[14 empty] | 775 | 1.02
[14 empty] | 775 | 1.02
[14 empty] | 775 | 1.02
[14 empty] | 775 | 1.03
[14 empty] | 775 | 1.04
[14 empty] | 775 | 1.05
[14 empty] | 775 | 1.06
[14 empty] | 775 | 1.07
[14 empty] | 775 | 1.07
[14 empty] | 775 | 1.08
[14 empty] | 776 | 1.1
[14 empty] | 776 | 1.1
[14 empty] | 776 | 1.1
[14 empty] | 776 | 1.1
[14 empty] | 776 | 1.09
[14 empty] | 776 | 1.1
[14 empty] | 776 | 1.1
[14 empty] | 776 | 1.1
[14 empty] | 776 | 1.1
[14 empty] | 776 | 1.1
[14 empty] | 776 | 1.1
[14 empty] | 776 | 1.1
[14 empty] | 776 | 1.1
[14 empty] | 776 | 1.1
[14 empty] | 776 | 1.1
[14 empty] | 776 | 1.1
[14 empty] | 777 | 1.06
[14 empty] | 777 | 1.07
[14 empty] | 777 | 1.07
[14 empty] | 777 | 1.08
[14 empty] | 777 | 1.09
[14 empty] | 777 | 1.09
[14 empty] | 777 | 1.1
[14 empty] | 777 | 1.1
[14 empty] | 777 | 1.1
[14 empty] | 777 | 1.1
[14 empty] | 777 | 1.1
[14 empty] | 777 | 1.1
[14 empty] | 777 | 1.1
[14 empty] | 777 | 1.1
[14 empty] | 777 | 1.1
[14 empty] | 777 | 1.1
[14 empty] | 777 | 1.1
[14 empty] | 778 | 1.1
[14 empty] | 778 | 1.1
[14 empty] | 778 | 1.1
[14 empty] | 778 | 1.1
[14 empty] | 778 | 1.1
[14 empty] | 778 | 1.1
[14 empty] | 778 | 1.1
[14 empty] | 778 | 1.1
[14 empty] | 778 | 1.09
[14 empty] | 778 | 1.09
[14 empty] | 778 | 1.08
[14 empty] | 778 | 1.08
[14 empty] | 778 | 1.07
[14 empty] | 778 | 1.07
[14 empty] | 778 | 1.06
[14 empty] | 778 | 1.06
[14 empty] | 779 | 1.1
[14 empty] | 779 | 1.09
[14 empty] | 779 | 1.09
[14 empty] | 779 | 1.09
[14 empty] | 779 | 1.08
[14 empty] | 779 | 1.08
[14 empty] | 779 | 1.08
[14 empty] | 779 | 1.08
[14 empty] | 779 | 1.08
[14 empty] | 779 | 1.09
[14 empty] | 779 | 1.09
[14 empty] | 779 | 1.1
[14 empty] | 779 | 1.1
[14 empty] | 779 | 1.1
[14 empty] | 779 | 1.1
[14 empty] | 779 | 1.1
[14 empty] | 779 | 1.1
[14 empty] | 780 | 1.09
[14 empty] | 780 | 1.09
[14 empty] | 780 | 1.08
[14 empty] | 780 | 1.08
[14 empty] | 780 | 1.07
[14 empty] | 780 | 1.07
[14 empty] | 780 | 1.06
[14 empty] | 780 | 1.06
[14 empty] | 780 | 1.06
[14 empty] | 780 | 1.07
[14 empty] | 780 | 1.07
[14 empty] | 780 | 1.08
[14 empty] | 780 | 1.09
[14 empty] | 780 | 1.09
[14 empty] | 780 | 1.1
[14 empty] | 780 | 1.1
[14 empty] | 781 | 1.08
[14 empty] | 781 | 1.07
[14 empty] | 781 | 1.07
[14 empty] | 781 | 1.06
[14 empty] | 781 | 1.06
[14 empty] | 781 | 1.06
[14 empty] | 781 | 1.07
[14 empty] | 781 | 1.07
[14 empty] | 781 | 1.07
[14 empty] | 781 | 1.08
[14 empty] | 781 | 1.08
[14 empty] | 781 | 1.09
[14 empty] | 781 | 1.09
[14 empty] | 781 | 1.09
[14 empty] | 781 | 1.09
[14 empty] | 781 | 1.09
[14 empty] | 781 | 1.09
[14 empty] | 782 | 1.09
[14 empty] | 782 | 1.09
[14 empty] | 782 | 1.09
[14 empty] | 782 | 1.09
[14 empty] | 782 | 1.09
[14 empty] | 782 | 1.09
[14 empty] | 782 | 1.09
[14 empty] | 782 | 1.09
[14 empty] | 782 | 1.09
[14 empty] | 782 | 1.09
[14 empty] | 782 | 1.09
[14 empty] | 782 | 1.09
[14 empty] | 782 | 1.09
[14 empty] | 782 | 1.09
[14 empty] | 782 | 1.09
[14 empty] | 782 | 1.08
[14 empty] | 783 | 1.04
[14 empty] | 783 | 1.04
[14 empty] | 783 | 1.05
[14 empty] | 783 | 1.06
[14 empty] | 783 | 1.07
[14 empty] | 783 | 1.08
[14 empty] | 783 | 1.08
[14 empty] | 783 | 1.08
[14 empty] | 783 | 1.08
[14 empty] | 783 | 1.08
[14 empty] | 783 | 1.08
[14 empty] | 783 | 1.08
[14 empty] | 783 | 1.08
[14 empty] | 783 | 1.09
[14 empty] | 783 | 1.09
[14 empty] | 783 | 1.09
[14 empty] | 784 | 1.08
[14 empty] | 784 | 1.08
[14 empty] | 784 | 1.08
[14 empty] | 784 | 1.08
[14 empty] | 784 | 1.08
[14 empty] | 784 | 1.08
[14 empty] | 784 | 1.08
[14 empty] | 784 | 1.08
[14 empty] | 784 | 1.07
[14 empty] | 784 | 1.07
[14 empty] | 784 | 1.06
[14 empty] | 784 | 1.06
[14 empty] | 784 | 1.05
[14 empty] | 784 | 1.05
[14 empty] | 784 | 1.04
[14 empty] | 784 | 1.04
[14 empty] | 784 | 1.04
[14 empty] | 785 | 1.07
[14 empty] | 785 | 1.07
[14 empty] | 785 | 1.07
[14 empty] | 785 | 1.06
[14 empty] | 785 | 1.07
[14 empty] | 785 | 1.07
[14 empty] | 785 | 1.07
[14 empty] | 785 | 1.08
[14 empty] | 785 | 1.08
[14 empty] | 785 | 1.08
[14 empty] | 785 | 1.07
[14 empty] | 785 | 1.08
[14 empty] | 785 | 1.08
[14 empty] | 785 | 1.08
[14 empty] | 785 | 1.08
[14 empty] | 785 | 1.08
[14 empty] | 786 | 1.08
[14 empty] | 786 | 1.08
[14 empty] | 786 | 1.08
[14 empty] | 786 | 1.07
[14 empty] | 786 | 1.08
[14 empty] | 786 | 1.07
[14 empty] | 786 | 1.06
[14 empty] | 786 | 1.06
[14 empty] | 786 | 1.04
[14 empty] | 786 | 1.04
[14 empty] | 786 | 1.03
[14 empty] | 786 | 1.03
[14 empty] | 786 | 1.04
[14 empty] | 786 | 1.03
[14 empty] | 786 | 1.05
[14 empty] | 786 | 1.06
[14 empty] | 787 | 1.07
[14 empty] | 787 | 1.07
[14 empty] | 787 | 1.07
[14 empty] | 787 | 1.05
[14 empty] | 787 | 1.02
[14 empty] | 787 | 1.07
[14 empty] | 787 | 1.07
[14 empty] | 787 | 1.08
[14 empty] | 787 | 1.08
[14 empty] | 787 | 1.06
[14 empty] | 787 | 1.03
[14 empty] | 787 | 1.06
[14 empty] | 787 | 1.08
[14 empty] | 787 | 1.05
[14 empty] | 787 | 1.08
[14 empty] | 787 | 1.06
[14 empty] | 788 | 1.06
[14 empty] | 788 | 1.04
[14 empty] | 788 | 1.06
[14 empty] | 788 | 0.996
[14 empty] | 788 | 1.03
[14 empty] | 788 | 1.06
[14 empty] | 788 | 1.06
[14 empty] | 788 | 1.06
[14 empty] | 788 | 1.06
[14 empty] | 788 | 0.967
[14 empty] | 788 | 1.03
[14 empty] | 788 | 1.03
[14 empty] | 788 | 1.06
[14 empty] | 788 | 1.07
[14 empty] | 788 | 1.07
[14 empty] | 788 | 1.03
[14 empty] | 789 | 1.06
[14 empty] | 789 | 0.973
[14 empty] | 789 | 1.03
[14 empty] | 789 | 1.06
[14 empty] | 789 | 1.07
[14 empty] | 789 | 1.01
[14 empty] | 789 | 1.06
[14 empty] | 789 | 1.05
[14 empty] | 789 | 0.994
[14 empty] | 789 | 1.03
[14 empty] | 789 | 1.05
[14 empty] | 789 | 1.07
[14 empty] | 789 | 1.03
[14 empty] | 789 | 1.07
[14 empty] | 789 | 1.07
[14 empty] | 789 | 1.06
[14 empty] | 790 | 1.05
[14 empty] | 790 | 0.853
[14 empty] | 790 | 0.995
[14 empty] | 790 | 1.05
[14 empty] | 790 | 1.06
[14 empty] | 790 | 1.04
[14 empty] | 790 | 1.06
[14 empty] | 790 | 1.06
[14 empty] | 790 | 1.06
[14 empty] | 790 | 1.06
[14 empty] | 790 | 0.913
[14 empty] | 790 | 0.944
[14 empty] | 790 | 1.03
[14 empty] | 790 | 1.06
[14 empty] | 790 | 0.945
[14 empty] | 790 | 1.06
[14 empty] | 791 | 1.02
[14 empty] | 791 | 0.997
[14 empty] | 791 | 1.03
[14 empty] | 791 | 0.972
[14 empty] | 791 | 1.04
[14 empty] | 791 | 0.977
[14 empty] | 791 | 0.885
[14 empty] | 791 | 1.06
[14 empty] | 791 | 1.05
[14 empty] | 791 | 1.07
[14 empty] | 791 | 1.06
[14 empty] | 791 | 1.07
[14 empty] | 791 | 1.07
[14 empty] | 791 | 1.07
[14 empty] | 791 | 1.05
[14 empty] | 791 | 1.01
[14 empty] | 792 | 1.05
[14 empty] | 792 | 1.05
[14 empty] | 792 | 1.03
[14 empty] | 792 | 0.874
[14 empty] | 792 | 1.04
[14 empty] | 792 | 1.03
[14 empty] | 792 | 1.03
[14 empty] | 792 | 1.02
[14 empty] | 792 | 0.947
[14 empty] | 792 | 1
[14 empty] | 792 | 1.03
[14 empty] | 792 | 0.95
[14 empty] | 792 | 1.04
[14 empty] | 792 | 1.03
[14 empty] | 792 | 1.03
[14 empty] | 792 | 1.02
[14 empty] | 793 | 1.01
[14 empty] | 793 | 0.965
[14 empty] | 793 | 1.01
[14 empty] | 793 | 1.02
[14 empty] | 793 | 1.01
[14 empty] | 793 | 0.978
[14 empty] | 793 | 0.87
[14 empty] | 793 | 1.03
[14 empty] | 793 | 1.05
[14 empty] | 793 | 1.06
[14 empty] | 793 | 1.06
[14 empty] | 793 | 1.05
[14 empty] | 793 | 1.05
[14 empty] | 793 | 0.924
[14 empty] | 793 | 1.05
[14 empty] | 793 | 1.06
[14 empty] | 794 | 1
[14 empty] | 794 | 0.981
[14 empty] | 794 | 1.03
[14 empty] | 794 | 1.03
[14 empty] | 794 | 1.03
[14 empty] | 794 | 1.02
[14 empty] | 794 | 1.01
[14 empty] | 794 | 1.01
[14 empty] | 794 | 1.01
[14 empty] | 794 | 0.999
[14 empty] | 794 | 1.01
[14 empty] | 794 | 1.02
[14 empty] | 794 | 1.02
[14 empty] | 794 | 1.03
[14 empty] | 794 | 1.02
[14 empty] | 794 | 1.02
[14 empty] | 795 | 1.05
[14 empty] | 795 | 1.05
[14 empty] | 795 | 1.01
[14 empty] | 795 | 1.01
[14 empty] | 795 | 1.05
[14 empty] | 795 | 1.05
[14 empty] | 795 | 1.04
[14 empty] | 795 | 1.03
[14 empty] | 795 | 0.969
[14 empty] | 795 | 0.998
[14 empty] | 795 | 0.997
[14 empty] | 795 | 0.989
[14 empty] | 795 | 0.984
[14 empty] | 795 | 0.987
[14 empty] | 795 | 0.995
[14 empty] | 795 | 1
[14 empty] | 796 | 0.921
[14 empty] | 796 | 1.04
[14 empty] | 796 | 0.972
[14 empty] | 796 | 0.914
[14 empty] | 796 | 0.972
[14 empty] | 796 | 1.04
[14 empty] | 796 | 1.02
[14 empty] | 796 | 0.886
[14 empty] | 796 | 1.03
[14 empty] | 796 | 1.04
[14 empty] | 796 | 1.01
[14 empty] | 796 | 1.03
[14 empty] | 796 | 1.04
[14 empty] | 796 | 1.04
[14 empty] | 796 | 0.997
[14 empty] | 796 | 1.05
[14 empty] | 797 | 1.03
[14 empty] | 797 | 0.945
[14 empty] | 797 | 1.04
[14 empty] | 797 | 1.05
[14 empty] | 797 | 1.04
[14 empty] | 797 | 1.04
[14 empty] | 797 | 0.988
[14 empty] | 797 | 0.941
[14 empty] | 797 | 1.05
[14 empty] | 797 | 1.05
[14 empty] | 797 | 1.05
[14 empty] | 797 | 1.05
[14 empty] | 797 | 1.02
[14 empty] | 797 | 0.969
[14 empty] | 797 | 0.926
[14 empty] | 798 | 1.05
[14 empty] | 798 | 1.04
[14 empty] | 798 | 1.04
[14 empty] | 798 | 1
[14 empty] | 798 | 1
[14 empty] | 798 | 1.05
[14 empty] | 798 | 1.05
[14 empty] | 798 | 1.05
[14 empty] | 798 | 1.05
[14 empty] | 798 | 1.03
[14 empty] | 798 | 1.04
[14 empty] | 798 | 1.04
[14 empty] | 798 | 1.01
[14 empty] | 798 | 1.01
[14 empty] | 798 | 1.04
[14 empty] | 798 | 1.04
[14 empty] | 799 | 1.05
[14 empty] | 799 | 1.05
[14 empty] | 799 | 1.05
[14 empty] | 799 | 0.992
[14 empty] | 799 | 1.05
[14 empty] | 799 | 1.05
[14 empty] | 799 | 1.05
[14 empty] | 799 | 1.02
[14 empty] | 799 | 1.04
[14 empty] | 799 | 1.04
[14 empty] | 799 | 0.984
[14 empty] | 799 | 1.04
[14 empty] | 799 | 1.04
[14 empty] | 799 | 0.933
[14 empty] | 799 | 1.02
[14 empty] | 799 | 1.05
[14 empty] | 800 | 1.03
[14 empty] | 800 | 1.01
[14 empty] | 800 | 0.991
[14 empty] | 800 | 0.861
[14 empty] | 800 | 0.989
[14 empty] | 800 | 0.978
[14 empty] | 800 | 0.896
[14 empty] | 800 | 0.999
[14 empty] | 800 | 1.02
[14 empty] | 800 | 1.01
[14 empty] | 800 | 1.02
[14 empty] | 800 | 1.03
[14 empty] | 800 | 1.04
[14 empty] | 800 | 1.01
[14 empty] | 800 | 1.04
[14 empty] | 801 | 0.986
[14 empty] | 801 | 1.03
[14 empty] | 801 | 1.03
[14 empty] | 801 | 1
[14 empty] | 801 | 1.04
[14 empty] | 801 | 1.04
[14 empty] | 801 | 1.04
[14 empty] | 801 | 0.965
[14 empty] | 801 | 0.823
[14 empty] | 801 | 1.02
[14 empty] | 801 | 1.04
[14 empty] | 801 | 1.04
[14 empty] | 801 | 1.01
[14 empty] | 801 | 1.04
[14 empty] | 801 | 1.01
[14 empty] | 801 | 1.03
[14 empty] | 802 | 0.994
[14 empty] | 802 | 1.03
[14 empty] | 802 | 0.965
[14 empty] | 802 | 1.03
[14 empty] | 802 | 1.04
[14 empty] | 802 | 1.04
[14 empty] | 802 | 1.02
[14 empty] | 802 | 0.994
[14 empty] | 802 | 1.03
[14 empty] | 802 | 1.03
[14 empty] | 802 | 1.04
[14 empty] | 802 | 1.04
[14 empty] | 802 | 1.02
[14 empty] | 802 | 0.985
[14 empty] | 802 | 0.887
[14 empty] | 803 | 1.04
[14 empty] | 803 | 1.04
[14 empty] | 803 | 1.02
[14 empty] | 803 | 1.03
[14 empty] | 803 | 1.02
[14 empty] | 803 | 0.994
[14 empty] | 803 | 0.911
[14 empty] | 803 | 0.92
[14 empty] | 803 | 0.99
[14 empty] | 803 | 0.989
[14 empty] | 803 | 0.98
[14 empty] | 803 | 0.994
[14 empty] | 803 | 1.02
[14 empty] | 803 | 0.959
[14 empty] | 803 | 0.973
[14 empty] | 803 | 0.992
[14 empty] | 804 | 0.994
[14 empty] | 804 | 1.03
[14 empty] | 804 | 1.04
[14 empty] | 804 | 1.04
[14 empty] | 804 | 0.969
[14 empty] | 804 | 1.04
[14 empty] | 804 | 1.04
[14 empty] | 804 | 1.02
[14 empty] | 804 | 1.02
[14 empty] | 804 | 0.926
[14 empty] | 804 | 1.02
[14 empty] | 804 | 0.997
[14 empty] | 804 | 0.943
[14 empty] | 804 | 0.96
[14 empty] | 804 | 1.03
[14 empty] | 805 | 0.989
[14 empty] | 805 | 1.02
[14 empty] | 805 | 1.02
[14 empty] | 805 | 1.02
[14 empty] | 805 | 1.01
[14 empty] | 805 | 0.984
[14 empty] | 805 | 0.988
[14 empty] | 805 | 0.985
[14 empty] | 805 | 0.977
[14 empty] | 805 | 0.964
[14 empty] | 805 | 0.967
[14 empty] | 805 | 0.893
[14 empty] | 805 | 0.989
[14 empty] | 805 | 0.935
[14 empty] | 805 | 0.988
[14 empty] | 805 | 0.955
[14 empty] | 806 | 1.01
[14 empty] | 806 | 1.03
[14 empty] | 806 | 1.03
[14 empty] | 806 | 1.02
[14 empty] | 806 | 1
[14 empty] | 806 | 1.02
[14 empty] | 806 | 1.03
[14 empty] | 806 | 1.03
[14 empty] | 806 | 1.03
[14 empty] | 806 | 1.03
[14 empty] | 806 | 1.03
[14 empty] | 806 | 1.01
[14 empty] | 806 | 0.999
[14 empty] | 806 | 1.02
[14 empty] | 806 | 1.01
[14 empty] | 807 | 1.01
[14 empty] | 807 | 1.01
[14 empty] | 807 | 0.996
[14 empty] | 807 | 1
[14 empty] | 807 | 0.934
[14 empty] | 807 | 1.01
[14 empty] | 807 | 1.01
[14 empty] | 807 | 1.02
[14 empty] | 807 | 1.02
[14 empty] | 807 | 1.03
[14 empty] | 807 | 1.03
[14 empty] | 807 | 1.03
[14 empty] | 807 | 1.01
[14 empty] | 807 | 1.03
[14 empty] | 807 | 0.987
[14 empty] | 807 | 1.02
[14 empty] | 808 | 1.01
[14 empty] | 808 | 1
[14 empty] | 808 | 0.999
[14 empty] | 808 | 1
[14 empty] | 808 | 1
[14 empty] | 808 | 1
[14 empty] | 808 | 1
[14 empty] | 808 | 1.02
[14 empty] | 808 | 1.02
[14 empty] | 808 | 1.02
[14 empty] | 808 | 0.991
[14 empty] | 808 | 0.995
[14 empty] | 808 | 0.999
[14 empty] | 808 | 1.01
[14 empty] | 808 | 1.01
[14 empty] | 809 | 0.992
[14 empty] | 809 | 0.995
[14 empty] | 809 | 0.98
[14 empty] | 809 | 0.934
[14 empty] | 809 | 1.01
[14 empty] | 809 | 1.01
[14 empty] | 809 | 1
[14 empty] | 809 | 1
[14 empty] | 809 | 1.01
[14 empty] | 809 | 0.997
[14 empty] | 809 | 0.948
[14 empty] | 809 | 0.919
[14 empty] | 809 | 0.956
[14 empty] | 809 | 0.998
[14 empty] | 809 | 0.992
[14 empty] | 810 | 0.995
[14 empty] | 810 | 0.993
[14 empty] | 810 | 1.01
[14 empty] | 810 | 1
[14 empty] | 810 | 0.982
[14 empty] | 810 | 0.951
[14 empty] | 810 | 0.941
[14 empty] | 810 | 0.959
[14 empty] | 810 | 0.975
[14 empty] | 810 | 0.896
[14 empty] | 810 | 0.976
[14 empty] | 810 | 0.981
[14 empty] | 810 | 0.876
[14 empty] | 810 | 0.978
[14 empty] | 810 | 0.995
[14 empty] | 811 | 0.92
[14 empty] | 811 | 0.994
[14 empty] | 811 | 1.01
[14 empty] | 811 | 0.946
[14 empty] | 811 | 0.974
[14 empty] | 811 | 1.01
[14 empty] | 811 | 0.969
[14 empty] | 811 | 0.912
[14 empty] | 811 | 0.997
[14 empty] | 811 | 1
[14 empty] | 811 | 0.984
[14 empty] | 811 | 1.02
[14 empty] | 811 | 0.973
[14 empty] | 811 | 1.02
[14 empty] | 811 | 0.978
[14 empty] | 811 | 1.01
[14 empty] | 812 | 0.846
[14 empty] | 812 | 0.997
[14 empty] | 812 | 0.91
[14 empty] | 812 | 0.927
[14 empty] | 812 | 1.01
[14 empty] | 812 | 0.997
[14 empty] | 812 | 0.887
[14 empty] | 812 | 0.962
[14 empty] | 812 | 1
[14 empty] | 812 | 1
[14 empty] | 812 | 1
[14 empty] | 812 | 1.01
[14 empty] | 812 | 0.963
[14 empty] | 812 | 0.871
[14 empty] | 812 | 0.893
[14 empty] | 813 | 0.972
[14 empty] | 813 | 0.987
[14 empty] | 813 | 0.852
[14 empty] | 813 | 0.609
[14 empty] | 813 | 0.977
[14 empty] | 813 | 1.01
[14 empty] | 813 | 1.01
[14 empty] | 813 | 1.01
[14 empty] | 813 | 0.971
[14 empty] | 813 | 0.897
[14 empty] | 813 | 0.994
[14 empty] | 813 | 0.859
[14 empty] | 813 | 0.996
[14 empty] | 813 | 0.963
[14 empty] | 813 | 0.939
[14 empty] | 814 | 0.924
[14 empty] | 814 | 0.623
[14 empty] | 814 | 0.824
[14 empty] | 814 | 0.71
[14 empty] | 814 | 0.839
[14 empty] | 814 | 0.998
[14 empty] | 814 | 1.01
[14 empty] | 814 | 1
[14 empty] | 814 | 0.938
[14 empty] | 814 | 0.78
[14 empty] | 814 | 0.984
[14 empty] | 814 | 0.615
[14 empty] | 814 | 0.924
[14 empty] | 814 | 0.497
[14 empty] | 814 | 0.889
[14 empty] | 815 | 0.604
[14 empty] | 815 | 0.977
[14 empty] | 815 | 0.984
[14 empty] | 815 | 0.955
[14 empty] | 815 | 0.485
[14 empty] | 815 | 0.806
[14 empty] | 815 | 0.593
[14 empty] | 815 | 0.948
[14 empty] | 815 | 0.731
[14 empty] | 815 | 0.733
[14 empty] | 815 | 0.969
[14 empty] | 815 | 1
[14 empty] | 815 | 0.913
[14 empty] | 815 | 0.76
[14 empty] | 815 | 0.989
[14 empty] | 816 | 0.391
[14 empty] | 816 | 0.341
[14 empty] | 816 | 0.84
[14 empty] | 816 | 0.969
[14 empty] | 816 | 0.982
[14 empty] | 816 | 0.969
[14 empty] | 816 | 0.879
[14 empty] | 816 | 0.547
[14 empty] | 816 | 0.943
[14 empty] | 816 | 0.979
[14 empty] | 816 | 0.97
[14 empty] | 816 | 0.694
[14 empty] | 816 | 0.47
[14 empty] | 816 | 0.709
[14 empty] | 816 | 0.929
[14 empty] | 817 | 0.989
[14 empty] | 817 | 0.966
[14 empty] | 817 | 0.971
[14 empty] | 817 | 0.79
[14 empty] | 817 | 0.292
[14 empty] | 817 | 0.55
[14 empty] | 817 | 0.884
[14 empty] | 817 | 0.973
[14 empty] | 817 | 0.939
[14 empty] | 817 | 0.94
[14 empty] | 817 | 0.949
[14 empty] | 817 | 0.644
[14 empty] | 817 | 0.253
[14 empty] | 817 | 0.871
[14 empty] | 817 | 0.877
[14 empty] | 818 | 0.808
[14 empty] | 818 | 0.459
[14 empty] | 818 | 0.926
[14 empty] | 818 | 0.949
[14 empty] | 818 | 0.867
[14 empty] | 818 | 0.54
[14 empty] | 818 | 0.571
[14 empty] | 818 | 0.545
[14 empty] | 818 | 0.304
[14 empty] | 818 | 0.858
[14 empty] | 818 | 0.963
[14 empty] | 818 | 0.976
[14 empty] | 818 | 0.895
[14 empty] | 818 | 0.958
[14 empty] | 818 | 0.936
[14 empty] | 819 | 0.877
[14 empty] | 819 | 0.946
[14 empty] | 819 | 0.952
[14 empty] | 819 | 0.963
[14 empty] | 819 | 0.782
[14 empty] | 819 | 0.359
[14 empty] | 819 | 0.923
[14 empty] | 819 | 0.918
[14 empty] | 819 | 0.938
[14 empty] | 819 | 0.531
[14 empty] | 819 | 0.91
[14 empty] | 819 | 0.94
[14 empty] | 819 | 0.918
[14 empty] | 819 | 0.928
[14 empty] | 819 | 0.805
[14 empty] | 820 | 0.968
[14 empty] | 820 | 0.96
[14 empty] | 820 | 0.885
[14 empty] | 820 | 0.598
[14 empty] | 820 | 0.696
[14 empty] | 820 | 0.742
[14 empty] | 820 | 0.873
[14 empty] | 820 | 0.332
[14 empty] | 820 | 0.799
[14 empty] | 820 | 0.914
[14 empty] | 820 | 0.916
[14 empty] | 820 | 0.913
[14 empty] | 820 | 0.91
[14 empty] | 820 | 0.857
[14 empty] | 820 | 0.379
[14 empty] | 821 | 0.902
[14 empty] | 821 | 0.682
[14 empty] | 821 | 0.932
[14 empty] | 821 | 0.862
[14 empty] | 821 | 0.936
[14 empty] | 821 | 0.843
[14 empty] | 821 | 0.967
[14 empty] | 821 | 0.968
[14 empty] | 821 | 0.964
[14 empty] | 821 | 0.971
[14 empty] | 821 | 0.972
[14 empty] | 821 | 0.967
[14 empty] | 821 | 0.898
[14 empty] | 821 | 0.972
[14 empty] | 821 | 0.969
[14 empty] | 822 | 0.919
[14 empty] | 822 | 0.642
[14 empty] | 822 | 0.924
[14 empty] | 822 | 0.925
[14 empty] | 822 | 0.935
[14 empty] | 822 | 0.908
[14 empty] | 822 | 0.52
[14 empty] | 822 | 0.946
[14 empty] | 822 | 0.961
[14 empty] | 822 | 0.975
[14 empty] | 822 | 0.956
[14 empty] | 822 | 0.896
[14 empty] | 822 | 0.931
[14 empty] | 822 | 0.945
[14 empty] | 823 | 0.86
[14 empty] | 823 | 0.166
[14 empty] | 823 | 0.712
[14 empty] | 823 | 0.749
[14 empty] | 823 | 0.555
[14 empty] | 823 | 0.386
[14 empty] | 823 | 0.0902
[14 empty] | 823 | 0.682
[14 empty] | 823 | 0.367
[14 empty] | 823 | 0.88
[14 empty] | 823 | 0.733
[14 empty] | 823 | 0.951
[14 empty] | 823 | 0.524
[14 empty] | 823 | 0.917
[14 empty] | 823 | 0.934
[14 empty] | 824 | 0.918
[14 empty] | 824 | 0.97
[14 empty] | 824 | 0.963
[14 empty] | 824 | 0.923
[14 empty] | 824 | 0.767
[14 empty] | 824 | 0.962
[14 empty] | 824 | 0.947
[14 empty] | 824 | 0.929
[14 empty] | 824 | 0.754
[14 empty] | 824 | 0.889
[14 empty] | 824 | 0.949
[14 empty] | 824 | 0.95
[14 empty] | 824 | 0.746
[14 empty] | 824 | 0.541
[14 empty] | 824 | 0.913
[14 empty] | 825 | 0.708
[14 empty] | 825 | 0.971
[14 empty] | 825 | 0.975
[14 empty] | 825 | 0.976
[14 empty] | 825 | 0.97
[14 empty] | 825 | 0.962
[14 empty] | 825 | 0.94
[14 empty] | 825 | 0.957
[14 empty] | 825 | 0.959
[14 empty] | 825 | 0.931
[14 empty] | 825 | 0.972
[14 empty] | 825 | 0.973
[14 empty] | 825 | 0.955
[14 empty] | 825 | 0.499
[14 empty] | 825 | 0.71
[14 empty] | 826 | 0.978
[14 empty] | 826 | 0.979
[14 empty] | 826 | 0.969
[14 empty] | 826 | 0.868
[14 empty] | 826 | 0.634
[14 empty] | 826 | 0.964
[14 empty] | 826 | 0.907
[14 empty] | 826 | 0.933
[14 empty] | 826 | 0.387
[14 empty] | 826 | 0.795
[14 empty] | 826 | 0.955
[14 empty] | 826 | 0.959
[14 empty] | 826 | 0.973
[14 empty] | 826 | 0.958
[14 empty] | 827 | 0.895
[14 empty] | 827 | 0.643
[14 empty] | 827 | 0.968
[14 empty] | 827 | 0.979
[14 empty] | 827 | 0.978
[14 empty] | 827 | 0.922
[14 empty] | 827 | 0.984
[14 empty] | 827 | 0.984
[14 empty] | 827 | 0.977
[14 empty] | 827 | 0.982
[14 empty] | 827 | 0.98
[14 empty] | 827 | 0.941
[14 empty] | 827 | 0.963
[14 empty] | 827 | 0.665
[14 empty] | 827 | 0.933
[14 empty] | 828 | 0.436
[14 empty] | 828 | 0.915
[14 empty] | 828 | 0.963
[14 empty] | 828 | 0.878
[14 empty] | 828 | 0.591
[14 empty] | 828 | 0.923
[14 empty] | 828 | 0.965
[14 empty] | 828 | 0.93
[14 empty] | 828 | 0.504
[14 empty] | 828 | 0.919
[14 empty] | 828 | 0.908
[14 empty] | 828 | 0.417
[14 empty] | 828 | 0.824
[14 empty] | 828 | 0.889
[14 empty] | 829 | 0.958
[14 empty] | 829 | 0.962
[14 empty] | 829 | 0.945
[14 empty] | 829 | 0.952
[14 empty] | 829 | 0.616
[14 empty] | 829 | 0.902
[14 empty] | 829 | 0.388
[14 empty] | 829 | 0.704
[14 empty] | 829 | 0.947
[14 empty] | 829 | 0.97
[14 empty] | 829 | 0.966
[14 empty] | 829 | 0.976
[14 empty] | 829 | 0.975
[14 empty] | 829 | 0.968
[14 empty] | 829 | 0.926
[14 empty] | 830 | 0.961
[14 empty] | 830 | 0.963
[14 empty] | 830 | 0.954
[14 empty] | 830 | 0.502
[14 empty] | 830 | 0.877
[14 empty] | 830 | 0.955
[14 empty] | 830 | 0.957
[14 empty] | 830 | 0.962
[14 empty] | 830 | 0.966
[14 empty] | 830 | 0.96
[14 empty] | 830 | 0.897
[14 empty] | 830 | 0.811
[14 empty] | 830 | 0.362
[14 empty] | 830 | 0.832
[14 empty] | 830 | 0.945
[14 empty] | 831 | 0.918
[14 empty] | 831 | 0.679
[14 empty] | 831 | 0.911
[14 empty] | 831 | 0.916
[14 empty] | 831 | 0.935
[14 empty] | 831 | 0.925
[14 empty] | 831 | 0.933
[14 empty] | 831 | 0.906
[14 empty] | 831 | 0.931
[14 empty] | 831 | 0.915
[14 empty] | 831 | 0.805
[14 empty] | 831 | 0.463
[14 empty] | 831 | 0.65
[14 empty] | 831 | 0.943
[14 empty] | 832 | 0.855
[14 empty] | 832 | 0.332
[14 empty] | 832 | 0.904
[14 empty] | 832 | 0.954
[14 empty] | 832 | 0.953
[14 empty] | 832 | 0.862
[14 empty] | 832 | 0.567
[14 empty] | 832 | 0.938
[14 empty] | 832 | 0.721
[14 empty] | 832 | 0.878
[14 empty] | 832 | 0.956
[14 empty] | 832 | 0.959
[14 empty] | 832 | 0.855
[14 empty] | 832 | 0.944
[14 empty] | 833 | 0.823
[14 empty] | 833 | 0.937
[14 empty] | 833 | 0.936
[14 empty] | 833 | 0.902
[14 empty] | 833 | 0.654
[14 empty] | 833 | 0.898
[14 empty] | 833 | 0.886
[14 empty] | 833 | 0.911
[14 empty] | 833 | 0.79
[14 empty] | 833 | 0.866
[14 empty] | 833 | 0.91
[14 empty] | 833 | 0.942
[14 empty] | 833 | 0.953
[14 empty] | 833 | 0.961
[14 empty] | 833 | 0.957
[14 empty] | 834 | 0.813
[14 empty] | 834 | 0.918
[14 empty] | 834 | 0.948
[14 empty] | 834 | 0.942
[14 empty] | 834 | 0.637
[14 empty] | 834 | 0.691
[14 empty] | 834 | 0.943
[14 empty] | 834 | 0.947
[14 empty] | 834 | 0.947
[14 empty] | 834 | 0.922
[14 empty] | 834 | 0.819
[14 empty] | 834 | 0.935
[14 empty] | 834 | 0.719
[14 empty] | 834 | 0.908
[14 empty] | 835 | 0.966
[14 empty] | 835 | 0.963
[14 empty] | 835 | 0.967
[14 empty] | 835 | 0.963
[14 empty] | 835 | 0.932
[14 empty] | 835 | 0.725
[14 empty] | 835 | 0.941
[14 empty] | 835 | 0.931
[14 empty] | 835 | 0.913
[14 empty] | 835 | 0.928
[14 empty] | 835 | 0.94
[14 empty] | 835 | 0.943
[14 empty] | 835 | 0.943
[14 empty] | 835 | 0.949
[14 empty] | 835 | 0.944
[14 empty] | 836 | 0.81
[14 empty] | 836 | 0.852
[14 empty] | 836 | 0.958
[14 empty] | 836 | 0.96
[14 empty] | 836 | 0.907
[14 empty] | 836 | 0.96
[14 empty] | 836 | 0.96
[14 empty] | 836 | 0.86
[14 empty] | 836 | 0.775
[14 empty] | 836 | 0.962
[14 empty] | 836 | 0.964
[14 empty] | 836 | 0.841
[14 empty] | 836 | 0.95
[14 empty] | 836 | 0.803
[14 empty] | 837 | 0.965
[14 empty] | 837 | 0.963
[14 empty] | 837 | 0.954
[14 empty] | 837 | 0.965
[14 empty] | 837 | 0.918
[14 empty] | 837 | 0.962
[14 empty] | 837 | 0.954
[14 empty] | 837 | 0.803
[14 empty] | 837 | 0.919
[14 empty] | 837 | 0.94
[14 empty] | 837 | 0.934
[14 empty] | 837 | 0.947
[14 empty] | 837 | 0.945
[14 empty] | 837 | 0.95
[14 empty] | 838 | 0.949
[14 empty] | 838 | 0.93
[14 empty] | 838 | 0.956
[14 empty] | 838 | 0.959
[14 empty] | 838 | 0.96
[14 empty] | 838 | 0.951
[14 empty] | 838 | 0.956
[14 empty] | 838 | 0.905
[14 empty] | 838 | 0.805
[14 empty] | 838 | 0.894
[14 empty] | 838 | 0.955
[14 empty] | 838 | 0.889
[14 empty] | 838 | 0.903
[14 empty] | 838 | 0.948
[14 empty] | 839 | 0.961
[14 empty] | 839 | 0.959
[14 empty] | 839 | 0.951
[14 empty] | 839 | 0.94
[14 empty] | 839 | 0.914
[14 empty] | 839 | 0.905
[14 empty] | 839 | 0.897
[14 empty] | 839 | 0.864
[14 empty] | 839 | 0.875
[14 empty] | 839 | 0.891
[14 empty] | 839 | 0.842
[14 empty] | 839 | 0.902
[14 empty] | 839 | 0.881
[14 empty] | 839 | 0.941
[14 empty] | 839 | 0.946
[14 empty] | 840 | 0.954
[14 empty] | 840 | 0.954
[14 empty] | 840 | 0.951
[14 empty] | 840 | 0.933
[14 empty] | 840 | 0.93
[14 empty] | 840 | 0.952
[14 empty] | 840 | 0.951
[14 empty] | 840 | 0.926
[14 empty] | 840 | 0.903
[14 empty] | 840 | 0.954
[14 empty] | 840 | 0.955
[14 empty] | 840 | 0.925
[14 empty] | 840 | 0.891
[14 empty] | 840 | 0.961
[14 empty] | 841 | 0.951
[14 empty] | 841 | 0.952
[14 empty] | 841 | 0.944
[14 empty] | 841 | 0.956
[14 empty] | 841 | 0.911
[14 empty] | 841 | 0.856
[14 empty] | 841 | 0.93
[14 empty] | 841 | 0.962
[14 empty] | 841 | 0.962
[14 empty] | 841 | 0.938
[14 empty] | 841 | 0.889
[14 empty] | 841 | 0.956
[14 empty] | 841 | 0.938
[14 empty] | 841 | 0.945
[14 empty] | 842 | 0.942
[14 empty] | 842 | 0.944
[14 empty] | 842 | 0.934
[14 empty] | 842 | 0.944
[14 empty] | 842 | 0.942
[14 empty] | 842 | 0.871
[14 empty] | 842 | 0.934
[14 empty] | 842 | 0.914
[14 empty] | 842 | 0.943
[14 empty] | 842 | 0.94
[14 empty] | 842 | 0.876
[14 empty] | 842 | 0.951
[14 empty] | 842 | 0.944
[14 empty] | 842 | 0.952
[14 empty] | 843 | 0.948
[14 empty] | 843 | 0.953
[14 empty] | 843 | 0.905
[14 empty] | 843 | 0.955
[14 empty] | 843 | 0.941
[14 empty] | 843 | 0.95
[14 empty] | 843 | 0.928
[14 empty] | 843 | 0.941
[14 empty] | 843 | 0.937
[14 empty] | 843 | 0.934
[14 empty] | 843 | 0.931
[14 empty] | 843 | 0.933
[14 empty] | 843 | 0.935
[14 empty] | 843 | 0.937
[14 empty] | 844 | 0.912
[14 empty] | 844 | 0.941
[14 empty] | 844 | 0.925
[14 empty] | 844 | 0.933
[14 empty] | 844 | 0.929
[14 empty] | 844 | 0.924
[14 empty] | 844 | 0.898
[14 empty] | 844 | 0.91
[14 empty] | 844 | 0.844
[14 empty] | 844 | 0.91
[14 empty] | 844 | 0.914
[14 empty] | 844 | 0.904
[14 empty] | 844 | 0.929
[14 empty] | 844 | 0.938
[14 empty] | 845 | 0.941
[14 empty] | 845 | 0.952
[14 empty] | 845 | 0.945
[14 empty] | 845 | 0.943
[14 empty] | 845 | 0.945
[14 empty] | 845 | 0.939
[14 empty] | 845 | 0.934
[14 empty] | 845 | 0.93
[14 empty] | 845 | 0.914
[14 empty] | 845 | 0.927
[14 empty] | 845 | 0.915
[14 empty] | 845 | 0.935
[14 empty] | 845 | 0.942
[14 empty] | 845 | 0.94
[14 empty] | 846 | 0.944
[14 empty] | 846 | 0.941
[14 empty] | 846 | 0.939
[14 empty] | 846 | 0.902
[14 empty] | 846 | 0.94
[14 empty] | 846 | 0.94
[14 empty] | 846 | 0.94
[14 empty] | 846 | 0.941
[14 empty] | 846 | 0.944
[14 empty] | 846 | 0.948
[14 empty] | 846 | 0.951
[14 empty] | 846 | 0.954
[14 empty] | 846 | 0.954
[14 empty] | 846 | 0.956
[14 empty] | 847 | 0.932
[14 empty] | 847 | 0.924
[14 empty] | 847 | 0.916
[14 empty] | 847 | 0.906
[14 empty] | 847 | 0.896
[14 empty] | 847 | 0.899
[14 empty] | 847 | 0.899
[14 empty] | 847 | 0.906
[14 empty] | 847 | 0.915
[14 empty] | 847 | 0.923
[14 empty] | 847 | 0.93
[14 empty] | 847 | 0.936
[14 empty] | 847 | 0.937
[14 empty] | 847 | 0.936
[14 empty] | 848 | 0.928
[14 empty] | 848 | 0.935
[14 empty] | 848 | 0.935
[14 empty] | 848 | 0.908
[14 empty] | 848 | 0.939
[14 empty] | 848 | 0.939
[14 empty] | 848 | 0.931
[14 empty] | 848 | 0.95
[14 empty] | 848 | 0.95
[14 empty] | 848 | 0.951
[14 empty] | 848 | 0.95
[14 empty] | 848 | 0.947
[14 empty] | 848 | 0.943
[14 empty] | 848 | 0.939
[14 empty] | 849 | 0.929
[14 empty] | 849 | 0.91
[14 empty] | 849 | 0.938
[14 empty] | 849 | 0.941
[14 empty] | 849 | 0.943
[14 empty] | 849 | 0.944
[14 empty] | 849 | 0.938
[14 empty] | 849 | 0.942
[14 empty] | 849 | 0.915
[14 empty] | 849 | 0.947
[14 empty] | 849 | 0.946
[14 empty] | 849 | 0.944
[14 empty] | 849 | 0.94
[14 empty] | 849 | 0.937
[14 empty] | 850 | 0.897
[14 empty] | 850 | 0.875
[14 empty] | 850 | 0.844
[14 empty] | 850 | 0.808
[14 empty] | 850 | 0.758
[14 empty] | 850 | 0.741
[14 empty] | 850 | 0.73
[14 empty] | 850 | 0.737
[14 empty] | 850 | 0.747
[14 empty] | 850 | 0.801
[14 empty] | 850 | 0.843
[14 empty] | 850 | 0.878
[14 empty] | 850 | 0.892
[14 empty] | 850 | 0.92
[14 empty] | 851 | 0.857
[14 empty] | 851 | 0.859
[14 empty] | 851 | 0.921
[14 empty] | 851 | 0.931
[14 empty] | 851 | 0.939
[14 empty] | 851 | 0.941
[14 empty] | 851 | 0.941
[14 empty] | 851 | 0.94
[14 empty] | 851 | 0.938
[14 empty] | 851 | 0.908
[14 empty] | 851 | 0.928
[14 empty] | 851 | 0.926
[14 empty] | 851 | 0.92
[14 empty] | 851 | 0.896
[14 empty] | 852 | 0.933
[14 empty] | 852 | 0.935
[14 empty] | 852 | 0.934
[14 empty] | 852 | 0.894
[14 empty] | 852 | 0.923
[14 empty] | 852 | 0.925
[14 empty] | 852 | 0.916
[14 empty] | 852 | 0.904
[14 empty] | 852 | 0.881
[14 empty] | 852 | 0.876
[14 empty] | 852 | 0.87
[14 empty] | 852 | 0.872
[14 empty] | 852 | 0.871
[14 empty] | 853 | 0.913
[14 empty] | 853 | 0.917
[14 empty] | 853 | 0.917
[14 empty] | 853 | 0.906
[14 empty] | 853 | 0.91
[14 empty] | 853 | 0.905
[14 empty] | 853 | 0.9
[14 empty] | 853 | 0.897
[14 empty] | 853 | 0.883
[14 empty] | 853 | 0.901
[14 empty] | 853 | 0.91
[14 empty] | 853 | 0.918
[14 empty] | 853 | 0.925
[14 empty] | 853 | 0.916
[14 empty] | 854 | 0.534
[14 empty] | 854 | 0.533
[14 empty] | 854 | 0.538
[14 empty] | 854 | 0.601
[14 empty] | 854 | 0.651
[14 empty] | 854 | 0.718
[14 empty] | 854 | 0.768
[14 empty] | 854 | 0.808
[14 empty] | 854 | 0.827
[14 empty] | 854 | 0.859
[14 empty] | 854 | 0.874
[14 empty] | 854 | 0.871
[14 empty] | 854 | 0.897
[14 empty] | 854 | 0.906
[14 empty] | 855 | 0.907
[14 empty] | 855 | 0.901
[14 empty] | 855 | 0.894
[14 empty] | 855 | 0.885
[14 empty] | 855 | 0.874
[14 empty] | 855 | 0.858
[14 empty] | 855 | 0.84
[14 empty] | 855 | 0.807
[14 empty] | 855 | 0.76
[14 empty] | 855 | 0.723
[14 empty] | 855 | 0.665
[14 empty] | 855 | 0.608
[14 empty] | 855 | 0.56
[14 empty] | 856 | 0.918
[14 empty] | 856 | 0.925
[14 empty] | 856 | 0.923
[14 empty] | 856 | 0.919
[14 empty] | 856 | 0.916
[14 empty] | 856 | 0.911
[14 empty] | 856 | 0.908
[14 empty] | 856 | 0.905
[14 empty] | 856 | 0.893
[14 empty] | 856 | 0.905
[14 empty] | 856 | 0.902
[14 empty] | 856 | 0.909
[14 empty] | 856 | 0.891
[14 empty] | 856 | 0.91
[14 empty] | 857 | 0.924
[14 empty] | 857 | 0.916
[14 empty] | 857 | 0.926
[14 empty] | 857 | 0.927
[14 empty] | 857 | 0.927
[14 empty] | 857 | 0.928
[14 empty] | 857 | 0.929
[14 empty] | 857 | 0.929
[14 empty] | 857 | 0.928
[14 empty] | 857 | 0.93
[14 empty] | 857 | 0.93
[14 empty] | 857 | 0.93
[14 empty] | 857 | 0.93
[14 empty] | 857 | 0.928
[14 empty] | 858 | 0.895
[14 empty] | 858 | 0.898
[14 empty] | 858 | 0.904
[14 empty] | 858 | 0.911
[14 empty] | 858 | 0.918
[14 empty] | 858 | 0.922
[14 empty] | 858 | 0.924
[14 empty] | 858 | 0.925
[14 empty] | 858 | 0.925
[14 empty] | 858 | 0.925
[14 empty] | 858 | 0.918
[14 empty] | 858 | 0.924
[14 empty] | 858 | 0.901
[14 empty] | 859 | 0.913
[14 empty] | 859 | 0.914
[14 empty] | 859 | 0.915
[14 empty] | 859 | 0.911
[14 empty] | 859 | 0.902
[14 empty] | 859 | 0.909
[14 empty] | 859 | 0.907
[14 empty] | 859 | 0.905
[14 empty] | 859 | 0.904
[14 empty] | 859 | 0.904
[14 empty] | 859 | 0.902
[14 empty] | 859 | 0.9
[14 empty] | 859 | 0.896
[14 empty] | 859 | 0.893
[14 empty] | 860 | 0.915
[14 empty] | 860 | 0.912
[14 empty] | 860 | 0.908
[14 empty] | 860 | 0.905
[14 empty] | 860 | 0.903
[14 empty] | 860 | 0.901
[14 empty] | 860 | 0.901
[14 empty] | 860 | 0.902
[14 empty] | 860 | 0.904
[14 empty] | 860 | 0.905
[14 empty] | 860 | 0.907
[14 empty] | 860 | 0.909
[14 empty] | 860 | 0.911
[14 empty] | 861 | 0.892
[14 empty] | 861 | 0.893
[14 empty] | 861 | 0.895
[14 empty] | 861 | 0.893
[14 empty] | 861 | 0.904
[14 empty] | 861 | 0.908
[14 empty] | 861 | 0.911
[14 empty] | 861 | 0.912
[14 empty] | 861 | 0.913
[14 empty] | 861 | 0.914
[14 empty] | 861 | 0.915
[14 empty] | 861 | 0.916
[14 empty] | 861 | 0.917
[14 empty] | 861 | 0.916
[14 empty] | 862 | 0.902
[14 empty] | 862 | 0.901
[14 empty] | 862 | 0.902
[14 empty] | 862 | 0.903
[14 empty] | 862 | 0.906
[14 empty] | 862 | 0.906
[14 empty] | 862 | 0.905
[14 empty] | 862 | 0.903
[14 empty] | 862 | 0.902
[14 empty] | 862 | 0.899
[14 empty] | 862 | 0.897
[14 empty] | 862 | 0.896
[14 empty] | 862 | 0.892
[14 empty] | 863 | 0.908
[14 empty] | 863 | 0.91
[14 empty] | 863 | 0.913
[14 empty] | 863 | 0.916
[14 empty] | 863 | 0.919
[14 empty] | 863 | 0.921
[14 empty] | 863 | 0.921
[14 empty] | 863 | 0.923
[14 empty] | 863 | 0.922
[14 empty] | 863 | 0.921
[14 empty] | 863 | 0.92
[14 empty] | 863 | 0.915
[14 empty] | 863 | 0.911
[14 empty] | 863 | 0.905
[14 empty] | 864 | 0.918
[14 empty] | 864 | 0.918
[14 empty] | 864 | 0.919
[14 empty] | 864 | 0.92
[14 empty] | 864 | 0.92
[14 empty] | 864 | 0.921
[14 empty] | 864 | 0.92
[14 empty] | 864 | 0.919
[14 empty] | 864 | 0.917
[14 empty] | 864 | 0.913
[14 empty] | 864 | 0.911
[14 empty] | 864 | 0.909
[14 empty] | 864 | 0.905
[14 empty] | 865 | 0.895
[14 empty] | 865 | 0.894
[14 empty] | 865 | 0.893
[14 empty] | 865 | 0.89
[14 empty] | 865 | 0.89
[14 empty] | 865 | 0.892
[14 empty] | 865 | 0.895
[14 empty] | 865 | 0.9
[14 empty] | 865 | 0.906
[14 empty] | 865 | 0.911
[14 empty] | 865 | 0.914
[14 empty] | 865 | 0.916
[14 empty] | 865 | 0.917
[14 empty] | 866 | 0.569
[14 empty] | 866 | 0.575
[14 empty] | 866 | 0.606
[14 empty] | 866 | 0.656
[14 empty] | 866 | 0.712
[14 empty] | 866 | 0.765
[14 empty] | 866 | 0.808
[14 empty] | 866 | 0.84
[14 empty] | 866 | 0.861
[14 empty] | 866 | 0.874
[14 empty] | 866 | 0.883
[14 empty] | 866 | 0.888
[14 empty] | 866 | 0.892
[14 empty] | 866 | 0.895
[14 empty] | 867 | 0.866
[14 empty] | 867 | 0.869
[14 empty] | 867 | 0.87
[14 empty] | 867 | 0.869
[14 empty] | 867 | 0.863
[14 empty] | 867 | 0.854
[14 empty] | 867 | 0.839
[14 empty] | 867 | 0.816
[14 empty] | 867 | 0.781
[14 empty] | 867 | 0.735
[14 empty] | 867 | 0.683
[14 empty] | 867 | 0.63
[14 empty] | 867 | 0.589
[14 empty] | 868 | 0.887
[14 empty] | 868 | 0.884
[14 empty] | 868 | 0.881
[14 empty] | 868 | 0.881
[14 empty] | 868 | 0.882
[14 empty] | 868 | 0.881
[14 empty] | 868 | 0.879
[14 empty] | 868 | 0.873
[14 empty] | 868 | 0.866
[14 empty] | 868 | 0.861
[14 empty] | 868 | 0.857
[14 empty] | 868 | 0.858
[14 empty] | 868 | 0.861
[14 empty] | 869 | 0.888
[14 empty] | 869 | 0.875
[14 empty] | 869 | 0.858
[14 empty] | 869 | 0.839
[14 empty] | 869 | 0.826
[14 empty] | 869 | 0.822
[14 empty] | 869 | 0.826
[14 empty] | 869 | 0.839
[14 empty] | 869 | 0.858
[14 empty] | 869 | 0.875
[14 empty] | 869 | 0.888
[14 empty] | 869 | 0.895
[14 empty] | 869 | 0.896
[14 empty] | 869 | 0.893
[14 empty] | 870 | 0.898
[14 empty] | 870 | 0.895
[14 empty] | 870 | 0.89
[14 empty] | 870 | 0.888
[14 empty] | 870 | 0.887
[14 empty] | 870 | 0.888
[14 empty] | 870 | 0.891
[14 empty] | 870 | 0.896
[14 empty] | 870 | 0.899
[14 empty] | 870 | 0.902
[14 empty] | 870 | 0.903
[14 empty] | 870 | 0.902
[14 empty] | 870 | 0.897
[14 empty] | 871 | 0.874
[14 empty] | 871 | 0.873
[14 empty] | 871 | 0.877
[14 empty] | 871 | 0.882
[14 empty] | 871 | 0.888
[14 empty] | 871 | 0.894
[14 empty] | 871 | 0.898
[14 empty] | 871 | 0.903
[14 empty] | 871 | 0.905
[14 empty] | 871 | 0.906
[14 empty] | 871 | 0.905
[14 empty] | 871 | 0.904
[14 empty] | 871 | 0.901
[14 empty] | 872 | 0.907
[14 empty] | 872 | 0.906
[14 empty] | 872 | 0.904
[14 empty] | 872 | 0.9
[14 empty] | 872 | 0.897
[14 empty] | 872 | 0.895
[14 empty] | 872 | 0.893
[14 empty] | 872 | 0.892
[14 empty] | 872 | 0.891
[14 empty] | 872 | 0.89
[14 empty] | 872 | 0.886
[14 empty] | 872 | 0.881
[14 empty] | 872 | 0.877
[14 empty] | 873 | 0.896
[14 empty] | 873 | 0.896
[14 empty] | 873 | 0.893
[14 empty] | 873 | 0.889
[14 empty] | 873 | 0.887
[14 empty] | 873 | 0.887
[14 empty] | 873 | 0.888
[14 empty] | 873 | 0.892
[14 empty] | 873 | 0.897
[14 empty] | 873 | 0.901
[14 empty] | 873 | 0.904
[14 empty] | 873 | 0.907
[14 empty] | 873 | 0.908
[14 empty] | 874 | 0.88
[14 empty] | 874 | 0.883
[14 empty] | 874 | 0.886
[14 empty] | 874 | 0.887
[14 empty] | 874 | 0.886
[14 empty] | 874 | 0.882
[14 empty] | 874 | 0.876
[14 empty] | 874 | 0.872
[14 empty] | 874 | 0.872
[14 empty] | 874 | 0.874
[14 empty] | 874 | 0.88
[14 empty] | 874 | 0.888
[14 empty] | 874 | 0.893
[14 empty] | 875 | 0.854
[14 empty] | 875 | 0.854
[14 empty] | 875 | 0.856
[14 empty] | 875 | 0.86
[14 empty] | 875 | 0.863
[14 empty] | 875 | 0.871
[14 empty] | 875 | 0.875
[14 empty] | 875 | 0.878
[14 empty] | 875 | 0.879
[14 empty] | 875 | 0.879
[14 empty] | 875 | 0.878
[14 empty] | 875 | 0.878
[14 empty] | 875 | 0.878
[14 empty] | 876 | 0.895
[14 empty] | 876 | 0.89
[14 empty] | 876 | 0.888
[14 empty] | 876 | 0.881
[14 empty] | 876 | 0.868
[14 empty] | 876 | 0.865
[14 empty] | 876 | 0.861
[14 empty] | 876 | 0.859
[14 empty] | 876 | 0.859
[14 empty] | 876 | 0.861
[14 empty] | 876 | 0.86
[14 empty] | 876 | 0.858
[14 empty] | 876 | 0.856
[14 empty] | 877 | 0.874
[14 empty] | 877 | 0.88
[14 empty] | 877 | 0.884
[14 empty] | 877 | 0.89
[14 empty] | 877 | 0.893
[14 empty] | 877 | 0.893
[14 empty] | 877 | 0.893
[14 empty] | 877 | 0.892
[14 empty] | 877 | 0.892
[14 empty] | 877 | 0.892
[14 empty] | 877 | 0.893
[14 empty] | 877 | 0.894
[14 empty] | 877 | 0.895
[14 empty] | 878 | 0.892
[14 empty] | 878 | 0.891
[14 empty] | 878 | 0.884
[14 empty] | 878 | 0.892
[14 empty] | 878 | 0.892
[14 empty] | 878 | 0.891
[14 empty] | 878 | 0.889
[14 empty] | 878 | 0.885
[14 empty] | 878 | 0.879
[14 empty] | 878 | 0.873
[14 empty] | 878 | 0.869
[14 empty] | 878 | 0.868
[14 empty] | 878 | 0.869
[14 empty] | 879 | 0.855
[14 empty] | 879 | 0.859
[14 empty] | 879 | 0.864
[14 empty] | 879 | 0.87
[14 empty] | 879 | 0.877
[14 empty] | 879 | 0.883
[14 empty] | 879 | 0.884
[14 empty] | 879 | 0.889
[14 empty] | 879 | 0.887
[14 empty] | 879 | 0.888
[14 empty] | 879 | 0.89
[14 empty] | 879 | 0.891
[14 empty] | 879 | 0.889
[14 empty] | 880 | 0.881
[14 empty] | 880 | 0.888
[14 empty] | 880 | 0.891
[14 empty] | 880 | 0.885
[14 empty] | 880 | 0.891
[14 empty] | 880 | 0.888
[14 empty] | 880 | 0.885
[14 empty] | 880 | 0.88
[14 empty] | 880 | 0.874
[14 empty] | 880 | 0.867
[14 empty] | 880 | 0.861
[14 empty] | 880 | 0.857
[14 empty] | 880 | 0.855
[14 empty] | 881 | 0.861
[14 empty] | 881 | 0.871
[14 empty] | 881 | 0.863
[14 empty] | 881 | 0.845
[14 empty] | 881 | 0.828
[14 empty] | 881 | 0.807
[14 empty] | 881 | 0.794
[14 empty] | 881 | 0.79
[14 empty] | 881 | 0.794
[14 empty] | 881 | 0.806
[14 empty] | 881 | 0.83
[14 empty] | 881 | 0.837
[14 empty] | 881 | 0.867
[14 empty] | 882 | 0.85
[14 empty] | 882 | 0.868
[14 empty] | 882 | 0.856
[14 empty] | 882 | 0.88
[14 empty] | 882 | 0.874
[14 empty] | 882 | 0.881
[14 empty] | 882 | 0.878
[14 empty] | 882 | 0.875
[14 empty] | 882 | 0.873
[14 empty] | 882 | 0.872
[14 empty] | 882 | 0.872
[14 empty] | 882 | 0.874
[14 empty] | 882 | 0.876
[14 empty] | 883 | 0.882
[14 empty] | 883 | 0.862
[14 empty] | 883 | 0.879
[14 empty] | 883 | 0.883
[14 empty] | 883 | 0.881
[14 empty] | 883 | 0.876
[14 empty] | 883 | 0.869
[14 empty] | 883 | 0.86
[14 empty] | 883 | 0.848
[14 empty] | 883 | 0.84
[14 empty] | 883 | 0.836
[14 empty] | 883 | 0.838
[14 empty] | 883 | 0.845
[14 empty] | 884 | 0.873
[14 empty] | 884 | 0.869
[14 empty] | 884 | 0.863
[14 empty] | 884 | 0.857
[14 empty] | 884 | 0.853
[14 empty] | 884 | 0.845
[14 empty] | 884 | 0.853
[14 empty] | 884 | 0.858
[14 empty] | 884 | 0.861
[14 empty] | 884 | 0.856
[14 empty] | 884 | 0.876
[14 empty] | 884 | 0.88
[14 empty] | 884 | 0.882
[14 empty] | 885 | 0.879
[14 empty] | 885 | 0.878
[14 empty] | 885 | 0.879
[14 empty] | 885 | 0.877
[14 empty] | 885 | 0.875
[14 empty] | 885 | 0.87
[14 empty] | 885 | 0.871
[14 empty] | 885 | 0.861
[14 empty] | 885 | 0.872
[14 empty] | 885 | 0.874
[14 empty] | 885 | 0.876
[14 empty] | 885 | 0.875
[14 empty] | 886 | 0.809
[14 empty] | 886 | 0.812
[14 empty] | 886 | 0.819
[14 empty] | 886 | 0.828
[14 empty] | 886 | 0.796
[14 empty] | 886 | 0.846
[14 empty] | 886 | 0.806
[14 empty] | 886 | 0.867
[14 empty] | 886 | 0.873
[14 empty] | 886 | 0.876
[14 empty] | 886 | 0.878
[14 empty] | 886 | 0.879
[14 empty] | 886 | 0.863
[14 empty] | 887 | 0.863
[14 empty] | 887 | 0.868
[14 empty] | 887 | 0.864
[14 empty] | 887 | 0.855
[14 empty] | 887 | 0.837
[14 empty] | 887 | 0.837
[14 empty] | 887 | 0.829
[14 empty] | 887 | 0.82
[14 empty] | 887 | 0.789
[14 empty] | 887 | 0.817
[14 empty] | 887 | 0.815
[14 empty] | 887 | 0.813
[14 empty] | 887 | 0.81
[14 empty] | 888 | 0.852
[14 empty] | 888 | 0.861
[14 empty] | 888 | 0.867
[14 empty] | 888 | 0.864
[14 empty] | 888 | 0.774
[14 empty] | 888 | 0.855
[14 empty] | 888 | 0.854
[14 empty] | 888 | 0.858
[14 empty] | 888 | 0.859
[14 empty] | 888 | 0.861
[14 empty] | 888 | 0.864
[14 empty] | 888 | 0.867
[14 empty] | 888 | 0.869
[14 empty] | 889 | 0.86
[14 empty] | 889 | 0.861
[14 empty] | 889 | 0.864
[14 empty] | 889 | 0.867
[14 empty] | 889 | 0.868
[14 empty] | 889 | 0.871
[14 empty] | 889 | 0.872
[14 empty] | 889 | 0.87
[14 empty] | 889 | 0.871
[14 empty] | 889 | 0.87
[14 empty] | 889 | 0.869
[14 empty] | 889 | 0.869
[14 empty] | 890 | 0.874
[14 empty] | 890 | 0.871
[14 empty] | 890 | 0.829
[14 empty] | 890 | 0.869
[14 empty] | 890 | 0.855
[14 empty] | 890 | 0.87
[14 empty] | 890 | 0.87
[14 empty] | 890 | 0.837
[14 empty] | 890 | 0.868
[14 empty] | 890 | 0.867
[14 empty] | 890 | 0.852
[14 empty] | 890 | 0.856
[14 empty] | 890 | 0.861
[14 empty] | 891 | 0.856
[14 empty] | 891 | 0.836
[14 empty] | 891 | 0.859
[14 empty] | 891 | 0.863
[14 empty] | 891 | 0.866
[14 empty] | 891 | 0.847
[14 empty] | 891 | 0.856
[14 empty] | 891 | 0.873
[14 empty] | 891 | 0.874
[14 empty] | 891 | 0.875
[14 empty] | 891 | 0.875
[14 empty] | 891 | 0.874
[14 empty] | 892 | 0.846
[14 empty] | 892 | 0.848
[14 empty] | 892 | 0.847
[14 empty] | 892 | 0.809
[14 empty] | 892 | 0.853
[14 empty] | 892 | 0.853
[14 empty] | 892 | 0.772
[14 empty] | 892 | 0.863
[14 empty] | 892 | 0.846
[14 empty] | 892 | 0.866
[14 empty] | 892 | 0.864
[14 empty] | 892 | 0.86
[14 empty] | 892 | 0.857
[14 empty] | 893 | 0.841
[14 empty] | 893 | 0.837
[14 empty] | 893 | 0.833
[14 empty] | 893 | 0.693
[14 empty] | 893 | 0.678
[14 empty] | 893 | 0.807
[14 empty] | 893 | 0.83
[14 empty] | 893 | 0.801
[14 empty] | 893 | 0.832
[14 empty] | 893 | 0.835
[14 empty] | 893 | 0.838
[14 empty] | 893 | 0.841
[14 empty] | 893 | 0.844
[14 empty] | 894 | 0.705
[14 empty] | 894 | 0.815
[14 empty] | 894 | 0.594
[14 empty] | 894 | 0.833
[14 empty] | 894 | 0.859
[14 empty] | 894 | 0.863
[14 empty] | 894 | 0.865
[14 empty] | 894 | 0.864
[14 empty] | 894 | 0.837
[14 empty] | 894 | 0.857
[14 empty] | 894 | 0.641
[14 empty] | 894 | 0.852
[14 empty] | 895 | 0.632
[14 empty] | 895 | 0.662
[14 empty] | 895 | 0.774
[14 empty] | 895 | 0.836
[14 empty] | 895 | 0.752
[14 empty] | 895 | 0.706
[14 empty] | 895 | 0.817
[14 empty] | 895 | 0.598
[14 empty] | 895 | 0.63
[14 empty] | 895 | 0.813
[14 empty] | 895 | 0.778
[14 empty] | 895 | 0.817
[14 empty] | 895 | 0.815
[14 empty] | 896 | 0.413
[14 empty] | 896 | 0.81
[14 empty] | 896 | 0.829
[14 empty] | 896 | 0.85
[14 empty] | 896 | 0.817
[14 empty] | 896 | 0.605
[14 empty] | 896 | 0.815
[14 empty] | 896 | 0.826
[14 empty] | 896 | 0.819
[14 empty] | 896 | 0.454
[14 empty] | 896 | 0.527
[14 empty] | 896 | 0.832
[14 empty] | 897 | 0.283
[14 empty] | 897 | 0.517
[14 empty] | 897 | 0.811
[14 empty] | 897 | 0.729
[14 empty] | 897 | 0.81
[14 empty] | 897 | 0.811
[14 empty] | 897 | 0.749
[14 empty] | 897 | 0.491
[14 empty] | 897 | 0.389
[14 empty] | 897 | 0.788
[14 empty] | 897 | 0.525
[14 empty] | 897 | 0.527
[14 empty] | 898 | 0.82
[14 empty] | 898 | 0.685
[14 empty] | 898 | 0.207
[14 empty] | 898 | 0.703
[14 empty] | 898 | 0.813
[14 empty] | 898 | 0.822
[14 empty] | 898 | 0.819
[14 empty] | 898 | 0.627
[14 empty] | 898 | 0.793
[14 empty] | 898 | 0.511
[14 empty] | 898 | 0.54
[14 empty] | 898 | 0.764
[14 empty] | 898 | 0.534
[14 empty] | 899 | 0.162
[14 empty] | 899 | 0.261
[14 empty] | 899 | 0.588
[14 empty] | 899 | 0.531
[14 empty] | 899 | 0.423
[14 empty] | 899 | 0.209
[14 empty] | 899 | 0.349
[14 empty] | 899 | 0.376
[14 empty] | 899 | 0.788
[14 empty] | 899 | 0.796
[14 empty] | 899 | 0.823
[14 empty] | 899 | 0.827
[14 empty] | 900 | 0.768
[14 empty] | 900 | 0.748
[14 empty] | 900 | 0.298
[14 empty] | 900 | 0.215
[14 empty] | 900 | 0.701
[14 empty] | 900 | 0.77
[14 empty] | 900 | 0.786
[14 empty] | 900 | 0.805
[14 empty] | 900 | 0.812
[14 empty] | 900 | 0.804
[14 empty] | 900 | 0.814
[14 empty] | 900 | 0.767
[14 empty] | 900 | 0.631
[14 empty] | 901 | 0.352
[14 empty] | 901 | 0.366
[14 empty] | 901 | 0.721
[14 empty] | 901 | 0.75
[14 empty] | 901 | 0.589
[14 empty] | 901 | 0.542
[14 empty] | 901 | 0.291
[14 empty] | 901 | 0.592
[14 empty] | 901 | 0.758
[14 empty] | 901 | 0.777
[14 empty] | 901 | 0.317
[14 empty] | 901 | 0.383
[14 empty] | 902 | 0.632
[14 empty] | 902 | 0.76
[14 empty] | 902 | 0.758
[14 empty] | 902 | 0.777
[14 empty] | 902 | 0.748
[14 empty] | 902 | 0.597
[14 empty] | 902 | 0.178
[14 empty] | 902 | 0.211
[14 empty] | 902 | 0.698
[14 empty] | 902 | 0.737
[14 empty] | 902 | 0.69
[14 empty] | 902 | 0.715
[14 empty] | 903 | 0.46
[14 empty] | 903 | 0.725
[14 empty] | 903 | 0.772
[14 empty] | 903 | 0.637
[14 empty] | 903 | 0.796
[14 empty] | 903 | 0.801
[14 empty] | 903 | 0.728
[14 empty] | 903 | 0.218
[14 empty] | 903 | 0.55
[14 empty] | 903 | 0.741
[14 empty] | 903 | 0.737
[14 empty] | 903 | 0.268
[14 empty] | 904 | 0.63
[14 empty] | 904 | 0.808
[14 empty] | 904 | 0.749
[14 empty] | 904 | 0.619
[14 empty] | 904 | 0.815
[14 empty] | 904 | 0.83
[14 empty] | 904 | 0.835
[14 empty] | 904 | 0.835
[14 empty] | 904 | 0.831
[14 empty] | 904 | 0.74
[14 empty] | 904 | 0.825
[14 empty] | 904 | 0.826
[14 empty] | 904 | 0.79
[14 empty] | 905 | 0.768
[14 empty] | 905 | 0.705
[14 empty] | 905 | 0.813
[14 empty] | 905 | 0.828
[14 empty] | 905 | 0.755
[14 empty] | 905 | 0.82
[14 empty] | 905 | 0.685
[14 empty] | 905 | 0.834
[14 empty] | 905 | 0.836
[14 empty] | 905 | 0.835
[14 empty] | 905 | 0.824
[14 empty] | 905 | 0.488
[14 empty] | 906 | 0.634
[14 empty] | 906 | 0.725
[14 empty] | 906 | 0.4
[14 empty] | 906 | 0.773
[14 empty] | 906 | 0.807
[14 empty] | 906 | 0.806
[14 empty] | 906 | 0.809
[14 empty] | 906 | 0.83
[14 empty] | 906 | 0.832
[14 empty] | 906 | 0.822
[14 empty] | 906 | 0.796
[14 empty] | 906 | 0.349
[14 empty] | 907 | 0.198
[14 empty] | 907 | 0.693
[14 empty] | 907 | 0.696
[14 empty] | 907 | 0.171
[14 empty] | 907 | 0.447
[14 empty] | 907 | 0.728
[14 empty] | 907 | 0.8
[14 empty] | 907 | 0.794
[14 empty] | 907 | 0.766
[14 empty] | 907 | 0.756
[14 empty] | 907 | 0.478
[14 empty] | 907 | 0.493
[14 empty] | 908 | 0.618
[14 empty] | 908 | 0.332
[14 empty] | 908 | 0.306
[14 empty] | 908 | 0.326
[14 empty] | 908 | 0.721
[14 empty] | 908 | 0.781
[14 empty] | 908 | 0.792
[14 empty] | 908 | 0.793
[14 empty] | 908 | 0.777
[14 empty] | 908 | 0.375
[14 empty] | 908 | 0.726
[14 empty] | 908 | 0.611
[14 empty] | 909 | 0.747
[14 empty] | 909 | 0.748
[14 empty] | 909 | 0.455
[14 empty] | 909 | 0.721
[14 empty] | 909 | 0.731
[14 empty] | 909 | 0.567
[14 empty] | 909 | 0.187
[14 empty] | 909 | 0.677
[14 empty] | 909 | 0.689
[14 empty] | 909 | 0.802
[14 empty] | 909 | 0.786
[14 empty] | 909 | 0.788
[14 empty] | 910 | 0.795
[14 empty] | 910 | 0.729
[14 empty] | 910 | 0.395
[14 empty] | 910 | 0.232
[14 empty] | 910 | 0.602
[14 empty] | 910 | 0.508
[14 empty] | 910 | 0.753
[14 empty] | 910 | 0.782
[14 empty] | 910 | 0.739
[14 empty] | 910 | 0.487
[14 empty] | 910 | 0.473
[14 empty] | 910 | 0.578
[14 empty] | 910 | 0.439
[14 empty] | 911 | 0.78
[14 empty] | 911 | 0.772
[14 empty] | 911 | 0.737
[14 empty] | 911 | 0.78
[14 empty] | 911 | 0.756
[14 empty] | 911 | 0.374
[14 empty] | 911 | 0.305
[14 empty] | 911 | 0.464
[14 empty] | 911 | 0.464
[14 empty] | 911 | 0.355
[14 empty] | 911 | 0.78
[14 empty] | 911 | 0.794
[14 empty] | 912 | 0.806
[14 empty] | 912 | 0.797
[14 empty] | 912 | 0.738
[14 empty] | 912 | 0.7
[14 empty] | 912 | 0.225
[14 empty] | 912 | 0.307
[14 empty] | 912 | 0.527
[14 empty] | 912 | 0.624
[14 empty] | 912 | 0.628
[14 empty] | 912 | 0.77
[14 empty] | 912 | 0.754
[14 empty] | 912 | 0.716
[14 empty] | 913 | 0.541
[14 empty] | 913 | 0.695
[14 empty] | 913 | 0.231
[14 empty] | 913 | 0.353
[14 empty] | 913 | 0.616
[14 empty] | 913 | 0.353
[14 empty] | 913 | 0.56
[14 empty] | 913 | 0.764
[14 empty] | 913 | 0.797
[14 empty] | 913 | 0.673
[14 empty] | 913 | 0.567
[14 empty] | 913 | 0.803
[14 empty] | 914 | 0.707
[14 empty] | 914 | 0.78
[14 empty] | 914 | 0.595
[14 empty] | 914 | 0.742
[14 empty] | 914 | 0.79
[14 empty] | 914 | 0.77
[14 empty] | 914 | 0.422
[14 empty] | 914 | 0.2
[14 empty] | 914 | 0.334
[14 empty] | 914 | 0.452
[14 empty] | 914 | 0.508
[14 empty] | 914 | 0.774
[14 empty] | 915 | 0.246
[14 empty] | 915 | 0.469
[14 empty] | 915 | 0.615
[14 empty] | 915 | 0.494
[14 empty] | 915 | 0.744
[14 empty] | 915 | 0.668
[14 empty] | 915 | 0.76
[14 empty] | 915 | 0.731
[14 empty] | 915 | 0.68
[14 empty] | 915 | 0.671
[14 empty] | 915 | 0.56
[14 empty] | 915 | 0.65
[14 empty] | 916 | 0.779
[14 empty] | 916 | 0.521
[14 empty] | 916 | 0.502
[14 empty] | 916 | 0.777
[14 empty] | 916 | 0.766
[14 empty] | 916 | 0.756
[14 empty] | 916 | 0.539
[14 empty] | 916 | 0.0996
[14 empty] | 916 | 0.251
[14 empty] | 916 | 0.686
[14 empty] | 916 | 0.321
[14 empty] | 917 | 0.649
[14 empty] | 917 | 0.686
[14 empty] | 917 | 0.772
[14 empty] | 917 | 0.609
[14 empty] | 917 | 0.625
[14 empty] | 917 | 0.48
[14 empty] | 917 | 0.774
[14 empty] | 917 | 0.793
[14 empty] | 917 | 0.789
[14 empty] | 917 | 0.571
[14 empty] | 917 | 0.759
[14 empty] | 917 | 0.629
[14 empty] | 918 | 0.715
[14 empty] | 918 | 0.522
[14 empty] | 918 | 0.77
[14 empty] | 918 | 0.741
[14 empty] | 918 | 0.601
[14 empty] | 918 | 0.739
[14 empty] | 918 | 0.302
[14 empty] | 918 | 0.666
[14 empty] | 918 | 0.321
[14 empty] | 918 | 0.152
[14 empty] | 918 | 0.553
[14 empty] | 918 | 0.358
[14 empty] | 919 | 0.745
[14 empty] | 919 | 0.715
[14 empty] | 919 | 0.678
[14 empty] | 919 | 0.796
[14 empty] | 919 | 0.795
[14 empty] | 919 | 0.774
[14 empty] | 919 | 0.737
[14 empty] | 919 | 0.716
[14 empty] | 919 | 0.465
[14 empty] | 919 | 0.385
[14 empty] | 919 | 0.629
[14 empty] | 919 | 0.767
[14 empty] | 920 | 0.791
[14 empty] | 920 | 0.781
[14 empty] | 920 | 0.768
[14 empty] | 920 | 0.778
[14 empty] | 920 | 0.706
[14 empty] | 920 | 0.786
[14 empty] | 920 | 0.777
[14 empty] | 920 | 0.489
[14 empty] | 920 | 0.222
[14 empty] | 920 | 0.75
[14 empty] | 920 | 0.787
[14 empty] | 920 | 0.543
[14 empty] | 921 | 0.724
[14 empty] | 921 | 0.757
[14 empty] | 921 | 0.736
[14 empty] | 921 | 0.745
[14 empty] | 921 | 0.623
[14 empty] | 921 | 0.613
[14 empty] | 921 | 0.745
[14 empty] | 921 | 0.651
[14 empty] | 921 | 0.607
[14 empty] | 921 | 0.75
[14 empty] | 921 | 0.781
[14 empty] | 921 | 0.793
[14 empty] | 922 | 0.638
[14 empty] | 922 | 0.779
[14 empty] | 922 | 0.749
[14 empty] | 922 | 0.765
[14 empty] | 922 | 0.76
[14 empty] | 922 | 0.351
[14 empty] | 922 | 0.527
[14 empty] | 922 | 0.686
[14 empty] | 922 | 0.474
[14 empty] | 922 | 0.673
[14 empty] | 922 | 0.573
[14 empty] | 923 | 0.737
[14 empty] | 923 | 0.657
[14 empty] | 923 | 0.616
[14 empty] | 923 | 0.61
[14 empty] | 923 | 0.635
[14 empty] | 923 | 0.72
[14 empty] | 923 | 0.736
[14 empty] | 923 | 0.737
[14 empty] | 923 | 0.487
[14 empty] | 923 | 0.745
[14 empty] | 923 | 0.771
[14 empty] | 923 | 0.757
[14 empty] | 924 | 0.741
[14 empty] | 924 | 0.772
[14 empty] | 924 | 0.64
[14 empty] | 924 | 0.7
[14 empty] | 924 | 0.509
[14 empty] | 924 | 0.547
[14 empty] | 924 | 0.689
[14 empty] | 924 | 0.733
[14 empty] | 924 | 0.604
[14 empty] | 924 | 0.566
[14 empty] | 924 | 0.755
[14 empty] | 924 | 0.58
[14 empty] | 925 | 0.695
[14 empty] | 925 | 0.7
[14 empty] | 925 | 0.49
[14 empty] | 925 | 0.655
[14 empty] | 925 | 0.749
[14 empty] | 925 | 0.773
[14 empty] | 925 | 0.754
[14 empty] | 925 | 0.462
[14 empty] | 925 | 0.683
[14 empty] | 925 | 0.471
[14 empty] | 925 | 0.723
[14 empty] | 925 | 0.582
[14 empty] | 926 | 0.506
[14 empty] | 926 | 0.567
[14 empty] | 926 | 0.497
[14 empty] | 926 | 0.595
[14 empty] | 926 | 0.7
[14 empty] | 926 | 0.736
[14 empty] | 926 | 0.678
[14 empty] | 926 | 0.739
[14 empty] | 926 | 0.678
[14 empty] | 926 | 0.62
[14 empty] | 926 | 0.701
[14 empty] | 927 | 0.67
[14 empty] | 927 | 0.753
[14 empty] | 927 | 0.689
[14 empty] | 927 | 0.693
[14 empty] | 927 | 0.676
[14 empty] | 927 | 0.781
[14 empty] | 927 | 0.751
[14 empty] | 927 | 0.665
[14 empty] | 927 | 0.76
[14 empty] | 927 | 0.773
[14 empty] | 927 | 0.735
[14 empty] | 927 | 0.668
[14 empty] | 928 | 0.66
[14 empty] | 928 | 0.643
[14 empty] | 928 | 0.269
[14 empty] | 928 | 0.233
[14 empty] | 928 | 0.598
[14 empty] | 928 | 0.526
[14 empty] | 928 | 0.589
[14 empty] | 928 | 0.691
[14 empty] | 928 | 0.639
[14 empty] | 928 | 0.702
[14 empty] | 928 | 0.427
[14 empty] | 929 | 0.68
[14 empty] | 929 | 0.37
[14 empty] | 929 | 0.659
[14 empty] | 929 | 0.528
[14 empty] | 929 | 0.387
[14 empty] | 929 | 0.593
[14 empty] | 929 | 0.317
[14 empty] | 929 | 0.49
[14 empty] | 929 | 0.289
[14 empty] | 929 | 0.514
[14 empty] | 929 | 0.733
[14 empty] | 929 | 0.585
[14 empty] | 930 | 0.593
[14 empty] | 930 | 0.34
[14 empty] | 930 | 0.067
[14 empty] | 930 | 0.594
[14 empty] | 930 | 0.552
[14 empty] | 930 | 0.159
[14 empty] | 930 | 0.355
[14 empty] | 930 | 0.599
[14 empty] | 930 | 0.348
[14 empty] | 930 | 0.161
[14 empty] | 930 | 0.574
[14 empty] | 930 | 0.393
[14 empty] | 931 | 0.35
[14 empty] | 931 | 0.584
[14 empty] | 931 | 0.37
[14 empty] | 931 | 0.0242
[14 empty] | 931 | 0.141
[14 empty] | 931 | 0.105
[14 empty] | 931 | 0.55
[14 empty] | 931 | 0.642
[14 empty] | 931 | 0.385
[14 empty] | 931 | 0.262
[14 empty] | 931 | 0.532
[14 empty] | 932 | 0.172
[14 empty] | 932 | 0.491
[14 empty] | 932 | 0.164
[14 empty] | 932 | 0.384
[14 empty] | 932 | 0.0674
[14 empty] | 932 | 0.373
[14 empty] | 932 | 0.0122
[14 empty] | 932 | 0.0167
[14 empty] | 932 | 0.124
[14 empty] | 932 | 0.444
[14 empty] | 932 | 0.465
[14 empty] | 932 | 0.565
[14 empty] | 933 | 0.194
[14 empty] | 933 | 0.333
[14 empty] | 933 | 0.285
[14 empty] | 933 | 0.564
[14 empty] | 933 | 0.294
[14 empty] | 933 | 0.0824
[14 empty] | 933 | 0.432
[14 empty] | 933 | 0.0612
[14 empty] | 933 | 0.0216
[14 empty] | 933 | 0.122
[14 empty] | 933 | 0.119
[14 empty] | 934 | 0.00225
[14 empty] | 934 | 0.23
[14 empty] | 934 | 0.352
[14 empty] | 934 | 0.0569
[14 empty] | 934 | 0.108
[14 empty] | 934 | 0.0889
[14 empty] | 934 | 0.141
[14 empty] | 934 | 0.122
[14 empty] | 934 | 0.152
[14 empty] | 934 | 0.0154
[14 empty] | 934 | 0.0126
[14 empty] | 934 | 0.262
[14 empty] | 935 | 0.416
[14 empty] | 935 | 0.499
[14 empty] | 935 | 0.224
[14 empty] | 935 | 0.528
[14 empty] | 935 | 0.387
[14 empty] | 935 | 0.402
[14 empty] | 935 | 0.144
[14 empty] | 935 | 0.00822
[14 empty] | 935 | 0.0247
[14 empty] | 935 | 0.00273
[14 empty] | 935 | 0.00592
[14 empty] | 936 | 0.234
[14 empty] | 936 | 0.367
[14 empty] | 936 | 0.294
[14 empty] | 936 | 0.00684
[14 empty] | 936 | 0.00159
[14 empty] | 936 | 0.0288
[14 empty] | 936 | 0.263
[14 empty] | 936 | 0.157
[14 empty] | 936 | 0.00938
[14 empty] | 936 | 0.00892
[14 empty] | 936 | 0.0535
[14 empty] | 937 | 0.0598
[14 empty] | 937 | 0.000428
[14 empty] | 937 | 0.0706
[14 empty] | 937 | 0.01
[14 empty] | 937 | 0.21
[14 empty] | 937 | 0.287
[14 empty] | 937 | 0.13
[14 empty] | 937 | 0.0628
[14 empty] | 937 | 0.0402
[14 empty] | 937 | 0.289
[14 empty] | 937 | 0.297
[14 empty] | 937 | 0.49
[14 empty] | 938 | 0.0316
[14 empty] | 938 | 0.00192
[14 empty] | 938 | 0.0911
[14 empty] | 938 | 0.182
[14 empty] | 938 | 0.0871
[14 empty] | 938 | 0.0183
[14 empty] | 938 | 0.271
[14 empty] | 938 | 0.229
[14 empty] | 938 | 0.439
[14 empty] | 938 | 0.433
[14 empty] | 938 | 0.252
[14 empty] | 939 | 0.534
[14 empty] | 939 | 0.289
[14 empty] | 939 | 0.552
[14 empty] | 939 | 0.624
[14 empty] | 939 | 0.575
[14 empty] | 939 | 0.177
[14 empty] | 939 | 0.00437
[14 empty] | 939 | 0.1
[14 empty] | 939 | 0.49
[14 empty] | 939 | 0.526
[14 empty] | 939 | 0.266
[14 empty] | 939 | 0.358
[14 empty] | 940 | 0.455
[14 empty] | 940 | 0.273
[14 empty] | 940 | 0.275
[14 empty] | 940 | 0.307
[14 empty] | 940 | 0.175
[14 empty] | 940 | 0.611
[14 empty] | 940 | 0.558
[14 empty] | 940 | 0.482
[14 empty] | 940 | 0.63
[14 empty] | 940 | 0.413
[14 empty] | 940 | 0.65
[14 empty] | 941 | 0.384
[14 empty] | 941 | 0.163
[14 empty] | 941 | 0.0556
[14 empty] | 941 | 0.204
[14 empty] | 941 | 0.526
[14 empty] | 941 | 0.534
[14 empty] | 941 | 0.278
[14 empty] | 941 | 0.487
[14 empty] | 941 | 0.378
[14 empty] | 941 | 0.319
[14 empty] | 941 | 0.356
[14 empty] | 942 | 0.158
[14 empty] | 942 | 0.366
[14 empty] | 942 | 0.532
[14 empty] | 942 | 0.497
[14 empty] | 942 | 0.0449
[14 empty] | 942 | 0.208
[14 empty] | 942 | 0.503
[14 empty] | 942 | 0.563
[14 empty] | 942 | 0.539
[14 empty] | 942 | 0.237
[14 empty] | 942 | 0.469
[14 empty] | 943 | 0.514
[14 empty] | 943 | 0.316
[14 empty] | 943 | 0.0393
[14 empty] | 943 | 0.279
[14 empty] | 943 | 0.0791
[14 empty] | 943 | 0.00657
[14 empty] | 943 | 0.000433
[14 empty] | 943 | 0.141
[14 empty] | 943 | 0.37
[14 empty] | 943 | 0.526
[14 empty] | 943 | 0.575
[14 empty] | 943 | 0.414
[14 empty] | 944 | 0.0721
[14 empty] | 944 | 0.000371
[14 empty] | 944 | 0.000632
[14 empty] | 944 | 0.117
[14 empty] | 944 | 0.0589
[14 empty] | 944 | 0.0154
[14 empty] | 944 | 0.32
[14 empty] | 944 | 0.527
[14 empty] | 944 | 0.546
[14 empty] | 944 | 0.59
[14 empty] | 944 | 0.558
[14 empty] | 945 | 0.554
[14 empty] | 945 | 0.538
[14 empty] | 945 | 0.175
[14 empty] | 945 | 0.284
[14 empty] | 945 | 0.582
[14 empty] | 945 | 0.6
[14 empty] | 945 | 0.37
[14 empty] | 945 | 0.2
[14 empty] | 945 | 0.257
[14 empty] | 945 | 0.191
[14 empty] | 945 | 0.0535
[14 empty] | 946 | 0.0484
[14 empty] | 946 | 0.0125
[14 empty] | 946 | 0.00671
[14 empty] | 946 | 0.294
[14 empty] | 946 | 0.468
[14 empty] | 946 | 0.278
[14 empty] | 946 | 0.0139
[14 empty] | 946 | 0.134
[14 empty] | 946 | 0.0513
[14 empty] | 946 | 0.149
[14 empty] | 946 | 0.467
[14 empty] | 947 | 0.598
[14 empty] | 947 | 0.258
[14 empty] | 947 | 0.133
[14 empty] | 947 | 0.106
[14 empty] | 947 | 0.243
[14 empty] | 947 | 0.398
[14 empty] | 947 | 0.538
[14 empty] | 947 | 0.218
[14 empty] | 947 | 0.274
[14 empty] | 947 | 0.544
[14 empty] | 947 | 0.445
[14 empty] | 948 | 0.0457
[14 empty] | 948 | 0.00318
[14 empty] | 948 | 0.0148
[14 empty] | 948 | 0.11
[14 empty] | 948 | 0.467
[14 empty] | 948 | 0.6
[14 empty] | 948 | 0.382
[14 empty] | 948 | 0.22
[14 empty] | 948 | 0.108
[14 empty] | 948 | 0.0735
[14 empty] | 948 | 0.483
[14 empty] | 948 | 0.556
[14 empty] | 949 | 0.498
[14 empty] | 949 | 0.457
[14 empty] | 949 | 0.625
[14 empty] | 949 | 0.492
[14 empty] | 949 | 0.654
[14 empty] | 949 | 0.421
[14 empty] | 949 | 0.325
[14 empty] | 949 | 0.395
[14 empty] | 949 | 0.427
[14 empty] | 949 | 0.572
[14 empty] | 949 | 0.428
[14 empty] | 950 | 0.169
[14 empty] | 950 | 0.00385
[14 empty] | 950 | 0.0378
[14 empty] | 950 | 0.107
[14 empty] | 950 | 0.292
[14 empty] | 950 | 0.0652
[14 empty] | 950 | 0.177
[14 empty] | 950 | 0.336
[14 empty] | 950 | 0.112
[14 empty] | 950 | 0.00313
[14 empty] | 950 | 0.0829
[14 empty] | 951 | 0.617
[14 empty] | 951 | 0.551
[14 empty] | 951 | 0.314
[14 empty] | 951 | 0.598
[14 empty] | 951 | 0.496
[14 empty] | 951 | 0.51
[14 empty] | 951 | 0.564
[14 empty] | 951 | 0.123
[14 empty] | 951 | 0.486
[14 empty] | 951 | 0.411
[14 empty] | 951 | 0.399
[14 empty] | 952 | 0.00544
[14 empty] | 952 | 0.323
[14 empty] | 952 | 0.272
[14 empty] | 952 | 0.0734
[14 empty] | 952 | 0.382
[14 empty] | 952 | 0.0597
[14 empty] | 952 | 0.0186
[14 empty] | 952 | 0.437
[14 empty] | 952 | 0.383
[14 empty] | 952 | 0.26
[14 empty] | 952 | 0.398
[14 empty] | 953 | 0.382
[14 empty] | 953 | 0.495
[14 empty] | 953 | 0.603
[14 empty] | 953 | 0.22
[14 empty] | 953 | 0.0709
[14 empty] | 953 | 0.235
[14 empty] | 953 | 0.472
[14 empty] | 953 | 0.399
[14 empty] | 953 | 0.187
[14 empty] | 953 | 0.333
[14 empty] | 953 | 0.18
[14 empty] | 954 | 0.448
[14 empty] | 954 | 0.149
[14 empty] | 954 | 0.442
[14 empty] | 954 | 0.61
[14 empty] | 954 | 0.267
[14 empty] | 954 | 0.574
[14 empty] | 954 | 0.289
[14 empty] | 954 | 0.0489
[14 empty] | 954 | 0.46
[14 empty] | 954 | 0.596
[14 empty] | 954 | 0.437
[14 empty] | 955 | 0.523
[14 empty] | 955 | 0.41
[14 empty] | 955 | 0.371
[14 empty] | 955 | 0.533
[14 empty] | 955 | 0.244
[14 empty] | 955 | 0.523
[14 empty] | 955 | 0.307
[14 empty] | 955 | 0.22
[14 empty] | 955 | 0.158
[14 empty] | 955 | 0.00129
[14 empty] | 955 | 0.218
[14 empty] | 956 | 0.316
[14 empty] | 956 | 0.651
[14 empty] | 956 | 0.67
[14 empty] | 956 | 0.616
[14 empty] | 956 | 0.283
[14 empty] | 956 | 0.0803
[14 empty] | 956 | 0.165
[14 empty] | 956 | 0.175
[14 empty] | 956 | 0.205
[14 empty] | 956 | 0.0815
[14 empty] | 956 | 0.103
[14 empty] | 957 | 0.597
[14 empty] | 957 | 0.15
[14 empty] | 957 | 0.356
[14 empty] | 957 | 0.488
[14 empty] | 957 | 0.156
[14 empty] | 957 | 0.419
[14 empty] | 957 | 0.0157
[14 empty] | 957 | 0.195
[14 empty] | 957 | 0.104
[14 empty] | 957 | 0.198
[14 empty] | 957 | 0.248
[14 empty] | 958 | 0.503
[14 empty] | 958 | 0.0524
[14 empty] | 958 | 0.0558
[14 empty] | 958 | 0.121
[14 empty] | 958 | 0.602
[14 empty] | 958 | 0.638
[14 empty] | 958 | 0.401
[14 empty] | 958 | 0.492
[14 empty] | 958 | 0.663
[14 empty] | 958 | 0.623
[14 empty] | 958 | 0.498
[14 empty] | 959 | 0.131
[14 empty] | 959 | 0.142
[14 empty] | 959 | 0.0852
[14 empty] | 959 | 0.047
[14 empty] | 959 | 0.482
[14 empty] | 959 | 0.387
[14 empty] | 959 | 0.374
[14 empty] | 959 | 0.559
[14 empty] | 959 | 0.642
[14 empty] | 959 | 0.574
[14 empty] | 960 | 0.644
[14 empty] | 960 | 0.337
[14 empty] | 960 | 0.526
[14 empty] | 960 | 0.234
[14 empty] | 960 | 0.173
[14 empty] | 960 | 0.502
[14 empty] | 960 | 0.401
[14 empty] | 960 | 0.421
[14 empty] | 960 | 0.176
[14 empty] | 960 | 0.532
[14 empty] | 960 | 0.18
[14 empty] | 961 | 0.684
[14 empty] | 961 | 0.536
[14 empty] | 961 | 0.321
[14 empty] | 961 | 0.585
[14 empty] | 961 | 0.276
[14 empty] | 961 | 0.6
[14 empty] | 961 | 0.239
[14 empty] | 961 | 0.133
[14 empty] | 961 | 0.241
[14 empty] | 961 | 0.469
[14 empty] | 961 | 0.666
[14 empty] | 962 | 0.371
[14 empty] | 962 | 0.124
[14 empty] | 962 | 0.272
[14 empty] | 962 | 0.6
[14 empty] | 962 | 0.241
[14 empty] | 962 | 0.637
[14 empty] | 962 | 0.661
[14 empty] | 962 | 0.295
[14 empty] | 962 | 0.212
[14 empty] | 962 | 0.467
[14 empty] | 962 | 0.659
[14 empty] | 963 | 0.697
[14 empty] | 963 | 0.682
[14 empty] | 963 | 0.588
[14 empty] | 963 | 0.631
[14 empty] | 963 | 0.342
[14 empty] | 963 | 0.632
[14 empty] | 963 | 0.254
[14 empty] | 963 | 0.228
[14 empty] | 963 | 0.373
[14 empty] | 963 | 0.604
[14 empty] | 963 | 0.178
[14 empty] | 964 | 0.604
[14 empty] | 964 | 0.156
[14 empty] | 964 | 0.602
[14 empty] | 964 | 0.507
[14 empty] | 964 | 0.105
[14 empty] | 964 | 0.151
[14 empty] | 964 | 0.149
[14 empty] | 964 | 0.535
[14 empty] | 964 | 0.678
[14 empty] | 964 | 0.599
[14 empty] | 965 | 0.519
[14 empty] | 965 | 0.613
[14 empty] | 965 | 0.616
[14 empty] | 965 | 0.503
[14 empty] | 965 | 0.594
[14 empty] | 965 | 0.576
[14 empty] | 965 | 0.208
[14 empty] | 965 | 0.0571
[14 empty] | 965 | 0.569
[14 empty] | 965 | 0.35
[14 empty] | 965 | 0.617
[14 empty] | 966 | 0.169
[14 empty] | 966 | 0.293
[14 empty] | 966 | 0.415
[14 empty] | 966 | 0.629
[14 empty] | 966 | 0.659
[14 empty] | 966 | 0.37
[14 empty] | 966 | 0.548
[14 empty] | 966 | 0.593
[14 empty] | 966 | 0.369
[14 empty] | 966 | 0.607
[14 empty] | 966 | 0.391
[14 empty] | 967 | 0.696
[14 empty] | 967 | 0.605
[14 empty] | 967 | 0.152
[14 empty] | 967 | 0.578
[14 empty] | 967 | 0.606
[14 empty] | 967 | 0.507
[14 empty] | 967 | 0.353
[14 empty] | 967 | 0.644
[14 empty] | 967 | 0.306
[14 empty] | 967 | 0.529
[14 empty] | 967 | 0.32
[14 empty] | 968 | 0.501
[14 empty] | 968 | 0.162
[14 empty] | 968 | 0.479
[14 empty] | 968 | 0.693
[14 empty] | 968 | 0.705
[14 empty] | 968 | 0.705
[14 empty] | 968 | 0.695
[14 empty] | 968 | 0.694
[14 empty] | 968 | 0.701
[14 empty] | 968 | 0.7
[14 empty] | 969 | 0.423
[14 empty] | 969 | 0.699
[14 empty] | 969 | 0.662
[14 empty] | 969 | 0.679
[14 empty] | 969 | 0.594
[14 empty] | 969 | 0.71
[14 empty] | 969 | 0.561
[14 empty] | 969 | 0.679
[14 empty] | 969 | 0.662
[14 empty] | 969 | 0.704
[14 empty] | 969 | 0.613
[14 empty] | 970 | 0.64
[14 empty] | 970 | 0.254
[14 empty] | 970 | 0.488
[14 empty] | 970 | 0.655
[14 empty] | 970 | 0.537
[14 empty] | 970 | 0.694
[14 empty] | 970 | 0.72
[14 empty] | 970 | 0.702
[14 empty] | 970 | 0.5
[14 empty] | 970 | 0.687
[14 empty] | 970 | 0.697
[14 empty] | 971 | 0.69
[14 empty] | 971 | 0.7
[14 empty] | 971 | 0.697
[14 empty] | 971 | 0.42
[14 empty] | 971 | 0.69
[14 empty] | 971 | 0.712
[14 empty] | 971 | 0.708
[14 empty] | 971 | 0.641
[14 empty] | 971 | 0.71
[14 empty] | 971 | 0.705
[14 empty] | 972 | 0.685
[14 empty] | 972 | 0.694
[14 empty] | 972 | 0.706
[14 empty] | 972 | 0.694
[14 empty] | 972 | 0.718
[14 empty] | 972 | 0.7
[14 empty] | 972 | 0.66
[14 empty] | 972 | 0.251
[14 empty] | 972 | 0.596
[14 empty] | 972 | 0.707
[14 empty] | 972 | 0.672
[14 empty] | 973 | 0.661
[14 empty] | 973 | 0.383
[14 empty] | 973 | 0.688
[14 empty] | 973 | 0.641
[14 empty] | 973 | 0.582
[14 empty] | 973 | 0.63
[14 empty] | 973 | 0.675
[14 empty] | 973 | 0.389
[14 empty] | 973 | 0.59
[14 empty] | 973 | 0.347
[14 empty] | 974 | 0.601
[14 empty] | 974 | 0.669
[14 empty] | 974 | 0.689
[14 empty] | 974 | 0.643
[14 empty] | 974 | 0.503
[14 empty] | 974 | 0.428
[14 empty] | 974 | 0.237
[14 empty] | 974 | 0.325
[14 empty] | 974 | 0.513
[14 empty] | 974 | 0.679
[14 empty] | 974 | 0.704
[14 empty] | 975 | 0.701
[14 empty] | 975 | 0.676
[14 empty] | 975 | 0.226
[14 empty] | 975 | 0.526
[14 empty] | 975 | 0.652
[14 empty] | 975 | 0.677
[14 empty] | 975 | 0.681
[14 empty] | 975 | 0.6
[14 empty] | 975 | 0.254
[14 empty] | 975 | 0.489
[14 empty] | 976 | 0.486
[14 empty] | 976 | 0.652
[14 empty] | 976 | 0.695
[14 empty] | 976 | 0.645
[14 empty] | 976 | 0.45
[14 empty] | 976 | 0.257
[14 empty] | 976 | 0.545
[14 empty] | 976 | 0.598
[14 empty] | 976 | 0.593
[14 empty] | 976 | 0.35
[14 empty] | 976 | 0.651
[14 empty] | 977 | 0.703
[14 empty] | 977 | 0.709
[14 empty] | 977 | 0.698
[14 empty] | 977 | 0.552
[14 empty] | 977 | 0.695
[14 empty] | 977 | 0.693
[14 empty] | 977 | 0.467
[14 empty] | 977 | 0.637
[14 empty] | 977 | 0.539
[14 empty] | 977 | 0.214
[14 empty] | 978 | 0.303
[14 empty] | 978 | 0.671
[14 empty] | 978 | 0.662
[14 empty] | 978 | 0.389
[14 empty] | 978 | 0.691
[14 empty] | 978 | 0.489
[14 empty] | 978 | 0.673
[14 empty] | 978 | 0.685
[14 empty] | 978 | 0.54
[14 empty] | 978 | 0.496
[14 empty] | 978 | 0.698
[14 empty] | 979 | 0.597
[14 empty] | 979 | 0.399
[14 empty] | 979 | 0.636
[14 empty] | 979 | 0.662
[14 empty] | 979 | 0.662
[14 empty] | 979 | 0.511
[14 empty] | 979 | 0.663
[14 empty] | 979 | 0.681
[14 empty] | 979 | 0.681
[14 empty] | 979 | 0.506
[14 empty] | 980 | 0.57
[14 empty] | 980 | 0.356
[14 empty] | 980 | 0.651
[14 empty] | 980 | 0.417
[14 empty] | 980 | 0.674
[14 empty] | 980 | 0.696
[14 empty] | 980 | 0.705
[14 empty] | 980 | 0.607
[14 empty] | 980 | 0.679
[14 empty] | 980 | 0.26
[14 empty] | 980 | 0.562
[14 empty] | 981 | 0.652
[14 empty] | 981 | 0.712
[14 empty] | 981 | 0.688
[14 empty] | 981 | 0.658
[14 empty] | 981 | 0.696
[14 empty] | 981 | 0.714
[14 empty] | 981 | 0.691
[14 empty] | 981 | 0.684
[14 empty] | 981 | 0.697
[14 empty] | 981 | 0.501
[14 empty] | 982 | 0.512
[14 empty] | 982 | 0.708
[14 empty] | 982 | 0.711
[14 empty] | 982 | 0.69
[14 empty] | 982 | 0.587
[14 empty] | 982 | 0.658
[14 empty] | 982 | 0.575
[14 empty] | 982 | 0.703
[14 empty] | 982 | 0.563
[14 empty] | 982 | 0.689
[14 empty] | 983 | 0.488
[14 empty] | 983 | 0.624
[14 empty] | 983 | 0.703
[14 empty] | 983 | 0.69
[14 empty] | 983 | 0.709
[14 empty] | 983 | 0.686
[14 empty] | 983 | 0.568
[14 empty] | 983 | 0.437
[14 empty] | 983 | 0.561
[14 empty] | 983 | 0.637
[14 empty] | 983 | 0.68
[14 empty] | 984 | 0.7
[14 empty] | 984 | 0.704
[14 empty] | 984 | 0.667
[14 empty] | 984 | 0.686
[14 empty] | 984 | 0.7
[14 empty] | 984 | 0.705
[14 empty] | 984 | 0.648
[14 empty] | 984 | 0.702
[14 empty] | 984 | 0.702
[14 empty] | 984 | 0.696
[14 empty] | 985 | 0.692
[14 empty] | 985 | 0.658
[14 empty] | 985 | 0.61
[14 empty] | 985 | 0.534
[14 empty] | 985 | 0.65
[14 empty] | 985 | 0.687
[14 empty] | 985 | 0.679
[14 empty] | 985 | 0.672
[14 empty] | 985 | 0.589
[14 empty] | 985 | 0.568
[14 empty] | 986 | 0.701
[14 empty] | 986 | 0.686
[14 empty] | 986 | 0.7
[14 empty] | 986 | 0.705
[14 empty] | 986 | 0.707
[14 empty] | 986 | 0.669
[14 empty] | 986 | 0.692
[14 empty] | 986 | 0.701
[14 empty] | 986 | 0.701
[14 empty] | 986 | 0.687
[14 empty] | 986 | 0.707
[14 empty] | 987 | 0.699
[14 empty] | 987 | 0.695
[14 empty] | 987 | 0.624
[14 empty] | 987 | 0.682
[14 empty] | 987 | 0.668
[14 empty] | 987 | 0.696
[14 empty] | 987 | 0.705
[14 empty] | 987 | 0.668
[14 empty] | 987 | 0.698
[14 empty] | 987 | 0.702
[14 empty] | 988 | 0.709
[14 empty] | 988 | 0.709
[14 empty] | 988 | 0.71
[14 empty] | 988 | 0.694
[14 empty] | 988 | 0.68
[14 empty] | 988 | 0.708
[14 empty] | 988 | 0.706
[14 empty] | 988 | 0.675
[14 empty] | 988 | 0.552
[14 empty] | 988 | 0.685
[14 empty] | 989 | 0.682
[14 empty] | 989 | 0.683
[14 empty] | 989 | 0.683
[14 empty] | 989 | 0.682
[14 empty] | 989 | 0.693
[14 empty] | 989 | 0.698
[14 empty] | 989 | 0.698
[14 empty] | 989 | 0.693
[14 empty] | 989 | 0.706
[14 empty] | 989 | 0.708
[14 empty] | 990 | 0.699
[14 empty] | 990 | 0.677
[14 empty] | 990 | 0.662
[14 empty] | 990 | 0.632
[14 empty] | 990 | 0.681
[14 empty] | 990 | 0.677
[14 empty] | 990 | 0.692
[14 empty] | 990 | 0.701
[14 empty] | 990 | 0.671
[14 empty] | 990 | 0.69
[14 empty] | 990 | 0.695
[14 empty] | 991 | 0.691
[14 empty] | 991 | 0.696
[14 empty] | 991 | 0.688
[14 empty] | 991 | 0.701
[14 empty] | 991 | 0.679
[14 empty] | 991 | 0.705
[14 empty] | 991 | 0.705
[14 empty] | 991 | 0.695
[14 empty] | 991 | 0.703
[14 empty] | 991 | 0.701
[14 empty] | 992 | 0.705
[14 empty] | 992 | 0.699
[14 empty] | 992 | 0.691
[14 empty] | 992 | 0.702
[14 empty] | 992 | 0.706
[14 empty] | 992 | 0.704
[14 empty] | 992 | 0.699
[14 empty] | 992 | 0.688
[14 empty] | 992 | 0.692
[14 empty] | 992 | 0.695
[14 empty] | 993 | 0.699
[14 empty] | 993 | 0.692
[14 empty] | 993 | 0.698
[14 empty] | 993 | 0.678
[14 empty] | 993 | 0.692
[14 empty] | 993 | 0.6
[14 empty] | 993 | 0.696
[14 empty] | 993 | 0.701
[14 empty] | 993 | 0.702
[14 empty] | 993 | 0.704
[14 empty] | 994 | 0.69
[14 empty] | 994 | 0.702
[14 empty] | 994 | 0.7
[14 empty] | 994 | 0.704
[14 empty] | 994 | 0.704
[14 empty] | 994 | 0.704
[14 empty] | 994 | 0.698
[14 empty] | 994 | 0.692
[14 empty] | 994 | 0.7
[14 empty] | 994 | 0.7
[14 empty] | 995 | 0.697
[14 empty] | 995 | 0.688
[14 empty] | 995 | 0.698
[14 empty] | 995 | 0.699
[14 empty] | 995 | 0.7
[14 empty] | 995 | 0.7
[14 empty] | 995 | 0.7
[14 empty] | 995 | 0.701
[14 empty] | 995 | 0.701
[14 empty] | 995 | 0.701
[14 empty] | 996 | 0.697
[14 empty] | 996 | 0.698
[14 empty] | 996 | 0.698
[14 empty] | 996 | 0.696
[14 empty] | 996 | 0.689
[14 empty] | 996 | 0.698
[14 empty] | 996 | 0.681
[14 empty] | 996 | 0.698
[14 empty] | 996 | 0.698
[14 empty] | 996 | 0.693
[14 empty] | 997 | 0.699
[14 empty] | 997 | 0.698
[14 empty] | 997 | 0.696
[14 empty] | 997 | 0.699
[14 empty] | 997 | 0.681
[14 empty] | 997 | 0.698
[14 empty] | 997 | 0.696
[14 empty] | 997 | 0.698
[14 empty] | 997 | 0.699
[14 empty] | 997 | 0.698
[14 empty] | 998 | 0.696
[14 empty] | 998 | 0.697
[14 empty] | 998 | 0.697
[14 empty] | 998 | 0.697
[14 empty] | 998 | 0.673
[14 empty] | 998 | 0.696
[14 empty] | 998 | 0.697
[14 empty] | 998 | 0.692
[14 empty] | 998 | 0.698
[14 empty] | 998 | 0.699
[14 empty] | 999 | 0.693
[14 empty] | 999 | 0.693
[14 empty] | 999 | 0.688
[14 empty] | 999 | 0.694
[14 empty] | 999 | 0.694
[14 empty] | 999 | 0.692
[14 empty] | 999 | 0.694
[14 empty] | 999 | 0.68
[14 empty] | 999 | 0.695
[14 empty] | 999 | 0.696
[14 empty] | 1000 | 0.693
[14 empty] | 1000 | 0.692
[14 empty] | 1000 | 0.669
[14 empty] | 1000 | 0.684
[14 empty] | 1000 | 0.691
[14 empty] | 1000 | 0.691
[14 empty] | 1000 | 0.69
[14 empty] | 1000 | 0.69
[14 empty] | 1000 | 0.665
[14 empty] | 1000 | 0.689
[14 empty] | 1001 | 0.684
[14 empty] | 1001 | 0.684
[14 empty] | 1001 | 0.694
[14 empty] | 1001 | 0.694
[14 empty] | 1001 | 0.695
[14 empty] | 1001 | 0.695
[14 empty] | 1001 | 0.695
[14 empty] | 1001 | 0.695
[14 empty] | 1001 | 0.694
[14 empty] | 1001 | 0.692
[14 empty] | 1002 | 0.671
[14 empty] | 1002 | 0.691
[14 empty] | 1002 | 0.689
[14 empty] | 1002 | 0.663
[14 empty] | 1002 | 0.643
[14 empty] | 1002 | 0.651
[14 empty] | 1002 | 0.689
[14 empty] | 1002 | 0.694
[14 empty] | 1002 | 0.694
[14 empty] | 1002 | 0.688
[14 empty] | 1003 | 0.683
[14 empty] | 1003 | 0.684
[14 empty] | 1003 | 0.685
[14 empty] | 1003 | 0.685
[14 empty] | 1003 | 0.686
[14 empty] | 1003 | 0.682
[14 empty] | 1003 | 0.687
[14 empty] | 1003 | 0.687
[14 empty] | 1003 | 0.671
[14 empty] | 1003 | 0.676
[14 empty] | 1004 | 0.653
[14 empty] | 1004 | 0.677
[14 empty] | 1004 | 0.678
[14 empty] | 1004 | 0.677
[14 empty] | 1004 | 0.641
[14 empty] | 1004 | 0.673
[14 empty] | 1004 | 0.678
[14 empty] | 1004 | 0.679
[14 empty] | 1004 | 0.68
[14 empty] | 1004 | 0.681
[14 empty] | 1005 | 0.63
[14 empty] | 1005 | 0.624
[14 empty] | 1005 | 0.62
[14 empty] | 1005 | 0.615
[14 empty] | 1005 | 0.625
[14 empty] | 1005 | 0.638
[14 empty] | 1005 | 0.65
[14 empty] | 1005 | 0.66
[14 empty] | 1005 | 0.667
[14 empty] | 1005 | 0.671
[14 empty] | 1006 | 0.675
[14 empty] | 1006 | 0.674
[14 empty] | 1006 | 0.67
[14 empty] | 1006 | 0.659
[14 empty] | 1006 | 0.666
[14 empty] | 1006 | 0.664
[14 empty] | 1006 | 0.661
[14 empty] | 1006 | 0.656
[14 empty] | 1006 | 0.62
[14 empty] | 1006 | 0.638
[14 empty] | 1007 | 0.684
[14 empty] | 1007 | 0.683
[14 empty] | 1007 | 0.67
[14 empty] | 1007 | 0.68
[14 empty] | 1007 | 0.678
[14 empty] | 1007 | 0.68
[14 empty] | 1007 | 0.68
[14 empty] | 1007 | 0.679
[14 empty] | 1007 | 0.669
[14 empty] | 1007 | 0.678
[14 empty] | 1008 | 0.67
[14 empty] | 1008 | 0.68
[14 empty] | 1008 | 0.681
[14 empty] | 1008 | 0.68
[14 empty] | 1008 | 0.648
[14 empty] | 1008 | 0.681
[14 empty] | 1008 | 0.684
[14 empty] | 1008 | 0.683
[14 empty] | 1008 | 0.68
[14 empty] | 1008 | 0.683
[14 empty] | 1009 | 0.674
[14 empty] | 1009 | 0.658
[14 empty] | 1009 | 0.675
[14 empty] | 1009 | 0.678
[14 empty] | 1009 | 0.679
[14 empty] | 1009 | 0.644
[14 empty] | 1009 | 0.679
[14 empty] | 1009 | 0.679
[14 empty] | 1009 | 0.679
[14 empty] | 1009 | 0.678
[14 empty] | 1010 | 0.68
[14 empty] | 1010 | 0.661
[14 empty] | 1010 | 0.679
[14 empty] | 1010 | 0.68
[14 empty] | 1010 | 0.67
[14 empty] | 1010 | 0.681
[14 empty] | 1010 | 0.667
[14 empty] | 1010 | 0.679
[14 empty] | 1010 | 0.64
[14 empty] | 1011 | 0.677
[14 empty] | 1011 | 0.679
[14 empty] | 1011 | 0.673
[14 empty] | 1011 | 0.679
[14 empty] | 1011 | 0.677
[14 empty] | 1011 | 0.677
[14 empty] | 1011 | 0.669
[14 empty] | 1011 | 0.677
[14 empty] | 1011 | 0.678
[14 empty] | 1011 | 0.677
[14 empty] | 1012 | 0.674
[14 empty] | 1012 | 0.675
[14 empty] | 1012 | 0.673
[14 empty] | 1012 | 0.646
[14 empty] | 1012 | 0.679
[14 empty] | 1012 | 0.675
[14 empty] | 1012 | 0.668
[14 empty] | 1012 | 0.677
[14 empty] | 1012 | 0.678
[14 empty] | 1012 | 0.678
[14 empty] | 1013 | 0.679
[14 empty] | 1013 | 0.679
[14 empty] | 1013 | 0.677
[14 empty] | 1013 | 0.667
[14 empty] | 1013 | 0.676
[14 empty] | 1013 | 0.675
[14 empty] | 1013 | 0.673
[14 empty] | 1013 | 0.669
[14 empty] | 1013 | 0.672
[14 empty] | 1013 | 0.672
[14 empty] | 1014 | 0.662
[14 empty] | 1014 | 0.669
[14 empty] | 1014 | 0.675
[14 empty] | 1014 | 0.676
[14 empty] | 1014 | 0.677
[14 empty] | 1014 | 0.677
[14 empty] | 1014 | 0.678
[14 empty] | 1014 | 0.678
[14 empty] | 1014 | 0.678
[14 empty] | 1015 | 0.671
[14 empty] | 1015 | 0.671
[14 empty] | 1015 | 0.671
[14 empty] | 1015 | 0.668
[14 empty] | 1015 | 0.666
[14 empty] | 1015 | 0.663
[14 empty] | 1015 | 0.653
[14 empty] | 1015 | 0.661
[14 empty] | 1015 | 0.664
[14 empty] | 1015 | 0.661
[14 empty] | 1016 | 0.663
[14 empty] | 1016 | 0.666
[14 empty] | 1016 | 0.669
[14 empty] | 1016 | 0.669
[14 empty] | 1016 | 0.669
[14 empty] | 1016 | 0.668
[14 empty] | 1016 | 0.668
[14 empty] | 1016 | 0.668
[14 empty] | 1016 | 0.666
[14 empty] | 1016 | 0.645
[14 empty] | 1017 | 0.671
[14 empty] | 1017 | 0.671
[14 empty] | 1017 | 0.669
[14 empty] | 1017 | 0.666
[14 empty] | 1017 | 0.658
[14 empty] | 1017 | 0.653
[14 empty] | 1017 | 0.655
[14 empty] | 1017 | 0.659
[14 empty] | 1017 | 0.661
[14 empty] | 1018 | 0.659
[14 empty] | 1018 | 0.663
[14 empty] | 1018 | 0.667
[14 empty] | 1018 | 0.67
[14 empty] | 1018 | 0.672
[14 empty] | 1018 | 0.671
[14 empty] | 1018 | 0.673
[14 empty] | 1018 | 0.673
[14 empty] | 1018 | 0.672
[14 empty] | 1018 | 0.657
[14 empty] | 1019 | 0.631
[14 empty] | 1019 | 0.616
[14 empty] | 1019 | 0.655
[14 empty] | 1019 | 0.658
[14 empty] | 1019 | 0.658
[14 empty] | 1019 | 0.656
[14 empty] | 1019 | 0.654
[14 empty] | 1019 | 0.652
[14 empty] | 1019 | 0.648
[14 empty] | 1019 | 0.655
[14 empty] | 1020 | 0.655
[14 empty] | 1020 | 0.663
[14 empty] | 1020 | 0.664
[14 empty] | 1020 | 0.663
[14 empty] | 1020 | 0.661
[14 empty] | 1020 | 0.659
[14 empty] | 1020 | 0.656
[14 empty] | 1020 | 0.653
[14 empty] | 1020 | 0.652
[14 empty] | 1021 | 0.66
[14 empty] | 1021 | 0.662
[14 empty] | 1021 | 0.661
[14 empty] | 1021 | 0.664
[14 empty] | 1021 | 0.664
[14 empty] | 1021 | 0.663
[14 empty] | 1021 | 0.663
[14 empty] | 1021 | 0.663
[14 empty] | 1021 | 0.663
[14 empty] | 1021 | 0.657
[14 empty] | 1022 | 0.663
[14 empty] | 1022 | 0.66
[14 empty] | 1022 | 0.656
[14 empty] | 1022 | 0.652
[14 empty] | 1022 | 0.648
[14 empty] | 1022 | 0.647
[14 empty] | 1022 | 0.647
[14 empty] | 1022 | 0.632
[14 empty] | 1022 | 0.647
[14 empty] | 1022 | 0.657
[14 empty] | 1023 | 0.664
[14 empty] | 1023 | 0.665
[14 empty] | 1023 | 0.665
[14 empty] | 1023 | 0.665
[14 empty] | 1023 | 0.662
[14 empty] | 1023 | 0.64
[14 empty] | 1023 | 0.665
[14 empty] | 1023 | 0.665
[14 empty] | 1023 | 0.665
[14 empty] | 1024 | 0.662
[14 empty] | 1024 | 0.662
[14 empty] | 1024 | 0.662
[14 empty] | 1024 | 0.661
[14 empty] | 1024 | 0.658
[14 empty] | 1024 | 0.634
[14 empty] | 1024 | 0.634
[14 empty] | 1024 | 0.653
[14 empty] | 1024 | 0.663
[14 empty] | 1024 | 0.65
[14 empty] | 1025 | 0.662
[14 empty] | 1025 | 0.656
[14 empty] | 1025 | 0.661
[14 empty] | 1025 | 0.661
[14 empty] | 1025 | 0.661
[14 empty] | 1025 | 0.659
[14 empty] | 1025 | 0.661
[14 empty] | 1025 | 0.661
[14 empty] | 1025 | 0.662
[14 empty] | 1026 | 0.659
[14 empty] | 1026 | 0.657
[14 empty] | 1026 | 0.654
[14 empty] | 1026 | 0.661
[14 empty] | 1026 | 0.662
[14 empty] | 1026 | 0.662
[14 empty] | 1026 | 0.659
[14 empty] | 1026 | 0.654
[14 empty] | 1026 | 0.662
[14 empty] | 1026 | 0.662
[14 empty] | 1027 | 0.658
[14 empty] | 1027 | 0.646
[14 empty] | 1027 | 0.658
[14 empty] | 1027 | 0.659
[14 empty] | 1027 | 0.659
[14 empty] | 1027 | 0.658
[14 empty] | 1027 | 0.658
[14 empty] | 1027 | 0.658
[14 empty] | 1027 | 0.658
[14 empty] | 1028 | 0.659
[14 empty] | 1028 | 0.66
[14 empty] | 1028 | 0.66
[14 empty] | 1028 | 0.66
[14 empty] | 1028 | 0.66
[14 empty] | 1028 | 0.66
[14 empty] | 1028 | 0.66
[14 empty] | 1028 | 0.659
[14 empty] | 1028 | 0.654
[14 empty] | 1028 | 0.638
[14 empty] | 1029 | 0.645
[14 empty] | 1029 | 0.647
[14 empty] | 1029 | 0.646
[14 empty] | 1029 | 0.645
[14 empty] | 1029 | 0.647
[14 empty] | 1029 | 0.647
[14 empty] | 1029 | 0.65
[14 empty] | 1029 | 0.655
[14 empty] | 1029 | 0.644
[14 empty] | 1030 | 0.652
[14 empty] | 1030 | 0.653
[14 empty] | 1030 | 0.654
[14 empty] | 1030 | 0.651
[14 empty] | 1030 | 0.655
[14 empty] | 1030 | 0.656
[14 empty] | 1030 | 0.656
[14 empty] | 1030 | 0.655
[14 empty] | 1030 | 0.653
[14 empty] | 1031 | 0.642
[14 empty] | 1031 | 0.652
[14 empty] | 1031 | 0.653
[14 empty] | 1031 | 0.653
[14 empty] | 1031 | 0.653
[14 empty] | 1031 | 0.65
[14 empty] | 1031 | 0.653
[14 empty] | 1031 | 0.652
[14 empty] | 1031 | 0.652
[14 empty] | 1031 | 0.652
[14 empty] | 1032 | 0.653
[14 empty] | 1032 | 0.654
[14 empty] | 1032 | 0.654
[14 empty] | 1032 | 0.654
[14 empty] | 1032 | 0.653
[14 empty] | 1032 | 0.652
[14 empty] | 1032 | 0.651
[14 empty] | 1032 | 0.651
[14 empty] | 1032 | 0.651
[14 empty] | 1033 | 0.641
[14 empty] | 1033 | 0.633
[14 empty] | 1033 | 0.635
[14 empty] | 1033 | 0.634
[14 empty] | 1033 | 0.635
[14 empty] | 1033 | 0.637
[14 empty] | 1033 | 0.641
[14 empty] | 1033 | 0.645
[14 empty] | 1033 | 0.649
[14 empty] | 1033 | 0.651
[14 empty] | 1034 | 0.636
[14 empty] | 1034 | 0.639
[14 empty] | 1034 | 0.642
[14 empty] | 1034 | 0.645
[14 empty] | 1034 | 0.648
[14 empty] | 1034 | 0.649
[14 empty] | 1034 | 0.649
[14 empty] | 1034 | 0.646
[14 empty] | 1034 | 0.645
[14 empty] | 1035 | 0.646
[14 empty] | 1035 | 0.645
[14 empty] | 1035 | 0.644
[14 empty] | 1035 | 0.642
[14 empty] | 1035 | 0.64
[14 empty] | 1035 | 0.637
[14 empty] | 1035 | 0.635
[14 empty] | 1035 | 0.634
[14 empty] | 1035 | 0.634
[14 empty] | 1036 | 0.647
[14 empty] | 1036 | 0.648
[14 empty] | 1036 | 0.649
[14 empty] | 1036 | 0.649
[14 empty] | 1036 | 0.646
[14 empty] | 1036 | 0.647
[14 empty] | 1036 | 0.647
[14 empty] | 1036 | 0.647
[14 empty] | 1036 | 0.647
[14 empty] | 1036 | 0.646
[14 empty] | 1037 | 0.629
[14 empty] | 1037 | 0.63
[14 empty] | 1037 | 0.633
[14 empty] | 1037 | 0.636
[14 empty] | 1037 | 0.64
[14 empty] | 1037 | 0.642
[14 empty] | 1037 | 0.645
[14 empty] | 1037 | 0.646
[14 empty] | 1037 | 0.646
[14 empty] | 1038 | 0.641
[14 empty] | 1038 | 0.639
[14 empty] | 1038 | 0.638
[14 empty] | 1038 | 0.638
[14 empty] | 1038 | 0.637
[14 empty] | 1038 | 0.636
[14 empty] | 1038 | 0.634
[14 empty] | 1038 | 0.632
[14 empty] | 1038 | 0.63
[14 empty] | 1039 | 0.639
[14 empty] | 1039 | 0.641
[14 empty] | 1039 | 0.642
[14 empty] | 1039 | 0.643
[14 empty] | 1039 | 0.644
[14 empty] | 1039 | 0.645
[14 empty] | 1039 | 0.645
[14 empty] | 1039 | 0.644
[14 empty] | 1039 | 0.642
[14 empty] | 1040 | 0.64
[14 empty] | 1040 | 0.639
[14 empty] | 1040 | 0.638
[14 empty] | 1040 | 0.636
[14 empty] | 1040 | 0.634
[14 empty] | 1040 | 0.632
[14 empty] | 1040 | 0.632
[14 empty] | 1040 | 0.633
[14 empty] | 1040 | 0.634
[14 empty] | 1040 | 0.637
[14 empty] | 1041 | 0.642
[14 empty] | 1041 | 0.641
[14 empty] | 1041 | 0.64
[14 empty] | 1041 | 0.639
[14 empty] | 1041 | 0.639
[14 empty] | 1041 | 0.638
[14 empty] | 1041 | 0.638
[14 empty] | 1041 | 0.639
[14 empty] | 1041 | 0.639
[14 empty] | 1042 | 0.634
[14 empty] | 1042 | 0.636
[14 empty] | 1042 | 0.638
[14 empty] | 1042 | 0.639
[14 empty] | 1042 | 0.64
[14 empty] | 1042 | 0.641
[14 empty] | 1042 | 0.641
[14 empty] | 1042 | 0.641
[14 empty] | 1042 | 0.642
[14 empty] | 1043 | 0.637
[14 empty] | 1043 | 0.636
[14 empty] | 1043 | 0.634
[14 empty] | 1043 | 0.632
[14 empty] | 1043 | 0.63
[14 empty] | 1043 | 0.629
[14 empty] | 1043 | 0.629
[14 empty] | 1043 | 0.63
[14 empty] | 1043 | 0.632
[14 empty] | 1044 | 0.638
[14 empty] | 1044 | 0.638
[14 empty] | 1044 | 0.638
[14 empty] | 1044 | 0.637
[14 empty] | 1044 | 0.637
[14 empty] | 1044 | 0.636
[14 empty] | 1044 | 0.636
[14 empty] | 1044 | 0.637
[14 empty] | 1044 | 0.637
[14 empty] | 1044 | 0.637
[14 empty] | 1045 | 0.627
[14 empty] | 1045 | 0.629
[14 empty] | 1045 | 0.63
[14 empty] | 1045 | 0.631
[14 empty] | 1045 | 0.632
[14 empty] | 1045 | 0.634
[14 empty] | 1045 | 0.635
[14 empty] | 1045 | 0.636
[14 empty] | 1045 | 0.637
[14 empty] | 1046 | 0.624
[14 empty] | 1046 | 0.621
[14 empty] | 1046 | 0.618
[14 empty] | 1046 | 0.615
[14 empty] | 1046 | 0.615
[14 empty] | 1046 | 0.616
[14 empty] | 1046 | 0.618
[14 empty] | 1046 | 0.621
[14 empty] | 1046 | 0.624
[14 empty] | 1047 | 0.626
[14 empty] | 1047 | 0.624
[14 empty] | 1047 | 0.624
[14 empty] | 1047 | 0.625
[14 empty] | 1047 | 0.627
[14 empty] | 1047 | 0.629
[14 empty] | 1047 | 0.63
[14 empty] | 1047 | 0.63
[14 empty] | 1047 | 0.628
[14 empty] | 1048 | 0.632
[14 empty] | 1048 | 0.632
[14 empty] | 1048 | 0.633
[14 empty] | 1048 | 0.633
[14 empty] | 1048 | 0.634
[14 empty] | 1048 | 0.633
[14 empty] | 1048 | 0.632
[14 empty] | 1048 | 0.63
[14 empty] | 1048 | 0.628
[14 empty] | 1049 | 0.63
[14 empty] | 1049 | 0.63
[14 empty] | 1049 | 0.63
[14 empty] | 1049 | 0.63
[14 empty] | 1049 | 0.63
[14 empty] | 1049 | 0.63
[14 empty] | 1049 | 0.63
[14 empty] | 1049 | 0.63
[14 empty] | 1049 | 0.631
[14 empty] | 1050 | 0.627
[14 empty] | 1050 | 0.626
[14 empty] | 1050 | 0.626
[14 empty] | 1050 | 0.626
[14 empty] | 1050 | 0.626
[14 empty] | 1050 | 0.626
[14 empty] | 1050 | 0.627
[14 empty] | 1050 | 0.628
[14 empty] | 1050 | 0.629
[14 empty] | 1051 | 0.627
[14 empty] | 1051 | 0.627
[14 empty] | 1051 | 0.628
[14 empty] | 1051 | 0.627
[14 empty] | 1051 | 0.628
[14 empty] | 1051 | 0.628
[14 empty] | 1051 | 0.628
[14 empty] | 1051 | 0.627
[14 empty] | 1051 | 0.627
[14 empty] | 1052 | 0.625
[14 empty] | 1052 | 0.624
[14 empty] | 1052 | 0.623
[14 empty] | 1052 | 0.623
[14 empty] | 1052 | 0.623
[14 empty] | 1052 | 0.624
[14 empty] | 1052 | 0.625
[14 empty] | 1052 | 0.626
[14 empty] | 1052 | 0.626
[14 empty] | 1053 | 0.616
[14 empty] | 1053 | 0.618
[14 empty] | 1053 | 0.62
[14 empty] | 1053 | 0.623
[14 empty] | 1053 | 0.625
[14 empty] | 1053 | 0.626
[14 empty] | 1053 | 0.627
[14 empty] | 1053 | 0.626
[14 empty] | 1053 | 0.626
[14 empty] | 1054 | 0.624
[14 empty] | 1054 | 0.624
[14 empty] | 1054 | 0.624
[14 empty] | 1054 | 0.623
[14 empty] | 1054 | 0.621
[14 empty] | 1054 | 0.62
[14 empty] | 1054 | 0.617
[14 empty] | 1054 | 0.617
[14 empty] | 1054 | 0.616
[14 empty] | 1055 | 0.624
[14 empty] | 1055 | 0.624
[14 empty] | 1055 | 0.624
[14 empty] | 1055 | 0.624
[14 empty] | 1055 | 0.624
[14 empty] | 1055 | 0.623
[14 empty] | 1055 | 0.624
[14 empty] | 1055 | 0.623
[14 empty] | 1055 | 0.624
[14 empty] | 1056 | 0.622
[14 empty] | 1056 | 0.622
[14 empty] | 1056 | 0.622
[14 empty] | 1056 | 0.622
[14 empty] | 1056 | 0.622
[14 empty] | 1056 | 0.623
[14 empty] | 1056 | 0.623
[14 empty] | 1056 | 0.624
[14 empty] | 1056 | 0.624
[14 empty] | 1057 | 0.621
[14 empty] | 1057 | 0.622
[14 empty] | 1057 | 0.622
[14 empty] | 1057 | 0.622
[14 empty] | 1057 | 0.622
[14 empty] | 1057 | 0.622
[14 empty] | 1057 | 0.622
[14 empty] | 1057 | 0.622
[14 empty] | 1057 | 0.622
[14 empty] | 1058 | 0.601
[14 empty] | 1058 | 0.607
[14 empty] | 1058 | 0.612
[14 empty] | 1058 | 0.615
[14 empty] | 1058 | 0.617
[14 empty] | 1058 | 0.619
[14 empty] | 1058 | 0.619
[14 empty] | 1058 | 0.62
[14 empty] | 1058 | 0.621
[14 empty] | 1059 | 0.617
[14 empty] | 1059 | 0.614
[14 empty] | 1059 | 0.609
[14 empty] | 1059 | 0.602
[14 empty] | 1059 | 0.595
[14 empty] | 1059 | 0.591
[14 empty] | 1059 | 0.589
[14 empty] | 1059 | 0.591
[14 empty] | 1059 | 0.594
[14 empty] | 1060 | 0.6
[14 empty] | 1060 | 0.606
[14 empty] | 1060 | 0.611
[14 empty] | 1060 | 0.614
[14 empty] | 1060 | 0.617
[14 empty] | 1060 | 0.619
[14 empty] | 1060 | 0.619
[14 empty] | 1060 | 0.619
[14 empty] | 1060 | 0.618
[14 empty] | 1061 | 0.613
[14 empty] | 1061 | 0.612
[14 empty] | 1061 | 0.609
[14 empty] | 1061 | 0.606
[14 empty] | 1061 | 0.603
[14 empty] | 1061 | 0.598
[14 empty] | 1061 | 0.595
[14 empty] | 1061 | 0.594
[14 empty] | 1061 | 0.596
[14 empty] | 1062 | 0.613
[14 empty] | 1062 | 0.609
[14 empty] | 1062 | 0.615
[14 empty] | 1062 | 0.614
[14 empty] | 1062 | 0.614
[14 empty] | 1062 | 0.613
[14 empty] | 1062 | 0.613
[14 empty] | 1062 | 0.612
[14 empty] | 1062 | 0.613
[14 empty] | 1063 | 0.607
[14 empty] | 1063 | 0.604
[14 empty] | 1063 | 0.602
[14 empty] | 1063 | 0.601
[14 empty] | 1063 | 0.599
[14 empty] | 1063 | 0.602
[14 empty] | 1063 | 0.6
[14 empty] | 1063 | 0.608
[14 empty] | 1063 | 0.612
[14 empty] | 1064 | 0.613
[14 empty] | 1064 | 0.614
[14 empty] | 1064 | 0.613
[14 empty] | 1064 | 0.613
[14 empty] | 1064 | 0.613
[14 empty] | 1064 | 0.612
[14 empty] | 1064 | 0.612
[14 empty] | 1064 | 0.61
[14 empty] | 1065 | 0.61
[14 empty] | 1065 | 0.611
[14 empty] | 1065 | 0.611
[14 empty] | 1065 | 0.607
[14 empty] | 1065 | 0.613
[14 empty] | 1065 | 0.612
[14 empty] | 1065 | 0.606
[14 empty] | 1065 | 0.612
[14 empty] | 1065 | 0.614
[14 empty] | 1066 | 0.587
[14 empty] | 1066 | 0.589
[14 empty] | 1066 | 0.591
[14 empty] | 1066 | 0.597
[14 empty] | 1066 | 0.602
[14 empty] | 1066 | 0.602
[14 empty] | 1066 | 0.609
[14 empty] | 1066 | 0.61
[14 empty] | 1066 | 0.612
[14 empty] | 1067 | 0.607
[14 empty] | 1067 | 0.608
[14 empty] | 1067 | 0.608
[14 empty] | 1067 | 0.606
[14 empty] | 1067 | 0.597
[14 empty] | 1067 | 0.602
[14 empty] | 1067 | 0.599
[14 empty] | 1067 | 0.594
[14 empty] | 1067 | 0.59
[14 empty] | 1068 | 0.583
[14 empty] | 1068 | 0.589
[14 empty] | 1068 | 0.594
[14 empty] | 1068 | 0.602
[14 empty] | 1068 | 0.6
[14 empty] | 1068 | 0.605
[14 empty] | 1068 | 0.605
[14 empty] | 1068 | 0.606
[14 empty] | 1068 | 0.595
[14 empty] | 1069 | 0.557
[14 empty] | 1069 | 0.566
[14 empty] | 1069 | 0.567
[14 empty] | 1069 | 0.571
[14 empty] | 1069 | 0.573
[14 empty] | 1069 | 0.574
[14 empty] | 1069 | 0.57
[14 empty] | 1069 | 0.58
[14 empty] | 1070 | 0.602
[14 empty] | 1070 | 0.6
[14 empty] | 1070 | 0.576
[14 empty] | 1070 | 0.596
[14 empty] | 1070 | 0.59
[14 empty] | 1070 | 0.577
[14 empty] | 1070 | 0.578
[14 empty] | 1070 | 0.572
[14 empty] | 1070 | 0.548
[14 empty] | 1071 | 0.596
[14 empty] | 1071 | 0.598
[14 empty] | 1071 | 0.596
[14 empty] | 1071 | 0.592
[14 empty] | 1071 | 0.594
[14 empty] | 1071 | 0.595
[14 empty] | 1071 | 0.595
[14 empty] | 1071 | 0.597
[14 empty] | 1071 | 0.601
[14 empty] | 1072 | 0.575
[14 empty] | 1072 | 0.598
[14 empty] | 1072 | 0.59
[14 empty] | 1072 | 0.597
[14 empty] | 1072 | 0.587
[14 empty] | 1072 | 0.598
[14 empty] | 1072 | 0.598
[14 empty] | 1072 | 0.6
[14 empty] | 1073 | 0.583
[14 empty] | 1073 | 0.577
[14 empty] | 1073 | 0.572
[14 empty] | 1073 | 0.574
[14 empty] | 1073 | 0.563
[14 empty] | 1073 | 0.582
[14 empty] | 1073 | 0.588
[14 empty] | 1073 | 0.572
[14 empty] | 1073 | 0.595
[14 empty] | 1074 | 0.593
[14 empty] | 1074 | 0.596
[14 empty] | 1074 | 0.594
[14 empty] | 1074 | 0.599
[14 empty] | 1074 | 0.6
[14 empty] | 1074 | 0.599
[14 empty] | 1074 | 0.597
[14 empty] | 1074 | 0.594
[14 empty] | 1074 | 0.588
[14 empty] | 1075 | 0.574
[14 empty] | 1075 | 0.573
[14 empty] | 1075 | 0.575
[14 empty] | 1075 | 0.577
[14 empty] | 1075 | 0.565
[14 empty] | 1075 | 0.541
[14 empty] | 1075 | 0.52
[14 empty] | 1075 | 0.588
[14 empty] | 1076 | 0.582
[14 empty] | 1076 | 0.594
[14 empty] | 1076 | 0.598
[14 empty] | 1076 | 0.596
[14 empty] | 1076 | 0.594
[14 empty] | 1076 | 0.59
[14 empty] | 1076 | 0.583
[14 empty] | 1076 | 0.581
[14 empty] | 1076 | 0.574
[14 empty] | 1077 | 0.48
[14 empty] | 1077 | 0.591
[14 empty] | 1077 | 0.59
[14 empty] | 1077 | 0.578
[14 empty] | 1077 | 0.591
[14 empty] | 1077 | 0.592
[14 empty] | 1077 | 0.593
[14 empty] | 1077 | 0.595
[14 empty] | 1077 | 0.596
[14 empty] | 1078 | 0.57
[14 empty] | 1078 | 0.586
[14 empty] | 1078 | 0.575
[14 empty] | 1078 | 0.594
[14 empty] | 1078 | 0.595
[14 empty] | 1078 | 0.596
[14 empty] | 1078 | 0.594
[14 empty] | 1078 | 0.541
[14 empty] | 1079 | 0.587
[14 empty] | 1079 | 0.584
[14 empty] | 1079 | 0.578
[14 empty] | 1079 | 0.573
[14 empty] | 1079 | 0.569
[14 empty] | 1079 | 0.567
[14 empty] | 1079 | 0.568
[14 empty] | 1079 | 0.572
[14 empty] | 1079 | 0.562
[14 empty] | 1080 | 0.589
[14 empty] | 1080 | 0.587
[14 empty] | 1080 | 0.469
[14 empty] | 1080 | 0.585
[14 empty] | 1080 | 0.585
[14 empty] | 1080 | 0.59
[14 empty] | 1080 | 0.57
[14 empty] | 1080 | 0.591
[14 empty] | 1080 | 0.575
[14 empty] | 1081 | 0.472
[14 empty] | 1081 | 0.553
[14 empty] | 1081 | 0.563
[14 empty] | 1081 | 0.574
[14 empty] | 1081 | 0.558
[14 empty] | 1081 | 0.583
[14 empty] | 1081 | 0.584
[14 empty] | 1081 | 0.554
[14 empty] | 1082 | 0.56
[14 empty] | 1082 | 0.569
[14 empty] | 1082 | 0.572
[14 empty] | 1082 | 0.572
[14 empty] | 1082 | 0.564
[14 empty] | 1082 | 0.544
[14 empty] | 1082 | 0.57
[14 empty] | 1082 | 0.567
[14 empty] | 1082 | 0.549
[14 empty] | 1083 | 0.549
[14 empty] | 1083 | 0.562
[14 empty] | 1083 | 0.558
[14 empty] | 1083 | 0.555
[14 empty] | 1083 | 0.554
[14 empty] | 1083 | 0.556
[14 empty] | 1083 | 0.559
[14 empty] | 1083 | 0.562
[14 empty] | 1084 | 0.576
[14 empty] | 1084 | 0.554
[14 empty] | 1084 | 0.581
[14 empty] | 1084 | 0.544
[14 empty] | 1084 | 0.577
[14 empty] | 1084 | 0.581
[14 empty] | 1084 | 0.574
[14 empty] | 1084 | 0.517
[14 empty] | 1084 | 0.445
[14 empty] | 1085 | 0.57
[14 empty] | 1085 | 0.567
[14 empty] | 1085 | 0.564
[14 empty] | 1085 | 0.581
[14 empty] | 1085 | 0.577
[14 empty] | 1085 | 0.576
[14 empty] | 1085 | 0.573
[14 empty] | 1085 | 0.524
[14 empty] | 1086 | 0.571
[14 empty] | 1086 | 0.542
[14 empty] | 1086 | 0.338
[14 empty] | 1086 | 0.554
[14 empty] | 1086 | 0.456
[14 empty] | 1086 | 0.581
[14 empty] | 1086 | 0.585
[14 empty] | 1086 | 0.585
[14 empty] | 1086 | 0.571
[14 empty] | 1087 | 0.548
[14 empty] | 1087 | 0.54
[14 empty] | 1087 | 0.496
[14 empty] | 1087 | 0.478
[14 empty] | 1087 | 0.55
[14 empty] | 1087 | 0.558
[14 empty] | 1087 | 0.56
[14 empty] | 1087 | 0.542
[14 empty] | 1088 | 0.51
[14 empty] | 1088 | 0.568
[14 empty] | 1088 | 0.573
[14 empty] | 1088 | 0.576
[14 empty] | 1088 | 0.578
[14 empty] | 1088 | 0.568
[14 empty] | 1088 | 0.53
[14 empty] | 1088 | 0.565
[14 empty] | 1088 | 0.557
[14 empty] | 1089 | 0.549
[14 empty] | 1089 | 0.556
[14 empty] | 1089 | 0.463
[14 empty] | 1089 | 0.556
[14 empty] | 1089 | 0.542
[14 empty] | 1089 | 0.558
[14 empty] | 1089 | 0.558
[14 empty] | 1089 | 0.558
[14 empty] | 1090 | 0.383
[14 empty] | 1090 | 0.56
[14 empty] | 1090 | 0.515
[14 empty] | 1090 | 0.567
[14 empty] | 1090 | 0.57
[14 empty] | 1090 | 0.569
[14 empty] | 1090 | 0.568
[14 empty] | 1090 | 0.489
[14 empty] | 1091 | 0.569
[14 empty] | 1091 | 0.57
[14 empty] | 1091 | 0.558
[14 empty] | 1091 | 0.574
[14 empty] | 1091 | 0.576
[14 empty] | 1091 | 0.574
[14 empty] | 1091 | 0.561
[14 empty] | 1091 | 0.494
[14 empty] | 1091 | 0.563
[14 empty] | 1092 | 0.555
[14 empty] | 1092 | 0.565
[14 empty] | 1092 | 0.566
[14 empty] | 1092 | 0.553
[14 empty] | 1092 | 0.562
[14 empty] | 1092 | 0.554
[14 empty] | 1092 | 0.565
[14 empty] | 1092 | 0.566
[14 empty] | 1093 | 0.54
[14 empty] | 1093 | 0.482
[14 empty] | 1093 | 0.551
[14 empty] | 1093 | 0.554
[14 empty] | 1093 | 0.545
[14 empty] | 1093 | 0.458
[14 empty] | 1093 | 0.373
[14 empty] | 1093 | 0.505
[14 empty] | 1093 | 0.349
[14 empty] | 1094 | 0.506
[14 empty] | 1094 | 0.487
[14 empty] | 1094 | 0.499
[14 empty] | 1094 | 0.505
[14 empty] | 1094 | 0.509
[14 empty] | 1094 | 0.449
[14 empty] | 1094 | 0.519
[14 empty] | 1094 | 0.534
[14 empty] | 1095 | 0.532
[14 empty] | 1095 | 0.532
[14 empty] | 1095 | 0.549
[14 empty] | 1095 | 0.521
[14 empty] | 1095 | 0.358
[14 empty] | 1095 | 0.503
[14 empty] | 1095 | 0.454
[14 empty] | 1095 | 0.478
[14 empty] | 1096 | 0.512
[14 empty] | 1096 | 0.527
[14 empty] | 1096 | 0.417
[14 empty] | 1096 | 0.52
[14 empty] | 1096 | 0.396
[14 empty] | 1096 | 0.39
[14 empty] | 1096 | 0.466
[14 empty] | 1096 | 0.542
[14 empty] | 1096 | 0.548
[14 empty] | 1097 | 0.551
[14 empty] | 1097 | 0.55
[14 empty] | 1097 | 0.527
[14 empty] | 1097 | 0.544
[14 empty] | 1097 | 0.543
[14 empty] | 1097 | 0.542
[14 empty] | 1097 | 0.542
[14 empty] | 1097 | 0.537
[14 empty] | 1098 | 0.529
[14 empty] | 1098 | 0.53
[14 empty] | 1098 | 0.456
[14 empty] | 1098 | 0.448
[14 empty] | 1098 | 0.347
[14 empty] | 1098 | 0.482
[14 empty] | 1098 | 0.517
[14 empty] | 1098 | 0.443
[14 empty] | 1099 | 0.494
[14 empty] | 1099 | 0.55
[14 empty] | 1099 | 0.454
[14 empty] | 1099 | 0.499
[14 empty] | 1099 | 0.407
[14 empty] | 1099 | 0.48
[14 empty] | 1099 | 0.527
[14 empty] | 1099 | 0.45
[14 empty] | 1100 | 0.5
[14 empty] | 1100 | 0.547
[14 empty] | 1100 | 0.48
[14 empty] | 1100 | 0.531
[14 empty] | 1100 | 0.408
[14 empty] | 1100 | 0.437
[14 empty] | 1100 | 0.272
[14 empty] | 1100 | 0.483
[14 empty] | 1100 | 0.467
[14 empty] | 1101 | 0.544
[14 empty] | 1101 | 0.53
[14 empty] | 1101 | 0.474
[14 empty] | 1101 | 0.347
[14 empty] | 1101 | 0.395
[14 empty] | 1101 | 0.543
[14 empty] | 1101 | 0.485
[14 empty] | 1101 | 0.386
[14 empty] | 1102 | 0.481
[14 empty] | 1102 | 0.464
[14 empty] | 1102 | 0.35
[14 empty] | 1102 | 0.405
[14 empty] | 1102 | 0.321
[14 empty] | 1102 | 0.502
[14 empty] | 1102 | 0.46
[14 empty] | 1102 | 0.537
[14 empty] | 1103 | 0.512
[14 empty] | 1103 | 0.414
[14 empty] | 1103 | 0.5
[14 empty] | 1103 | 0.302
[14 empty] | 1103 | 0.525
[14 empty] | 1103 | 0.512
[14 empty] | 1103 | 0.358
[14 empty] | 1103 | 0.379
[14 empty] | 1104 | 0.233
[14 empty] | 1104 | 0.389
[14 empty] | 1104 | 0.318
[14 empty] | 1104 | 0.454
[14 empty] | 1104 | 0.493
[14 empty] | 1104 | 0.543
[14 empty] | 1104 | 0.511
[14 empty] | 1104 | 0.526
[14 empty] | 1104 | 0.389
[14 empty] | 1105 | 0.498
[14 empty] | 1105 | 0.482
[14 empty] | 1105 | 0.525
[14 empty] | 1105 | 0.527
[14 empty] | 1105 | 0.467
[14 empty] | 1105 | 0.378
[14 empty] | 1105 | 0.524
[14 empty] | 1105 | 0.514
[14 empty] | 1106 | 0.384
[14 empty] | 1106 | 0.25
[14 empty] | 1106 | 0.368
[14 empty] | 1106 | 0.362
[14 empty] | 1106 | 0.431
[14 empty] | 1106 | 0.465
[14 empty] | 1106 | 0.425
[14 empty] | 1106 | 0.277
[14 empty] | 1107 | 0.412
[14 empty] | 1107 | 0.52
[14 empty] | 1107 | 0.473
[14 empty] | 1107 | 0.535
[14 empty] | 1107 | 0.533
[14 empty] | 1107 | 0.477
[14 empty] | 1107 | 0.27
[14 empty] | 1107 | 0.414
[14 empty] | 1108 | 0.485
[14 empty] | 1108 | 0.287
[14 empty] | 1108 | 0.345
[14 empty] | 1108 | 0.219
[14 empty] | 1108 | 0.482
[14 empty] | 1108 | 0.376
[14 empty] | 1108 | 0.506
[14 empty] | 1108 | 0.508
[14 empty] | 1109 | 0.306
[14 empty] | 1109 | 0.439
[14 empty] | 1109 | 0.386
[14 empty] | 1109 | 0.513
[14 empty] | 1109 | 0.472
[14 empty] | 1109 | 0.206
[14 empty] | 1109 | 0.484
[14 empty] | 1109 | 0.249
[14 empty] | 1110 | 0.402
[14 empty] | 1110 | 0.503
[14 empty] | 1110 | 0.44
[14 empty] | 1110 | 0.504
[14 empty] | 1110 | 0.484
[14 empty] | 1110 | 0.339
[14 empty] | 1110 | 0.408
[14 empty] | 1110 | 0.52
[14 empty] | 1110 | 0.425
[14 empty] | 1111 | 0.139
[14 empty] | 1111 | 0.407
[14 empty] | 1111 | 0.175
[14 empty] | 1111 | 0.484
[14 empty] | 1111 | 0.437
[14 empty] | 1111 | 0.202
[14 empty] | 1111 | 0.412
[14 empty] | 1111 | 0.105
[14 empty] | 1112 | 0.462
[14 empty] | 1112 | 0.274
[14 empty] | 1112 | 0.365
[14 empty] | 1112 | 0.355
[14 empty] | 1112 | 0.504
[14 empty] | 1112 | 0.496
[14 empty] | 1112 | 0.471
[14 empty] | 1112 | 0.28
[14 empty] | 1113 | 0.244
[14 empty] | 1113 | 0.136
[14 empty] | 1113 | 0.133
[14 empty] | 1113 | 0.198
[14 empty] | 1113 | 0.098
[14 empty] | 1113 | 0.457
[14 empty] | 1113 | 0.389
[14 empty] | 1113 | 0.295
[14 empty] | 1114 | 0.469
[14 empty] | 1114 | 0.325
[14 empty] | 1114 | 0.318
[14 empty] | 1114 | 0.434
[14 empty] | 1114 | 0.116
[14 empty] | 1114 | 0.266
[14 empty] | 1114 | 0.107
[14 empty] | 1114 | 0.227
[14 empty] | 1115 | 0.0612
[14 empty] | 1115 | 0.253
[14 empty] | 1115 | 0.00266
[14 empty] | 1115 | 0.0635
[14 empty] | 1115 | 0.38
[14 empty] | 1115 | 0.224
[14 empty] | 1115 | 0.424
[14 empty] | 1115 | 0.369
[14 empty] | 1116 | 0.0349
[14 empty] | 1116 | 0.0363
[14 empty] | 1116 | 0.141
[14 empty] | 1116 | 0.202
[14 empty] | 1116 | 0.367
[14 empty] | 1116 | 0.181
[14 empty] | 1116 | 0.325
[14 empty] | 1116 | 0.24
[14 empty] | 1117 | 0.0673
[14 empty] | 1117 | 0.0298
[14 empty] | 1117 | 0.17
[14 empty] | 1117 | 0.185
[14 empty] | 1117 | 0.0858
[14 empty] | 1117 | 0.0412
[14 empty] | 1117 | 0.0385
[14 empty] | 1117 | 0.011
[14 empty] | 1118 | 0.0784
[14 empty] | 1118 | 0.0214
[14 empty] | 1118 | 0.211
[14 empty] | 1118 | 0.162
[14 empty] | 1118 | 0.379
[14 empty] | 1118 | 0.385
[14 empty] | 1118 | 0.347
[14 empty] | 1118 | 0.0456
[14 empty] | 1119 | 0.0138
[14 empty] | 1119 | 0.0337
[14 empty] | 1119 | 0.05
[14 empty] | 1119 | 0.0203
[14 empty] | 1119 | 0.00886
[14 empty] | 1119 | 0.171
[14 empty] | 1119 | 0.314
[14 empty] | 1119 | 0.221
[14 empty] | 1120 | 0.0012
[14 empty] | 1120 | 0.0419
[14 empty] | 1120 | 0.133
[14 empty] | 1120 | 0.0442
[14 empty] | 1120 | 0.131
[14 empty] | 1120 | 0.246
[14 empty] | 1120 | 0.305
[14 empty] | 1120 | 0.15
[14 empty] | 1121 | 0.0332
[14 empty] | 1121 | 0.0102
[14 empty] | 1121 | 0.209
[14 empty] | 1121 | 0.301
[14 empty] | 1121 | 0.278
[14 empty] | 1121 | 0.147
[14 empty] | 1121 | 0.275
[14 empty] | 1121 | 0.147
[14 empty] | 1122 | 0.000108
[14 empty] | 1122 | 0.0201
[14 empty] | 1122 | 0.0707
[14 empty] | 1122 | 0.0045
[14 empty] | 1122 | 0.000388
[14 empty] | 1122 | 0.102
[14 empty] | 1122 | 0.198
[14 empty] | 1122 | 0.206
[14 empty] | 1123 | 0.143
[14 empty] | 1123 | 0.275
[14 empty] | 1123 | 0.286
[14 empty] | 1123 | 0.166
[14 empty] | 1123 | 0.114
[14 empty] | 1123 | 0.00187
[14 empty] | 1123 | 0.00809
[14 empty] | 1123 | 0.0117
[14 empty] | 1124 | 0.114
[14 empty] | 1124 | 0.0638
[14 empty] | 1124 | 0.288
[14 empty] | 1124 | 0.247
[14 empty] | 1124 | 0.0862
[14 empty] | 1124 | 0.000146
[14 empty] | 1124 | 0.000209
[14 empty] | 1124 | 0.00879
[14 empty] | 1125 | 0.000338
[14 empty] | 1125 | 0.000559
[14 empty] | 1125 | 0.0629
[14 empty] | 1125 | 0.0639
[14 empty] | 1125 | 0.208
[14 empty] | 1125 | 0.126
[14 empty] | 1125 | 0.319
[14 empty] | 1125 | 0.253
[14 empty] | 1126 | 0.0552
[14 empty] | 1126 | 0.00106
[14 empty] | 1126 | 0.0751
[14 empty] | 1126 | 0.137
[14 empty] | 1126 | 0.0776
[14 empty] | 1126 | 0.00109
[14 empty] | 1126 | 0.000405
[14 empty] | 1127 | 0.00245
[14 empty] | 1127 | 0.157
[14 empty] | 1127 | 0.176
[14 empty] | 1127 | 0.313
[14 empty] | 1127 | 0.141
[14 empty] | 1127 | 0.0675
[14 empty] | 1127 | 0.281
[14 empty] | 1127 | 0.0877
[14 empty] | 1128 | 0.105
[14 empty] | 1128 | 0.214
[14 empty] | 1128 | 0.202
[14 empty] | 1128 | 0.0558
[14 empty] | 1128 | 2.28e-05
[14 empty] | 1128 | 0.0167
[14 empty] | 1128 | 0.134
[14 empty] | 1128 | 0.0429
[14 empty] | 1129 | 0.152
[14 empty] | 1129 | 0.0229
[14 empty] | 1129 | 0.158
[14 empty] | 1129 | 0.0112
[14 empty] | 1129 | 0.064
[14 empty] | 1129 | 0.227
[14 empty] | 1129 | 0.164
[14 empty] | 1129 | 0.0021
[14 empty] | 1130 | 0.154
[14 empty] | 1130 | 0.0875
[14 empty] | 1130 | 0.0069
[14 empty] | 1130 | 0.0978
[14 empty] | 1130 | 0.103
[14 empty] | 1130 | 0.00742
[14 empty] | 1130 | 0.000545
[14 empty] | 1130 | 0.091
[14 empty] | 1131 | 0.167
[14 empty] | 1131 | 0.361
[14 empty] | 1131 | 0.297
[14 empty] | 1131 | 0.287
[14 empty] | 1131 | 0.244
[14 empty] | 1131 | 0.171
[14 empty] | 1131 | 0.361
[14 empty] | 1131 | 0.322
[14 empty] | 1132 | 0.171
[14 empty] | 1132 | 0.291
[14 empty] | 1132 | 0.142
[14 empty] | 1132 | 0.273
[14 empty] | 1132 | 0.358
[14 empty] | 1132 | 0.316
[14 empty] | 1132 | 0.0914
[14 empty] | 1133 | 0.0863
[14 empty] | 1133 | 0.00774
[14 empty] | 1133 | 0.177
[14 empty] | 1133 | 0.14
[14 empty] | 1133 | 0.258
[14 empty] | 1133 | 0.258
[14 empty] | 1133 | 0.171
[14 empty] | 1133 | 0.0183
[14 empty] | 1134 | 0.0323
[14 empty] | 1134 | 0.0204
[14 empty] | 1134 | 0.00247
[14 empty] | 1134 | 0.0125
[14 empty] | 1134 | 0.162
[14 empty] | 1134 | 0.0398
[14 empty] | 1134 | 0.00667
[14 empty] | 1134 | 0.00925
[14 empty] | 1135 | 0.103
[14 empty] | 1135 | 0.009
[14 empty] | 1135 | 0.00527
[14 empty] | 1135 | 0.00362
[14 empty] | 1135 | 3.33e-06
[14 empty] | 1135 | 1.88e-05
[14 empty] | 1135 | 8.58e-07
[14 empty] | 1135 | 0.000105
[14 empty] | 1136 | 0.22
[14 empty] | 1136 | 0.18
[14 empty] | 1136 | 0.0465
[14 empty] | 1136 | 2.14e-06
[14 empty] | 1136 | 0.00956
[14 empty] | 1136 | 0.151
[14 empty] | 1136 | 0.192
[14 empty] | 1136 | 0.225
[14 empty] | 1137 | 0.246
[14 empty] | 1137 | 0.339
[14 empty] | 1137 | 0.33
[14 empty] | 1137 | 0.335
[14 empty] | 1137 | 0.204
[14 empty] | 1137 | 0.307
[14 empty] | 1137 | 0.226
[14 empty] | 1138 | 0.0587
[14 empty] | 1138 | 0.227
[14 empty] | 1138 | 0.298
[14 empty] | 1138 | 0.283
[14 empty] | 1138 | 0.337
[14 empty] | 1138 | 0.173
[14 empty] | 1138 | 0.0136
[14 empty] | 1138 | 0.164
[14 empty] | 1139 | 0.401
[14 empty] | 1139 | 0.375
[14 empty] | 1139 | 0.391
[14 empty] | 1139 | 0.368
[14 empty] | 1139 | 0.375
[14 empty] | 1139 | 0.209
[14 empty] | 1139 | 0.151
[14 empty] | 1139 | 0.00161
[14 empty] | 1140 | 0.332
[14 empty] | 1140 | 0.351
[14 empty] | 1140 | 0.231
[14 empty] | 1140 | 0.0231
[14 empty] | 1140 | 0.112
[14 empty] | 1140 | 0.164
[14 empty] | 1140 | 0.346
[14 empty] | 1141 | 0.144
[14 empty] | 1141 | 0.299
[14 empty] | 1141 | 0.262
[14 empty] | 1141 | 0.118
[14 empty] | 1141 | 0.000428
[14 empty] | 1141 | 0.105
[14 empty] | 1141 | 0.298
[14 empty] | 1141 | 0.361
[14 empty] | 1142 | 0.371
[14 empty] | 1142 | 0.234
[14 empty] | 1142 | 0.023
[14 empty] | 1142 | 0.243
[14 empty] | 1142 | 0.327
[14 empty] | 1142 | 0.282
[14 empty] | 1142 | 0.22
[14 empty] | 1142 | 0.00692
[14 empty] | 1143 | 0.385
[14 empty] | 1143 | 0.381
[14 empty] | 1143 | 0.259
[14 empty] | 1143 | 0.302
[14 empty] | 1143 | 0.148
[14 empty] | 1143 | 0.318
[14 empty] | 1143 | 0.216
[14 empty] | 1144 | 0.00436
[14 empty] | 1144 | 0.00099
[14 empty] | 1144 | 0.0624
[14 empty] | 1144 | 0.2
[14 empty] | 1144 | 0.0985
[14 empty] | 1144 | 0.0116
[14 empty] | 1144 | 0.225
[14 empty] | 1144 | 0.347
[14 empty] | 1145 | 0.00345
[14 empty] | 1145 | 0.112
[14 empty] | 1145 | 0.243
[14 empty] | 1145 | 0.105
[14 empty] | 1145 | 0.00437
[14 empty] | 1145 | 0.199
[14 empty] | 1145 | 0.263
[14 empty] | 1145 | 0.151
[14 empty] | 1146 | 0.182
[14 empty] | 1146 | 0.123
[14 empty] | 1146 | 0.242
[14 empty] | 1146 | 0.0415
[14 empty] | 1146 | 0.121
[14 empty] | 1146 | 0.264
[14 empty] | 1146 | 0.159
[14 empty] | 1147 | 0.0492
[14 empty] | 1147 | 0.0259
[14 empty] | 1147 | 0.116
[14 empty] | 1147 | 0.011
[14 empty] | 1147 | 0.15
[14 empty] | 1147 | 0.0498
[14 empty] | 1147 | 0.000214
[14 empty] | 1147 | 0.036
[14 empty] | 1148 | 0.348
[14 empty] | 1148 | 0.377
[14 empty] | 1148 | 0.301
[14 empty] | 1148 | 0.31
[14 empty] | 1148 | 0.305
[14 empty] | 1148 | 0.0951
[14 empty] | 1148 | 0.0118
[14 empty] | 1149 | 0.292
[14 empty] | 1149 | 0.314
[14 empty] | 1149 | 0.352
[14 empty] | 1149 | 0.22
[14 empty] | 1149 | 0.00611
[14 empty] | 1149 | 0.075
[14 empty] | 1149 | 0.134
[14 empty] | 1149 | 0.355
[14 empty] | 1150 | 0.255
[14 empty] | 1150 | 0.337
[14 empty] | 1150 | 0.123
[14 empty] | 1150 | 0.0611
[14 empty] | 1150 | 0.0575
[14 empty] | 1150 | 0.000669
[14 empty] | 1150 | 0.041
[14 empty] | 1150 | 0.0583
[14 empty] | 1151 | 0.11
[14 empty] | 1151 | 0.0589
[14 empty] | 1151 | 0.198
[14 empty] | 1151 | 0.312
[14 empty] | 1151 | 0.0289
[14 empty] | 1151 | 0.233
[14 empty] | 1151 | 0.314
[14 empty] | 1152 | 0.202
[14 empty] | 1152 | 0.297
[14 empty] | 1152 | 0.198
[14 empty] | 1152 | 0.0158
[14 empty] | 1152 | 0.107
[14 empty] | 1152 | 0.32
[14 empty] | 1152 | 0.378
[14 empty] | 1152 | 0.374
[14 empty] | 1153 | 0.268
[14 empty] | 1153 | 0.37
[14 empty] | 1153 | 0.394
[14 empty] | 1153 | 0.346
[14 empty] | 1153 | 0.172
[14 empty] | 1153 | 0.000357
[14 empty] | 1153 | 0.00435
[14 empty] | 1154 | 0.0547
[14 empty] | 1154 | 0.116
[14 empty] | 1154 | 0.207
[14 empty] | 1154 | 0.0306
[14 empty] | 1154 | 0.222
[14 empty] | 1154 | 0.115
[14 empty] | 1154 | 0.113
[14 empty] | 1154 | 0.232
[14 empty] | 1155 | 0.15
[14 empty] | 1155 | 0.406
[14 empty] | 1155 | 0.335
[14 empty] | 1155 | 0.108
[14 empty] | 1155 | 0.371
[14 empty] | 1155 | 0.384
[14 empty] | 1155 | 0.332
[14 empty] | 1156 | 0.138
[14 empty] | 1156 | 0.414
[14 empty] | 1156 | 0.359
[14 empty] | 1156 | 0.341
[14 empty] | 1156 | 0.27
[14 empty] | 1156 | 0.0124
[14 empty] | 1156 | 0.196
[14 empty] | 1156 | 0.332
[14 empty] | 1157 | 0.199
[14 empty] | 1157 | 0.173
[14 empty] | 1157 | 0.348
[14 empty] | 1157 | 0.446
[14 empty] | 1157 | 0.353
[14 empty] | 1157 | 0.395
[14 empty] | 1157 | 0.142
[14 empty] | 1158 | 0.242
[14 empty] | 1158 | 0.313
[14 empty] | 1158 | 0.443
[14 empty] | 1158 | 0.414
[14 empty] | 1158 | 0.143
[14 empty] | 1158 | 0.0458
[14 empty] | 1158 | 0.315
[14 empty] | 1158 | 0.393
[14 empty] | 1159 | 0.376
[14 empty] | 1159 | 0.408
[14 empty] | 1159 | 0.275
[14 empty] | 1159 | 0.05
[14 empty] | 1159 | 0.248
[14 empty] | 1159 | 0.423
[14 empty] | 1159 | 0.418
[14 empty] | 1160 | 0.258
[14 empty] | 1160 | 0.0451
[14 empty] | 1160 | 0.36
[14 empty] | 1160 | 0.261
[14 empty] | 1160 | 0.433
[14 empty] | 1160 | 0.336
[14 empty] | 1160 | 0.178
[14 empty] | 1160 | 0.306
[14 empty] | 1161 | 0.214
[14 empty] | 1161 | 0.294
[14 empty] | 1161 | 0.415
[14 empty] | 1161 | 0.449
[14 empty] | 1161 | 0.279
[14 empty] | 1161 | 0.237
[14 empty] | 1161 | 0.414
[14 empty] | 1162 | 0.115
[14 empty] | 1162 | 0.33
[14 empty] | 1162 | 0.374
[14 empty] | 1162 | 0.377
[14 empty] | 1162 | 0.452
[14 empty] | 1162 | 0.299
[14 empty] | 1162 | 0.355
[14 empty] | 1163 | 0.466
[14 empty] | 1163 | 0.418
[14 empty] | 1163 | 0.431
[14 empty] | 1163 | 0.482
[14 empty] | 1163 | 0.484
[14 empty] | 1163 | 0.451
[14 empty] | 1163 | 0.422
[14 empty] | 1163 | 0.318
[14 empty] | 1164 | 0.417
[14 empty] | 1164 | 0.44
[14 empty] | 1164 | 0.372
[14 empty] | 1164 | 0.455
[14 empty] | 1164 | 0.27
[14 empty] | 1164 | 0.404
[14 empty] | 1164 | 0.238
[14 empty] | 1165 | 0.388
[14 empty] | 1165 | 0.17
[14 empty] | 1165 | 0.346
[14 empty] | 1165 | 0.311
[14 empty] | 1165 | 0.412
[14 empty] | 1165 | 0.431
[14 empty] | 1165 | 0.428
[14 empty] | 1166 | 0.362
[14 empty] | 1166 | 0.468
[14 empty] | 1166 | 0.414
[14 empty] | 1166 | 0.316
[14 empty] | 1166 | 0.269
[14 empty] | 1166 | 0.146
[14 empty] | 1166 | 0.436
[14 empty] | 1166 | 0.465
[14 empty] | 1167 | 0.454
[14 empty] | 1167 | 0.459
[14 empty] | 1167 | 0.324
[14 empty] | 1167 | 0.399
[14 empty] | 1167 | 0.401
[14 empty] | 1167 | 0.194
[14 empty] | 1167 | 0.443
[14 empty] | 1168 | 0.372
[14 empty] | 1168 | 0.237
[14 empty] | 1168 | 0.463
[14 empty] | 1168 | 0.488
[14 empty] | 1168 | 0.39
[14 empty] | 1168 | 0.361
[14 empty] | 1168 | 0.365
[14 empty] | 1168 | 0.456
[14 empty] | 1169 | 0.278
[14 empty] | 1169 | 0.301
[14 empty] | 1169 | 0.455
[14 empty] | 1169 | 0.476
[14 empty] | 1169 | 0.429
[14 empty] | 1169 | 0.386
[14 empty] | 1169 | 0.451
[14 empty] | 1170 | 0.355
[14 empty] | 1170 | 0.353
[14 empty] | 1170 | 0.457
[14 empty] | 1170 | 0.452
[14 empty] | 1170 | 0.473
[14 empty] | 1170 | 0.482
[14 empty] | 1170 | 0.457
[14 empty] | 1171 | 0.441
[14 empty] | 1171 | 0.482
[14 empty] | 1171 | 0.268
[14 empty] | 1171 | 0.459
[14 empty] | 1171 | 0.453
[14 empty] | 1171 | 0.45
[14 empty] | 1171 | 0.339
[14 empty] | 1172 | 0.457
[14 empty] | 1172 | 0.266
[14 empty] | 1172 | 0.48
[14 empty] | 1172 | 0.468
[14 empty] | 1172 | 0.344
[14 empty] | 1172 | 0.442
[14 empty] | 1172 | 0.49
[14 empty] | 1172 | 0.489
[14 empty] | 1173 | 0.479
[14 empty] | 1173 | 0.48
[14 empty] | 1173 | 0.323
[14 empty] | 1173 | 0.456
[14 empty] | 1173 | 0.331
[14 empty] | 1173 | 0.45
[14 empty] | 1173 | 0.478
[14 empty] | 1174 | 0.454
[14 empty] | 1174 | 0.177
[14 empty] | 1174 | 0.322
[14 empty] | 1174 | 0.116
[14 empty] | 1174 | 0.374
[14 empty] | 1174 | 0.334
[14 empty] | 1174 | 0.377
[14 empty] | 1175 | 0.32
[14 empty] | 1175 | 0.438
[14 empty] | 1175 | 0.473
[14 empty] | 1175 | 0.425
[14 empty] | 1175 | 0.435
[14 empty] | 1175 | 0.481
[14 empty] | 1175 | 0.481
[14 empty] | 1176 | 0.487
[14 empty] | 1176 | 0.477
[14 empty] | 1176 | 0.482
[14 empty] | 1176 | 0.477
[14 empty] | 1176 | 0.471
[14 empty] | 1176 | 0.425
[14 empty] | 1176 | 0.442
[14 empty] | 1176 | 0.235
[14 empty] | 1177 | 0.309
[14 empty] | 1177 | 0.461
[14 empty] | 1177 | 0.432
[14 empty] | 1177 | 0.482
[14 empty] | 1177 | 0.486
[14 empty] | 1177 | 0.478
[14 empty] | 1177 | 0.419
[14 empty] | 1178 | 0.256
[14 empty] | 1178 | 0.452
[14 empty] | 1178 | 0.468
[14 empty] | 1178 | 0.456
[14 empty] | 1178 | 0.279
[14 empty] | 1178 | 0.161
[14 empty] | 1178 | 0.238
[14 empty] | 1179 | 0.472
[14 empty] | 1179 | 0.473
[14 empty] | 1179 | 0.48
[14 empty] | 1179 | 0.477
[14 empty] | 1179 | 0.473
[14 empty] | 1179 | 0.424
[14 empty] | 1179 | 0.454
[14 empty] | 1180 | 0.472
[14 empty] | 1180 | 0.45
[14 empty] | 1180 | 0.481
[14 empty] | 1180 | 0.438
[14 empty] | 1180 | 0.471
[14 empty] | 1180 | 0.306
[14 empty] | 1180 | 0.402
[14 empty] | 1180 | 0.248
[14 empty] | 1181 | 0.428
[14 empty] | 1181 | 0.316
[14 empty] | 1181 | 0.457
[14 empty] | 1181 | 0.47
[14 empty] | 1181 | 0.371
[14 empty] | 1181 | 0.436
[14 empty] | 1181 | 0.48
[14 empty] | 1182 | 0.457
[14 empty] | 1182 | 0.415
[14 empty] | 1182 | 0.144
[14 empty] | 1182 | 0.372
[14 empty] | 1182 | 0.0748
[14 empty] | 1182 | 0.241
[14 empty] | 1182 | 0.404
[14 empty] | 1183 | 0.456
[14 empty] | 1183 | 0.443
[14 empty] | 1183 | 0.432
[14 empty] | 1183 | 0.426
[14 empty] | 1183 | 0.429
[14 empty] | 1183 | 0.351
[14 empty] | 1183 | 0.36
[14 empty] | 1184 | 0.374
[14 empty] | 1184 | 0.205
[14 empty] | 1184 | 0.454
[14 empty] | 1184 | 0.462
[14 empty] | 1184 | 0.368
[14 empty] | 1184 | 0.448
[14 empty] | 1184 | 0.404
[14 empty] | 1185 | 0.467
[14 empty] | 1185 | 0.462
[14 empty] | 1185 | 0.254
[14 empty] | 1185 | 0.345
[14 empty] | 1185 | 0.289
[14 empty] | 1185 | 0.405
[14 empty] | 1185 | 0.436
[14 empty] | 1186 | 0.465
[14 empty] | 1186 | 0.475
[14 empty] | 1186 | 0.46
[14 empty] | 1186 | 0.383
[14 empty] | 1186 | 0.472
[14 empty] | 1186 | 0.461
[14 empty] | 1186 | 0.436
[14 empty] | 1187 | 0.455
[14 empty] | 1187 | 0.452
[14 empty] | 1187 | 0.436
[14 empty] | 1187 | 0.36
[14 empty] | 1187 | 0.455
[14 empty] | 1187 | 0.468
[14 empty] | 1187 | 0.347
[14 empty] | 1188 | 0.255
[14 empty] | 1188 | 0.319
[14 empty] | 1188 | 0.194
[14 empty] | 1188 | 0.414
[14 empty] | 1188 | 0.389
[14 empty] | 1188 | 0.402
[14 empty] | 1188 | 0.138
[14 empty] | 1188 | 0.381
[14 empty] | 1189 | 0.448
[14 empty] | 1189 | 0.415
[14 empty] | 1189 | 0.261
[14 empty] | 1189 | 0.439
[14 empty] | 1189 | 0.414
[14 empty] | 1189 | 0.442
[14 empty] | 1189 | 0.415
[14 empty] | 1190 | 0.469
[14 empty] | 1190 | 0.317
[14 empty] | 1190 | 0.437
[14 empty] | 1190 | 0.451
[14 empty] | 1190 | 0.457
[14 empty] | 1190 | 0.434
[14 empty] | 1190 | 0.464
[14 empty] | 1191 | 0.473
[14 empty] | 1191 | 0.406
[14 empty] | 1191 | 0.409
[14 empty] | 1191 | 0.385
[14 empty] | 1191 | 0.366
[14 empty] | 1191 | 0.454
[14 empty] | 1191 | 0.42
[14 empty] | 1192 | 0.472
[14 empty] | 1192 | 0.473
[14 empty] | 1192 | 0.469
[14 empty] | 1192 | 0.442
[14 empty] | 1192 | 0.317
[14 empty] | 1192 | 0.445
[14 empty] | 1192 | 0.474
[14 empty] | 1193 | 0.232
[14 empty] | 1193 | 0.455
[14 empty] | 1193 | 0.43
[14 empty] | 1193 | 0.472
[14 empty] | 1193 | 0.467
[14 empty] | 1193 | 0.415
[14 empty] | 1193 | 0.432
[14 empty] | 1194 | 0.398
[14 empty] | 1194 | 0.471
[14 empty] | 1194 | 0.461
[14 empty] | 1194 | 0.473
[14 empty] | 1194 | 0.472
[14 empty] | 1194 | 0.405
[14 empty] | 1194 | 0.422
[14 empty] | 1195 | 0.41
[14 empty] | 1195 | 0.453
[14 empty] | 1195 | 0.371
[14 empty] | 1195 | 0.361
[14 empty] | 1195 | 0.462
[14 empty] | 1195 | 0.45
[14 empty] | 1195 | 0.414
[14 empty] | 1196 | 0.411
[14 empty] | 1196 | 0.35
[14 empty] | 1196 | 0.452
[14 empty] | 1196 | 0.459
[14 empty] | 1196 | 0.397
[14 empty] | 1196 | 0.39
[14 empty] | 1196 | 0.342
[14 empty] | 1197 | 0.428
[14 empty] | 1197 | 0.411
[14 empty] | 1197 | 0.453
[14 empty] | 1197 | 0.454
[14 empty] | 1197 | 0.421
[14 empty] | 1197 | 0.465
[14 empty] | 1197 | 0.463
[14 empty] | 1198 | 0.366
[14 empty] | 1198 | 0.447
[14 empty] | 1198 | 0.442
[14 empty] | 1198 | 0.454
[14 empty] | 1198 | 0.45
[14 empty] | 1198 | 0.428
[14 empty] | 1198 | 0.201
[14 empty] | 1199 | 0.442
[14 empty] | 1199 | 0.424
[14 empty] | 1199 | 0.239
[14 empty] | 1199 | 0.325
[14 empty] | 1199 | 0.358
[14 empty] | 1199 | 0.252
[14 empty] | 1199 | 0.393
[14 empty] | 1200 | 0.389
[14 empty] | 1200 | 0.458
[14 empty] | 1200 | 0.348
[14 empty] | 1200 | 0.45
[14 empty] | 1200 | 0.454
[14 empty] | 1200 | 0.344
[14 empty] | 1200 | 0.436
[14 empty] | 1201 | 0.426
[14 empty] | 1201 | 0.344
[14 empty] | 1201 | 0.456
[14 empty] | 1201 | 0.434
[14 empty] | 1201 | 0.322
[14 empty] | 1201 | 0.417
[14 empty] | 1201 | 0.459
[14 empty] | 1202 | 0.465
[14 empty] | 1202 | 0.465
[14 empty] | 1202 | 0.458
[14 empty] | 1202 | 0.293
[14 empty] | 1202 | 0.259
[14 empty] | 1202 | 0.454
[14 empty] | 1203 | 0.328
[14 empty] | 1203 | 0.43
[14 empty] | 1203 | 0.383
[14 empty] | 1203 | 0.442
[14 empty] | 1203 | 0.439
[14 empty] | 1203 | 0.373
[14 empty] | 1203 | 0.455
[14 empty] | 1204 | 0.415
[14 empty] | 1204 | 0.429
[14 empty] | 1204 | 0.408
[14 empty] | 1204 | 0.265
[14 empty] | 1204 | 0.0902
[14 empty] | 1204 | 0.349
[14 empty] | 1204 | 0.4
[14 empty] | 1205 | 0.453
[14 empty] | 1205 | 0.45
[14 empty] | 1205 | 0.197
[14 empty] | 1205 | 0.396
[14 empty] | 1205 | 0.446
[14 empty] | 1205 | 0.447
[14 empty] | 1205 | 0.445
[14 empty] | 1206 | 0.432
[14 empty] | 1206 | 0.46
[14 empty] | 1206 | 0.454
[14 empty] | 1206 | 0.437
[14 empty] | 1206 | 0.46
[14 empty] | 1206 | 0.461
[14 empty] | 1206 | 0.434
[14 empty] | 1207 | 0.308
[14 empty] | 1207 | 0.439
[14 empty] | 1207 | 0.425
[14 empty] | 1207 | 0.339
[14 empty] | 1207 | 0.459
[14 empty] | 1207 | 0.45
[14 empty] | 1207 | 0.34
[14 empty] | 1208 | 0.379
[14 empty] | 1208 | 0.425
[14 empty] | 1208 | 0.237
[14 empty] | 1208 | 0.429
[14 empty] | 1208 | 0.441
[14 empty] | 1208 | 0.457
[14 empty] | 1208 | 0.435
[14 empty] | 1209 | 0.429
[14 empty] | 1209 | 0.433
[14 empty] | 1209 | 0.227
[14 empty] | 1209 | 0.404
[14 empty] | 1209 | 0.419
[14 empty] | 1209 | 0.425
[14 empty] | 1209 | 0.413
[14 empty] | 1210 | 0.442
[14 empty] | 1210 | 0.449
[14 empty] | 1210 | 0.407
[14 empty] | 1210 | 0.296
[14 empty] | 1210 | 0.452
[14 empty] | 1210 | 0.456
[14 empty] | 1211 | 0.222
[14 empty] | 1211 | 0.376
[14 empty] | 1211 | 0.407
[14 empty] | 1211 | 0.444
[14 empty] | 1211 | 0.445
[14 empty] | 1211 | 0.441
[14 empty] | 1211 | 0.442
[14 empty] | 1212 | 0.333
[14 empty] | 1212 | 0.359
[14 empty] | 1212 | 0.451
[14 empty] | 1212 | 0.368
[14 empty] | 1212 | 0.433
[14 empty] | 1212 | 0.399
[14 empty] | 1212 | 0.437
[14 empty] | 1213 | 0.457
[14 empty] | 1213 | 0.448
[14 empty] | 1213 | 0.451
[14 empty] | 1213 | 0.4
[14 empty] | 1213 | 0.456
[14 empty] | 1213 | 0.433
[14 empty] | 1213 | 0.431
[14 empty] | 1214 | 0.378
[14 empty] | 1214 | 0.435
[14 empty] | 1214 | 0.357
[14 empty] | 1214 | 0.406
[14 empty] | 1214 | 0.383
[14 empty] | 1214 | 0.412
[14 empty] | 1214 | 0.456
[14 empty] | 1215 | 0.439
[14 empty] | 1215 | 0.415
[14 empty] | 1215 | 0.446
[14 empty] | 1215 | 0.306
[14 empty] | 1215 | 0.423
[14 empty] | 1215 | 0.401
[14 empty] | 1216 | 0.407
[14 empty] | 1216 | 0.429
[14 empty] | 1216 | 0.457
[14 empty] | 1216 | 0.458
[14 empty] | 1216 | 0.458
[14 empty] | 1216 | 0.455
[14 empty] | 1216 | 0.352
[14 empty] | 1217 | 0.457
[14 empty] | 1217 | 0.456
[14 empty] | 1217 | 0.455
[14 empty] | 1217 | 0.428
[14 empty] | 1217 | 0.327
[14 empty] | 1217 | 0.421
[14 empty] | 1217 | 0.453
[14 empty] | 1218 | 0.449
[14 empty] | 1218 | 0.446
[14 empty] | 1218 | 0.396
[14 empty] | 1218 | 0.438
[14 empty] | 1218 | 0.382
[14 empty] | 1218 | 0.45
[14 empty] | 1218 | 0.457
[14 empty] | 1219 | 0.384
[14 empty] | 1219 | 0.434
[14 empty] | 1219 | 0.384
[14 empty] | 1219 | 0.409
[14 empty] | 1219 | 0.444
[14 empty] | 1219 | 0.441
[14 empty] | 1220 | 0.377
[14 empty] | 1220 | 0.427
[14 empty] | 1220 | 0.448
[14 empty] | 1220 | 0.417
[14 empty] | 1220 | 0.443
[14 empty] | 1220 | 0.445
[14 empty] | 1220 | 0.441
[14 empty] | 1221 | 0.351
[14 empty] | 1221 | 0.444
[14 empty] | 1221 | 0.449
[14 empty] | 1221 | 0.454
[14 empty] | 1221 | 0.452
[14 empty] | 1221 | 0.443
[14 empty] | 1221 | 0.452
[14 empty] | 1222 | 0.438
[14 empty] | 1222 | 0.451
[14 empty] | 1222 | 0.443
[14 empty] | 1222 | 0.45
[14 empty] | 1222 | 0.43
[14 empty] | 1222 | 0.338
[14 empty] | 1222 | 0.435
[14 empty] | 1223 | 0.441
[14 empty] | 1223 | 0.448
[14 empty] | 1223 | 0.409
[14 empty] | 1223 | 0.447
[14 empty] | 1223 | 0.437
[14 empty] | 1223 | 0.336
[14 empty] | 1224 | 0.423
[14 empty] | 1224 | 0.407
[14 empty] | 1224 | 0.444
[14 empty] | 1224 | 0.452
[14 empty] | 1224 | 0.437
[14 empty] | 1224 | 0.382
[14 empty] | 1224 | 0.377
[14 empty] | 1225 | 0.392
[14 empty] | 1225 | 0.429
[14 empty] | 1225 | 0.444
[14 empty] | 1225 | 0.425
[14 empty] | 1225 | 0.446
[14 empty] | 1225 | 0.451
[14 empty] | 1225 | 0.438
[14 empty] | 1226 | 0.447
[14 empty] | 1226 | 0.441
[14 empty] | 1226 | 0.412
[14 empty] | 1226 | 0.45
[14 empty] | 1226 | 0.451
[14 empty] | 1226 | 0.447
[14 empty] | 1227 | 0.425
[14 empty] | 1227 | 0.411
[14 empty] | 1227 | 0.413
[14 empty] | 1227 | 0.329
[14 empty] | 1227 | 0.438
[14 empty] | 1227 | 0.404
[14 empty] | 1227 | 0.446
[14 empty] | 1228 | 0.441
[14 empty] | 1228 | 0.447
[14 empty] | 1228 | 0.43
[14 empty] | 1228 | 0.436
[14 empty] | 1228 | 0.438
[14 empty] | 1228 | 0.417
[14 empty] | 1229 | 0.442
[14 empty] | 1229 | 0.448
[14 empty] | 1229 | 0.448
[14 empty] | 1229 | 0.415
[14 empty] | 1229 | 0.437
[14 empty] | 1229 | 0.449
[14 empty] | 1229 | 0.449
[14 empty] | 1230 | 0.446
[14 empty] | 1230 | 0.439
[14 empty] | 1230 | 0.434
[14 empty] | 1230 | 0.425
[14 empty] | 1230 | 0.447
[14 empty] | 1230 | 0.447
[14 empty] | 1230 | 0.383
[14 empty] | 1231 | 0.445
[14 empty] | 1231 | 0.435
[14 empty] | 1231 | 0.446
[14 empty] | 1231 | 0.44
[14 empty] | 1231 | 0.446
[14 empty] | 1231 | 0.446
[14 empty] | 1232 | 0.443
[14 empty] | 1232 | 0.443
[14 empty] | 1232 | 0.443
[14 empty] | 1232 | 0.443
[14 empty] | 1232 | 0.428
[14 empty] | 1232 | 0.44
[14 empty] | 1232 | 0.443
[14 empty] | 1233 | 0.406
[14 empty] | 1233 | 0.436
[14 empty] | 1233 | 0.43
[14 empty] | 1233 | 0.422
[14 empty] | 1233 | 0.437
[14 empty] | 1233 | 0.427
[14 empty] | 1234 | 0.441
[14 empty] | 1234 | 0.442
[14 empty] | 1234 | 0.443
[14 empty] | 1234 | 0.444
[14 empty] | 1234 | 0.444
[14 empty] | 1234 | 0.444
[14 empty] | 1234 | 0.439
[14 empty] | 1235 | 0.438
[14 empty] | 1235 | 0.439
[14 empty] | 1235 | 0.436
[14 empty] | 1235 | 0.441
[14 empty] | 1235 | 0.439
[14 empty] | 1235 | 0.441
[14 empty] | 1235 | 0.439
[14 empty] | 1236 | 0.444
[14 empty] | 1236 | 0.444
[14 empty] | 1236 | 0.444
[14 empty] | 1236 | 0.443
[14 empty] | 1236 | 0.439
[14 empty] | 1236 | 0.443
[14 empty] | 1237 | 0.443
[14 empty] | 1237 | 0.443
[14 empty] | 1237 | 0.438
[14 empty] | 1237 | 0.436
[14 empty] | 1237 | 0.443
[14 empty] | 1237 | 0.422
[14 empty] | 1237 | 0.444
[14 empty] | 1238 | 0.442
[14 empty] | 1238 | 0.443
[14 empty] | 1238 | 0.44
[14 empty] | 1238 | 0.443
[14 empty] | 1238 | 0.442
[14 empty] | 1238 | 0.443
[14 empty] | 1239 | 0.436
[14 empty] | 1239 | 0.437
[14 empty] | 1239 | 0.438
[14 empty] | 1239 | 0.439
[14 empty] | 1239 | 0.44
[14 empty] | 1239 | 0.438
[14 empty] | 1239 | 0.438
[14 empty] | 1240 | 0.438
[14 empty] | 1240 | 0.437
[14 empty] | 1240 | 0.436
[14 empty] | 1240 | 0.435
[14 empty] | 1240 | 0.435
[14 empty] | 1240 | 0.435
[14 empty] | 1241 | 0.439
[14 empty] | 1241 | 0.44
[14 empty] | 1241 | 0.44
[14 empty] | 1241 | 0.433
[14 empty] | 1241 | 0.44
[14 empty] | 1241 | 0.43
[14 empty] | 1241 | 0.436
[14 empty] | 1242 | 0.434
[14 empty] | 1242 | 0.435
[14 empty] | 1242 | 0.436
[14 empty] | 1242 | 0.436
[14 empty] | 1242 | 0.438
[14 empty] | 1242 | 0.438
[14 empty] | 1243 | 0.43
[14 empty] | 1243 | 0.431
[14 empty] | 1243 | 0.432
[14 empty] | 1243 | 0.432
[14 empty] | 1243 | 0.432
[14 empty] | 1243 | 0.433
[14 empty] | 1243 | 0.433
[14 empty] | 1244 | 0.436
[14 empty] | 1244 | 0.431
[14 empty] | 1244 | 0.433
[14 empty] | 1244 | 0.431
[14 empty] | 1244 | 0.43
[14 empty] | 1244 | 0.43
[14 empty] | 1245 | 0.436
[14 empty] | 1245 | 0.435
[14 empty] | 1245 | 0.437
[14 empty] | 1245 | 0.437
[14 empty] | 1245 | 0.437
[14 empty] | 1245 | 0.438
[14 empty] | 1245 | 0.437
[14 empty] | 1246 | 0.434
[14 empty] | 1246 | 0.434
[14 empty] | 1246 | 0.434
[14 empty] | 1246 | 0.434
[14 empty] | 1246 | 0.435
[14 empty] | 1246 | 0.435
[14 empty] | 1247 | 0.433
[14 empty] | 1247 | 0.433
[14 empty] | 1247 | 0.432
[14 empty] | 1247 | 0.433
[14 empty] | 1247 | 0.429
[14 empty] | 1247 | 0.433
[14 empty] | 1248 | 0.435
[14 empty] | 1248 | 0.432
[14 empty] | 1248 | 0.424
[14 empty] | 1248 | 0.434
[14 empty] | 1248 | 0.434
[14 empty] | 1248 | 0.433
[14 empty] | 1248 | 0.432
[14 empty] | 1249 | 0.434
[14 empty] | 1249 | 0.435
[14 empty] | 1249 | 0.435
[14 empty] | 1249 | 0.435
[14 empty] | 1249 | 0.435
[14 empty] | 1249 | 0.435
[14 empty] | 1250 | 0.433
[14 empty] | 1250 | 0.433
[14 empty] | 1250 | 0.432
[14 empty] | 1250 | 0.433
[14 empty] | 1250 | 0.434
[14 empty] | 1250 | 0.433
[14 empty] | 1250 | 0.422
[14 empty] | 1251 | 0.429
[14 empty] | 1251 | 0.43
[14 empty] | 1251 | 0.411
[14 empty] | 1251 | 0.431
[14 empty] | 1251 | 0.431
[14 empty] | 1251 | 0.432
[14 empty] | 1252 | 0.426
[14 empty] | 1252 | 0.426
[14 empty] | 1252 | 0.427
[14 empty] | 1252 | 0.427
[14 empty] | 1252 | 0.426
[14 empty] | 1252 | 0.428
[14 empty] | 1253 | 0.429
[14 empty] | 1253 | 0.429
[14 empty] | 1253 | 0.429
[14 empty] | 1253 | 0.428
[14 empty] | 1253 | 0.427
[14 empty] | 1253 | 0.397
[14 empty] | 1253 | 0.426
[14 empty] | 1254 | 0.428
[14 empty] | 1254 | 0.379
[14 empty] | 1254 | 0.427
[14 empty] | 1254 | 0.428
[14 empty] | 1254 | 0.429
[14 empty] | 1254 | 0.429
[14 empty] | 1255 | 0.424
[14 empty] | 1255 | 0.427
[14 empty] | 1255 | 0.425
[14 empty] | 1255 | 0.428
[14 empty] | 1255 | 0.428
[14 empty] | 1255 | 0.428
[14 empty] | 1255 | 0.428
[14 empty] | 1256 | 0.425
[14 empty] | 1256 | 0.425
[14 empty] | 1256 | 0.425
[14 empty] | 1256 | 0.425
[14 empty] | 1256 | 0.373
[14 empty] | 1256 | 0.426
[14 empty] | 1257 | 0.36
[14 empty] | 1257 | 0.424
[14 empty] | 1257 | 0.423
[14 empty] | 1257 | 0.424
[14 empty] | 1257 | 0.425
[14 empty] | 1257 | 0.425
[14 empty] | 1258 | 0.42
[14 empty] | 1258 | 0.42
[14 empty] | 1258 | 0.421
[14 empty] | 1258 | 0.424
[14 empty] | 1258 | 0.425
[14 empty] | 1258 | 0.425
[14 empty] | 1258 | 0.418
[14 empty] | 1259 | 0.424
[14 empty] | 1259 | 0.413
[14 empty] | 1259 | 0.352
[14 empty] | 1259 | 0.415
[14 empty] | 1259 | 0.422
[14 empty] | 1259 | 0.417
[14 empty] | 1260 | 0.393
[14 empty] | 1260 | 0.398
[14 empty] | 1260 | 0.424
[14 empty] | 1260 | 0.424
[14 empty] | 1260 | 0.406
[14 empty] | 1260 | 0.414
[14 empty] | 1261 | 0.419
[14 empty] | 1261 | 0.381
[14 empty] | 1261 | 0.414
[14 empty] | 1261 | 0.386
[14 empty] | 1261 | 0.344
[14 empty] | 1261 | 0.421
[14 empty] | 1262 | 0.288
[14 empty] | 1262 | 0.416
[14 empty] | 1262 | 0.359
[14 empty] | 1262 | 0.416
[14 empty] | 1262 | 0.36
[14 empty] | 1262 | 0.417
[14 empty] | 1262 | 0.376
[14 empty] | 1263 | 0.417
[14 empty] | 1263 | 0.34
[14 empty] | 1263 | 0.418
[14 empty] | 1263 | 0.346
[14 empty] | 1263 | 0.416
[14 empty] | 1263 | 0.404
[14 empty] | 1264 | 0.31
[14 empty] | 1264 | 0.332
[14 empty] | 1264 | 0.323
[14 empty] | 1264 | 0.412
[14 empty] | 1264 | 0.412
[14 empty] | 1264 | 0.334
[14 empty] | 1265 | 0.413
[14 empty] | 1265 | 0.306
[14 empty] | 1265 | 0.41
[14 empty] | 1265 | 0.32
[14 empty] | 1265 | 0.414
[14 empty] | 1265 | 0.413
[14 empty] | 1266 | 0.411
[14 empty] | 1266 | 0.417
[14 empty] | 1266 | 0.337
[14 empty] | 1266 | 0.302
[14 empty] | 1266 | 0.413
[14 empty] | 1266 | 0.327
[14 empty] | 1266 | 0.415
[14 empty] | 1267 | 0.356
[14 empty] | 1267 | 0.413
[14 empty] | 1267 | 0.411
[14 empty] | 1267 | 0.403
[14 empty] | 1267 | 0.309
[14 empty] | 1267 | 0.339
[14 empty] | 1268 | 0.235
[14 empty] | 1268 | 0.402
[14 empty] | 1268 | 0.409
[14 empty] | 1268 | 0.409
[14 empty] | 1268 | 0.312
[14 empty] | 1268 | 0.409
[14 empty] | 1269 | 0.287
[14 empty] | 1269 | 0.305
[14 empty] | 1269 | 0.237
[14 empty] | 1269 | 0.162
[14 empty] | 1269 | 0.162
[14 empty] | 1269 | 0.215
[14 empty] | 1270 | 0.395
[14 empty] | 1270 | 0.412
[14 empty] | 1270 | 0.378
[14 empty] | 1270 | 0.388
[14 empty] | 1270 | 0.346
[14 empty] | 1270 | 0.32
[14 empty] | 1270 | 0.373
[14 empty] | 1271 | 0.413
[14 empty] | 1271 | 0.399
[14 empty] | 1271 | 0.408
[14 empty] | 1271 | 0.368
[14 empty] | 1271 | 0.401
[14 empty] | 1271 | 0.353
[14 empty] | 1272 | 0.412
[14 empty] | 1272 | 0.41
[14 empty] | 1272 | 0.351
[14 empty] | 1272 | 0.41
[14 empty] | 1272 | 0.342
[14 empty] | 1272 | 0.41
[14 empty] | 1273 | 0.413
[14 empty] | 1273 | 0.412
[14 empty] | 1273 | 0.347
[14 empty] | 1273 | 0.407
[14 empty] | 1273 | 0.337
[14 empty] | 1273 | 0.393
[14 empty] | 1274 | 0.41
[14 empty] | 1274 | 0.408
[14 empty] | 1274 | 0.35
[14 empty] | 1274 | 0.406
[14 empty] | 1274 | 0.331
[14 empty] | 1274 | 0.411
[14 empty] | 1275 | 0.413
[14 empty] | 1275 | 0.357
[14 empty] | 1275 | 0.408
[14 empty] | 1275 | 0.35
[14 empty] | 1275 | 0.411
[14 empty] | 1275 | 0.381
[14 empty] | 1276 | 0.374
[14 empty] | 1276 | 0.367
[14 empty] | 1276 | 0.411
[14 empty] | 1276 | 0.357
[14 empty] | 1276 | 0.412
[14 empty] | 1276 | 0.414
[14 empty] | 1276 | 0.414
[14 empty] | 1277 | 0.378
[14 empty] | 1277 | 0.411
[14 empty] | 1277 | 0.351
[14 empty] | 1277 | 0.408
[14 empty] | 1277 | 0.408
[14 empty] | 1277 | 0.412
[14 empty] | 1278 | 0.374
[14 empty] | 1278 | 0.383
[14 empty] | 1278 | 0.411
[14 empty] | 1278 | 0.412
[14 empty] | 1278 | 0.411
[14 empty] | 1278 | 0.412
[14 empty] | 1279 | 0.388
[14 empty] | 1279 | 0.383
[14 empty] | 1279 | 0.408
[14 empty] | 1279 | 0.409
[14 empty] | 1279 | 0.409
[14 empty] | 1279 | 0.385
[14 empty] | 1280 | 0.371
[14 empty] | 1280 | 0.403
[14 empty] | 1280 | 0.404
[14 empty] | 1280 | 0.391
[14 empty] | 1280 | 0.379
[14 empty] | 1280 | 0.405
[14 empty] | 1281 | 0.379
[14 empty] | 1281 | 0.385
[14 empty] | 1281 | 0.382
[14 empty] | 1281 | 0.37
[14 empty] | 1281 | 0.386
[14 empty] | 1281 | 0.399
[14 empty] | 1282 | 0.354
[14 empty] | 1282 | 0.349
[14 empty] | 1282 | 0.353
[14 empty] | 1282 | 0.353
[14 empty] | 1282 | 0.365
[14 empty] | 1282 | 0.368
[14 empty] | 1283 | 0.39
[14 empty] | 1283 | 0.379
[14 empty] | 1283 | 0.382
[14 empty] | 1283 | 0.376
[14 empty] | 1283 | 0.368
[14 empty] | 1283 | 0.339
[14 empty] | 1284 | 0.399
[14 empty] | 1284 | 0.389
[14 empty] | 1284 | 0.388
[14 empty] | 1284 | 0.396
[14 empty] | 1284 | 0.393
[14 empty] | 1284 | 0.385
[14 empty] | 1285 | 0.401
[14 empty] | 1285 | 0.397
[14 empty] | 1285 | 0.401
[14 empty] | 1285 | 0.4
[14 empty] | 1285 | 0.383
[14 empty] | 1285 | 0.379
[14 empty] | 1286 | 0.401
[14 empty] | 1286 | 0.399
[14 empty] | 1286 | 0.401
[14 empty] | 1286 | 0.394
[14 empty] | 1286 | 0.4
[14 empty] | 1286 | 0.401
[14 empty] | 1287 | 0.403
[14 empty] | 1287 | 0.378
[14 empty] | 1287 | 0.401
[14 empty] | 1287 | 0.403
[14 empty] | 1287 | 0.4
[14 empty] | 1287 | 0.386
[14 empty] | 1287 | 0.397
[14 empty] | 1288 | 0.396
[14 empty] | 1288 | 0.371
[14 empty] | 1288 | 0.397
[14 empty] | 1288 | 0.394
[14 empty] | 1288 | 0.402
[14 empty] | 1288 | 0.402
[14 empty] | 1289 | 0.397
[14 empty] | 1289 | 0.382
[14 empty] | 1289 | 0.391
[14 empty] | 1289 | 0.394
[14 empty] | 1289 | 0.344
[14 empty] | 1289 | 0.396
[14 empty] | 1290 | 0.392
[14 empty] | 1290 | 0.384
[14 empty] | 1290 | 0.393
[14 empty] | 1290 | 0.381
[14 empty] | 1290 | 0.393
[14 empty] | 1290 | 0.399
[14 empty] | 1291 | 0.383
[14 empty] | 1291 | 0.395
[14 empty] | 1291 | 0.398
[14 empty] | 1291 | 0.388
[14 empty] | 1291 | 0.397
[14 empty] | 1291 | 0.395
[14 empty] | 1292 | 0.398
[14 empty] | 1292 | 0.399
[14 empty] | 1292 | 0.387
[14 empty] | 1292 | 0.366
[14 empty] | 1292 | 0.316
[14 empty] | 1292 | 0.386
[14 empty] | 1293 | 0.396
[14 empty] | 1293 | 0.398
[14 empty] | 1293 | 0.397
[14 empty] | 1293 | 0.387
[14 empty] | 1293 | 0.399
[14 empty] | 1293 | 0.356
[14 empty] | 1294 | 0.396
[14 empty] | 1294 | 0.396
[14 empty] | 1294 | 0.375
[14 empty] | 1294 | 0.385
[14 empty] | 1294 | 0.354
[14 empty] | 1294 | 0.395
[14 empty] | 1295 | 0.394
[14 empty] | 1295 | 0.392
[14 empty] | 1295 | 0.378
[14 empty] | 1295 | 0.386
[14 empty] | 1295 | 0.383
[14 empty] | 1296 | 0.395
[14 empty] | 1296 | 0.37
[14 empty] | 1296 | 0.395
[14 empty] | 1296 | 0.367
[14 empty] | 1296 | 0.326
[14 empty] | 1296 | 0.347
[14 empty] | 1297 | 0.275
[14 empty] | 1297 | 0.383
[14 empty] | 1297 | 0.371
[14 empty] | 1297 | 0.359
[14 empty] | 1297 | 0.366
[14 empty] | 1297 | 0.384
[14 empty] | 1298 | 0.391
[14 empty] | 1298 | 0.368
[14 empty] | 1298 | 0.357
[14 empty] | 1298 | 0.384
[14 empty] | 1298 | 0.388
[14 empty] | 1298 | 0.329
[14 empty] | 1299 | 0.386
[14 empty] | 1299 | 0.392
[14 empty] | 1299 | 0.396
[14 empty] | 1299 | 0.396
[14 empty] | 1299 | 0.395
[14 empty] | 1299 | 0.39
[14 empty] | 1300 | 0.289
[14 empty] | 1300 | 0.353
[14 empty] | 1300 | 0.383
[14 empty] | 1300 | 0.389
[14 empty] | 1300 | 0.296
[14 empty] | 1300 | 0.28
[14 empty] | 1301 | 0.378
[14 empty] | 1301 | 0.375
[14 empty] | 1301 | 0.253
[14 empty] | 1301 | 0.376
[14 empty] | 1301 | 0.317
[14 empty] | 1301 | 0.369
[14 empty] | 1302 | 0.378
[14 empty] | 1302 | 0.317
[14 empty] | 1302 | 0.387
[14 empty] | 1302 | 0.385
[14 empty] | 1302 | 0.388
[14 empty] | 1302 | 0.389
[14 empty] | 1303 | 0.244
[14 empty] | 1303 | 0.37
[14 empty] | 1303 | 0.381
[14 empty] | 1303 | 0.334
[14 empty] | 1303 | 0.257
[14 empty] | 1303 | 0.372
[14 empty] | 1304 | 0.254
[14 empty] | 1304 | 0.174
[14 empty] | 1304 | 0.307
[14 empty] | 1304 | 0.291
[14 empty] | 1304 | 0.376
[14 empty] | 1304 | 0.318
[14 empty] | 1305 | 0.301
[14 empty] | 1305 | 0.385
[14 empty] | 1305 | 0.387
[14 empty] | 1305 | 0.37
[14 empty] | 1305 | 0.377
[14 empty] | 1305 | 0.376
[14 empty] | 1306 | 0.381
[14 empty] | 1306 | 0.385
[14 empty] | 1306 | 0.378
[14 empty] | 1306 | 0.362
[14 empty] | 1306 | 0.372
[14 empty] | 1307 | 0.358
[14 empty] | 1307 | 0.256
[14 empty] | 1307 | 0.358
[14 empty] | 1307 | 0.295
[14 empty] | 1307 | 0.149
[14 empty] | 1307 | 0.319
[14 empty] | 1308 | 0.38
[14 empty] | 1308 | 0.318
[14 empty] | 1308 | 0.163
[14 empty] | 1308 | 0.375
[14 empty] | 1308 | 0.38
[14 empty] | 1308 | 0.376
[14 empty] | 1309 | 0.377
[14 empty] | 1309 | 0.368
[14 empty] | 1309 | 0.353
[14 empty] | 1309 | 0.376
[14 empty] | 1309 | 0.358
[14 empty] | 1309 | 0.371
[14 empty] | 1310 | 0.318
[14 empty] | 1310 | 0.361
[14 empty] | 1310 | 0.355
[14 empty] | 1310 | 0.205
[14 empty] | 1310 | 0.189
[14 empty] | 1310 | 0.298
[14 empty] | 1311 | 0.378
[14 empty] | 1311 | 0.378
[14 empty] | 1311 | 0.328
[14 empty] | 1311 | 0.334
[14 empty] | 1311 | 0.357
[14 empty] | 1311 | 0.144
[14 empty] | 1312 | 0.171
[14 empty] | 1312 | 0.281
[14 empty] | 1312 | 0.361
[14 empty] | 1312 | 0.377
[14 empty] | 1312 | 0.378
[14 empty] | 1313 | 0.351
[14 empty] | 1313 | 0.265
[14 empty] | 1313 | 0.21
[14 empty] | 1313 | 0.333
[14 empty] | 1313 | 0.354
[14 empty] | 1313 | 0.291
[14 empty] | 1314 | 0.351
[14 empty] | 1314 | 0.262
[14 empty] | 1314 | 0.322
[14 empty] | 1314 | 0.337
[14 empty] | 1314 | 0.0847
[14 empty] | 1314 | 0.313
[14 empty] | 1315 | 0.235
[14 empty] | 1315 | 0.326
[14 empty] | 1315 | 0.333
[14 empty] | 1315 | 0.226
[14 empty] | 1315 | 0.25
[14 empty] | 1315 | 0.256
[14 empty] | 1316 | 0.37
[14 empty] | 1316 | 0.364
[14 empty] | 1316 | 0.322
[14 empty] | 1316 | 0.356
[14 empty] | 1316 | 0.282
[14 empty] | 1316 | 0.197
[14 empty] | 1317 | 0.328
[14 empty] | 1317 | 0.309
[14 empty] | 1317 | 0.108
[14 empty] | 1317 | 0.324
[14 empty] | 1317 | 0.367
[14 empty] | 1318 | 0.179
[14 empty] | 1318 | 0.315
[14 empty] | 1318 | 0.341
[14 empty] | 1318 | 0.366
[14 empty] | 1318 | 0.367
[14 empty] | 1318 | 0.37
[14 empty] | 1319 | 0.158
[14 empty] | 1319 | 0.262
[14 empty] | 1319 | 0.358
[14 empty] | 1319 | 0.179
[14 empty] | 1319 | 0.288
[14 empty] | 1319 | 0.281
[14 empty] | 1320 | 0.272
[14 empty] | 1320 | 0.178
[14 empty] | 1320 | 0.0719
[14 empty] | 1320 | 0.303
[14 empty] | 1320 | 0.356
[14 empty] | 1320 | 0.343
[14 empty] | 1321 | 0.138
[14 empty] | 1321 | 0.342
[14 empty] | 1321 | 0.274
[14 empty] | 1321 | 0.353
[14 empty] | 1321 | 0.355
[14 empty] | 1322 | 0.295
[14 empty] | 1322 | 0.265
[14 empty] | 1322 | 0.338
[14 empty] | 1322 | 0.268
[14 empty] | 1322 | 0.339
[14 empty] | 1322 | 0.225
[14 empty] | 1323 | 0.28
[14 empty] | 1323 | 0.161
[14 empty] | 1323 | 0.226
[14 empty] | 1323 | 0.159
[14 empty] | 1323 | 0.288
[14 empty] | 1323 | 0.23
[14 empty] | 1324 | 0.157
[14 empty] | 1324 | 0.159
[14 empty] | 1324 | 0.236
[14 empty] | 1324 | 0.32
[14 empty] | 1324 | 0.35
[14 empty] | 1325 | 0.201
[14 empty] | 1325 | 0.325
[14 empty] | 1325 | 0.344
[14 empty] | 1325 | 0.361
[14 empty] | 1325 | 0.345
[14 empty] | 1325 | 0.331
[14 empty] | 1326 | 0.269
[14 empty] | 1326 | 0.256
[14 empty] | 1326 | 0.351
[14 empty] | 1326 | 0.256
[14 empty] | 1326 | 0.326
[14 empty] | 1326 | 0.123
[14 empty] | 1327 | 0.259
[14 empty] | 1327 | 0.317
[14 empty] | 1327 | 0.13
[14 empty] | 1327 | 0.174
[14 empty] | 1327 | 0.324
[14 empty] | 1327 | 0.343
[14 empty] | 1328 | 0.0454
[14 empty] | 1328 | 0.288
[14 empty] | 1328 | 0.306
[14 empty] | 1328 | 0.116
[14 empty] | 1328 | 0.334
[14 empty] | 1329 | 0.242
[14 empty] | 1329 | 0.0612
[14 empty] | 1329 | 0.244
[14 empty] | 1329 | 0.0629
[14 empty] | 1329 | 0.185
[14 empty] | 1329 | 0.276
[14 empty] | 1330 | 0.262
[14 empty] | 1330 | 0.266
[14 empty] | 1330 | 0.0689
[14 empty] | 1330 | 0.227
[14 empty] | 1330 | 0.304
[14 empty] | 1330 | 0.235
[14 empty] | 1331 | 0.0526
[14 empty] | 1331 | 0.123
[14 empty] | 1331 | 0.175
[14 empty] | 1331 | 0.0897
[14 empty] | 1331 | 0.161
[14 empty] | 1332 | 0.0234
[14 empty] | 1332 | 0.242
[14 empty] | 1332 | 0.116
[14 empty] | 1332 | 0.0642
[14 empty] | 1332 | 0.156
[14 empty] | 1332 | 0.249
[14 empty] | 1333 | 0.258
[14 empty] | 1333 | 0.194
[14 empty] | 1333 | 0.17
[14 empty] | 1333 | 0.199
[14 empty] | 1333 | 0.17
[14 empty] | 1334 | 0.323
[14 empty] | 1334 | 0.259
[14 empty] | 1334 | 0.073
[14 empty] | 1334 | 0.0839
[14 empty] | 1334 | 0.0475
[14 empty] | 1334 | 0.247
[14 empty] | 1335 | 0.232
[14 empty] | 1335 | 0.307
[14 empty] | 1335 | 0.294
[14 empty] | 1335 | 0.0437
[14 empty] | 1335 | 0.227
[14 empty] | 1335 | 0.23
[14 empty] | 1336 | 0.269
[14 empty] | 1336 | 0.106
[14 empty] | 1336 | 0.0124
[14 empty] | 1336 | 0.183
[14 empty] | 1336 | 0.254
[14 empty] | 1337 | 0.0284
[14 empty] | 1337 | 0.203
[14 empty] | 1337 | 0.068
[14 empty] | 1337 | 0.12
[14 empty] | 1337 | 0.245
[14 empty] | 1337 | 0.308
[14 empty] | 1338 | 0.287
[14 empty] | 1338 | 0.186
[14 empty] | 1338 | 0.0246
[14 empty] | 1338 | 0.173
[14 empty] | 1338 | 0.153
[14 empty] | 1339 | 0.177
[14 empty] | 1339 | 0.0654
[14 empty] | 1339 | 0.27
[14 empty] | 1339 | 0.179
[14 empty] | 1339 | 0.0779
[14 empty] | 1339 | 0.302
[14 empty] | 1340 | 0.0377
[14 empty] | 1340 | 0.0483
[14 empty] | 1340 | 0.0363
[14 empty] | 1340 | 0.238
[14 empty] | 1340 | 0.287
[14 empty] | 1340 | 0.29
[14 empty] | 1341 | 0.0913
[14 empty] | 1341 | 0.201
[14 empty] | 1341 | 0.267
[14 empty] | 1341 | 0.239
[14 empty] | 1341 | 0.092
[14 empty] | 1342 | 0.217
[14 empty] | 1342 | 0.244
[14 empty] | 1342 | 0.192
[14 empty] | 1342 | 0.183
[14 empty] | 1342 | 0.161
[14 empty] | 1342 | 0.03
[14 empty] | 1343 | 0.112
[14 empty] | 1343 | 0.0978
[14 empty] | 1343 | 0.127
[14 empty] | 1343 | 0.0694
[14 empty] | 1343 | 0.101
[14 empty] | 1344 | 0.0314
[14 empty] | 1344 | 0.0219
[14 empty] | 1344 | 0.0106
[14 empty] | 1344 | 0.0202
[14 empty] | 1344 | 0.153
[14 empty] | 1344 | 0.228
[14 empty] | 1345 | 0.159
[14 empty] | 1345 | 0.196
[14 empty] | 1345 | 0.166
[14 empty] | 1345 | 0.0194
[14 empty] | 1345 | 0.00544
[14 empty] | 1346 | 0.0276
[14 empty] | 1346 | 0.0659
[14 empty] | 1346 | 0.109
[14 empty] | 1346 | 0.0361
[14 empty] | 1346 | 0.0342
[14 empty] | 1346 | 0.0395
[14 empty] | 1347 | 0.0742
[14 empty] | 1347 | 0.0507
[14 empty] | 1347 | 0.108
[14 empty] | 1347 | 0.064
[14 empty] | 1347 | 0.000338
[14 empty] | 1348 | 1.3e-05
[14 empty] | 1348 | 0.00627
[14 empty] | 1348 | 0.00172
[14 empty] | 1348 | 5.21e-05
[14 empty] | 1348 | 0.000139
[14 empty] | 1348 | 0.0201
[14 empty] | 1349 | 0.0183
[14 empty] | 1349 | 0.0317
[14 empty] | 1349 | 0.00428
[14 empty] | 1349 | 0.00535
[14 empty] | 1349 | 0.0108
[14 empty] | 1350 | 9.22e-09
[14 empty] | 1350 | 1.58e-05
[14 empty] | 1350 | 0.00429
[14 empty] | 1350 | 0.00187
[14 empty] | 1350 | 0.0482
[14 empty] | 1350 | 0.0439
[14 empty] | 1351 | 0.00184
[14 empty] | 1351 | 0.0129
[14 empty] | 1351 | 0.00799
[14 empty] | 1351 | 0.00179
[14 empty] | 1351 | 0.000382
[14 empty] | 1352 | 1.51e-08
[14 empty] | 1352 | 0.00398
[14 empty] | 1352 | 0.0019
[14 empty] | 1352 | 0.000256
[14 empty] | 1352 | 0.000114
[14 empty] | 1352 | 0.000143
[14 empty] | 1353 | 1.32e-05
[14 empty] | 1353 | 0
[14 empty] | 1353 | 2.12e-06
[14 empty] | 1353 | 0.000363
[14 empty] | 1353 | 2.46e-05
[14 empty] | 1354 | 1.35e-07
[14 empty] | 1354 | 2.9e-07
[14 empty] | 1354 | 3.13e-05
[14 empty] | 1354 | 0.00127
[14 empty] | 1354 | 3.78e-06
[14 empty] | 1354 | 9.05e-05
[14 empty] | 1355 | 7e-06
[14 empty] | 1355 | 7.64e-07
[14 empty] | 1355 | 1.46e-16
[14 empty] | 1355 | 1.65e-12
[14 empty] | 1355 | 2.1e-10
[14 empty] | 1356 | 0.000412
[14 empty] | 1356 | 5.3e-06
[14 empty] | 1356 | 3.39e-06
[14 empty] | 1356 | 1.21e-11
[14 empty] | 1356 | 0
[14 empty] | 1356 | 9.68e-07
[14 empty] | 1357 | 1.91e-08
[14 empty] | 1357 | 0
[14 empty] | 1357 | 1.42e-13
[14 empty] | 1357 | 2.62e-05
[14 empty] | 1357 | 0.000128
[14 empty] | 1358 | 5.77e-13
[14 empty] | 1358 | 4.01e-06
[14 empty] | 1358 | 6.89e-06
[14 empty] | 1358 | 1.01e-11
[14 empty] | 1358 | 8.13e-08
[14 empty] | 1359 | 0
[14 empty] | 1359 | 1.14e-08
[14 empty] | 1359 | 2.65e-06
[14 empty] | 1359 | 2.88e-07
[14 empty] | 1359 | 3.86e-08
[14 empty] | 1359 | 0
[14 empty] | 1360 | 5.61e-08
[14 empty] | 1360 | 5.3e-06
[14 empty] | 1360 | 1.72e-06
[14 empty] | 1360 | 1.92e-10
[14 empty] | 1360 | 0
[14 empty] | 1361 | 4.65e-14
[14 empty] | 1361 | 1.84e-13
[14 empty] | 1361 | 0
[14 empty] | 1361 | 0
[14 empty] | 1361 | 1.68e-11
[14 empty] | 1361 | 4.09e-08
[14 empty] | 1362 | 0
[14 empty] | 1362 | 1.88e-24
[14 empty] | 1362 | 0
[14 empty] | 1362 | 4.95e-26
[14 empty] | 1362 | 0
[14 empty] | 1363 | 1.23e-05
[14 empty] | 1363 | 5.52e-06
[14 empty] | 1363 | 1.1e-08
[14 empty] | 1363 | 4.74e-16
[14 empty] | 1363 | 1.53e-21
[14 empty] | 1364 | 2.73e-15
[14 empty] | 1364 | 0
[14 empty] | 1364 | 9.73e-10
[14 empty] | 1364 | 1.52e-06
[14 empty] | 1364 | 4.54e-06
[14 empty] | 1364 | 2.63e-07
[14 empty] | 1365 | 0
[14 empty] | 1365 | 4.55e-12
[14 empty] | 1365 | 3.43e-13
[14 empty] | 1365 | 2.43e-23
[14 empty] | 1365 | 0
[14 empty] | 1366 | 5.18e-05
[14 empty] | 1366 | 3.98e-06
[14 empty] | 1366 | 4.15e-05
[14 empty] | 1366 | 6.33e-06
[14 empty] | 1366 | 2.68e-09
[14 empty] | 1366 | 0
[14 empty] | 1367 | 3.95e-11
[14 empty] | 1367 | 1.42e-07
[14 empty] | 1367 | 5.65e-08
[14 empty] | 1367 | 3.36e-11
[14 empty] | 1367 | 7.04e-06
[14 empty] | 1368 | 9.12e-15
[14 empty] | 1368 | 1.65e-12
[14 empty] | 1368 | 2.06e-13
[14 empty] | 1368 | 0
[14 empty] | 1368 | 0
[14 empty] | 1369 | 3.9e-06
[14 empty] | 1369 | 4.31e-08
[14 empty] | 1369 | 1.4e-07
[14 empty] | 1369 | 8.12e-10
[14 empty] | 1369 | 4.62e-20
[14 empty] | 1369 | 0
[14 empty] | 1370 | 1.34e-08
[14 empty] | 1370 | 3.87e-10
[14 empty] | 1370 | 0
[14 empty] | 1370 | 8.86e-15
[14 empty] | 1370 | 3.54e-07
[14 empty] | 1371 | 9.63e-10
[14 empty] | 1371 | 3.55e-18
[14 empty] | 1371 | 0
[14 empty] | 1371 | 1.23e-16
[14 empty] | 1371 | 4.53e-09
[14 empty] | 1372 | 4.38e-05
[14 empty] | 1372 | 1.23e-08
[14 empty] | 1372 | 0
[14 empty] | 1372 | 3.9e-07
[14 empty] | 1372 | 5.48e-09
[14 empty] | 1372 | 4.09e-07
[14 empty] | 1373 | 3.38e-09
[14 empty] | 1373 | 1.67e-05
[14 empty] | 1373 | 1.04e-05
[14 empty] | 1373 | 1.86e-05
[14 empty] | 1373 | 0.000187
[14 empty] | 1374 | 2.2e-06
[14 empty] | 1374 | 0.000251
[14 empty] | 1374 | 8.08e-05
[14 empty] | 1374 | 0.00059
[14 empty] | 1374 | 8.89e-05
[14 empty] | 1375 | 0.000921
[14 empty] | 1375 | 8.44e-06
[14 empty] | 1375 | 4.56e-15
[14 empty] | 1375 | 5.87e-06
[14 empty] | 1375 | 7.75e-06
[14 empty] | 1376 | 8.98e-05
[14 empty] | 1376 | 2.49e-05
[14 empty] | 1376 | 4.96e-06
[14 empty] | 1376 | 1.08e-10
[14 empty] | 1376 | 0.000255
[14 empty] | 1376 | 0.0021
[14 empty] | 1377 | 0.00044
[14 empty] | 1377 | 6.81e-09
[14 empty] | 1377 | 0
[14 empty] | 1377 | 1.09e-06
[14 empty] | 1377 | 6.75e-05
[14 empty] | 1378 | 1.8e-05
[14 empty] | 1378 | 0.000107
[14 empty] | 1378 | 0.00116
[14 empty] | 1378 | 0.00363
[14 empty] | 1378 | 0.00175
[14 empty] | 1379 | 7.33e-06
[14 empty] | 1379 | 2.79e-05
[14 empty] | 1379 | 1.1e-11
[14 empty] | 1379 | 1.13e-20
[14 empty] | 1379 | 1.46e-16
[14 empty] | 1380 | 2.75e-17
[14 empty] | 1380 | 5.68e-12
[14 empty] | 1380 | 9.22e-10
[14 empty] | 1380 | 6.28e-05
[14 empty] | 1380 | 0.000161
[14 empty] | 1380 | 0.000321
[14 empty] | 1381 | 2.02e-06
[14 empty] | 1381 | 0
[14 empty] | 1381 | 5.83e-20
[14 empty] | 1381 | 0
[14 empty] | 1381 | 0
[14 empty] | 1382 | 8.15e-13
[14 empty] | 1382 | 8.97e-09
[14 empty] | 1382 | 6.44e-10
[14 empty] | 1382 | 8.7e-08
[14 empty] | 1382 | 1.42e-05
[14 empty] | 1383 | 4.23e-09
[14 empty] | 1383 | 2.92e-15
[14 empty] | 1383 | 0
[14 empty] | 1383 | 0
[14 empty] | 1383 | 0
[14 empty] | 1384 | 2.97e-08
[14 empty] | 1384 | 3.02e-06
[14 empty] | 1384 | 1.1e-07
[14 empty] | 1384 | 0
[14 empty] | 1384 | 3.49e-11
[14 empty] | 1384 | 1.16e-12
[14 empty] | 1385 | 6.39e-11
[14 empty] | 1385 | 9.25e-18
[14 empty] | 1385 | 0
[14 empty] | 1385 | 3.4e-12
[14 empty] | 1385 | 3.31e-06
[14 empty] | 1386 | 0
[14 empty] | 1386 | 2.97e-06
[14 empty] | 1386 | 3.53e-06
[14 empty] | 1386 | 1.81e-09
[14 empty] | 1386 | 8.27e-07
[14 empty] | 1387 | 0.000482
[14 empty] | 1387 | 0.000208
[14 empty] | 1387 | 0.000242
[14 empty] | 1387 | 0.000134
[14 empty] | 1387 | 1.93e-06
[14 empty] | 1388 | 0
[14 empty] | 1388 | 1.12e-19
[14 empty] | 1388 | 0
[14 empty] | 1388 | 1.66e-09
[14 empty] | 1388 | 1.51e-05
[14 empty] | 1389 | 0.00102
[14 empty] | 1389 | 0.00204
[14 empty] | 1389 | 3.03e-05
[14 empty] | 1389 | 0.000168
[14 empty] | 1389 | 0.000161
[14 empty] | 1389 | 1.16e-08
[14 empty] | 1390 | 0.000823
[14 empty] | 1390 | 0.00122
[14 empty] | 1390 | 1.87e-06
[14 empty] | 1390 | 0
[14 empty] | 1390 | 0.000389
[14 empty] | 1391 | 0.000859
[14 empty] | 1391 | 0.000649
[14 empty] | 1391 | 3.06e-05
[14 empty] | 1391 | 9.02e-06
[14 empty] | 1391 | 0.000141
[14 empty] | 1392 | 4.28e-32
[14 empty] | 1392 | 0
[14 empty] | 1392 | 1.05e-07
[14 empty] | 1392 | 3.07e-06
[14 empty] | 1392 | 1.3e-05
[14 empty] | 1393 | 0.00049
[14 empty] | 1393 | 4.32e-05
[14 empty] | 1393 | 4.76e-07
[14 empty] | 1393 | 2.8e-13
[14 empty] | 1393 | 0
[14 empty] | 1394 | 0.000111
[14 empty] | 1394 | 7.47e-05
[14 empty] | 1394 | 6.92e-07
[14 empty] | 1394 | 0.000202
[14 empty] | 1394 | 6.02e-05
[14 empty] | 1395 | 0
[14 empty] | 1395 | 2.87e-13
[14 empty] | 1395 | 0
[14 empty] | 1395 | 1.19e-12
[14 empty] | 1395 | 0
[14 empty] | 1395 | 7.77e-06
[14 empty] | 1396 | 0
[14 empty] | 1396 | 7.1e-16
[14 empty] | 1396 | 8.13e-09
[14 empty] | 1396 | 6.05e-11
[14 empty] | 1396 | 1.46e-16
[14 empty] | 1397 | 0.000186
[14 empty] | 1397 | 1.11e-09
[14 empty] | 1397 | 3.07e-06
[14 empty] | 1397 | 2.51e-07
[14 empty] | 1397 | 0
[14 empty] | 1398 | 0.000356
[14 empty] | 1398 | 0.000107
[14 empty] | 1398 | 0.00126
[14 empty] | 1398 | 0.00278
[14 empty] | 1398 | 0.00189
[14 empty] | 1399 | 1.94e-08
[14 empty] | 1399 | 4.34e-05
[14 empty] | 1399 | 0.000278
[14 empty] | 1399 | 0.00274
[14 empty] | 1399 | 0.00122
[14 empty] | 1400 | 1.3e-13
[14 empty] | 1400 | 1.08e-09
[14 empty] | 1400 | 5.43e-12
[14 empty] | 1400 | 1.58e-09
[14 empty] | 1400 | 0
[14 empty] | 1401 | 1.4e-12
[14 empty] | 1401 | 1.84e-08
[14 empty] | 1401 | 3.23e-10
[14 empty] | 1401 | 0
[14 empty] | 1401 | 1.21e-18
[14 empty] | 1402 | 0.00673
[14 empty] | 1402 | 0.000424
[14 empty] | 1402 | 8.84e-05
[14 empty] | 1402 | 1.66e-07
[14 empty] | 1402 | 0
[14 empty] | 1403 | 0.000603
[14 empty] | 1403 | 7.88e-06
[14 empty] | 1403 | 0.000285
[14 empty] | 1403 | 0.00281
[14 empty] | 1403 | 0.0102
[14 empty] | 1404 | 2.26e-08
[14 empty] | 1404 | 2.28e-07
[14 empty] | 1404 | 1.38e-06
[14 empty] | 1404 | 4.17e-05
[14 empty] | 1404 | 0.000462
[14 empty] | 1404 | 0.00671
[14 empty] | 1405 | 2.58e-06
[14 empty] | 1405 | 2.88e-11
[14 empty] | 1405 | 0
[14 empty] | 1405 | 0
[14 empty] | 1405 | 5.9e-09
[14 empty] | 1406 | 0.00321
[14 empty] | 1406 | 0.000965
[14 empty] | 1406 | 0.00532
[14 empty] | 1406 | 0.00115
[14 empty] | 1406 | 0.000402
[14 empty] | 1407 | 0
[14 empty] | 1407 | 3.06e-17
[14 empty] | 1407 | 2.8e-12
[14 empty] | 1407 | 5.9e-09
[14 empty] | 1407 | 9.71e-06
[14 empty] | 1408 | 0.00125
[14 empty] | 1408 | 0.000274
[14 empty] | 1408 | 0.00543
[14 empty] | 1408 | 0.00158
[14 empty] | 1408 | 2.63e-05
[14 empty] | 1409 | 0
[14 empty] | 1409 | 0
[14 empty] | 1409 | 5.99e-08
[14 empty] | 1409 | 3.22e-05
[14 empty] | 1409 | 0.00286
[14 empty] | 1410 | 0.000558
[14 empty] | 1410 | 0.00199
[14 empty] | 1410 | 3.7e-05
[14 empty] | 1410 | 5.77e-06
[14 empty] | 1410 | 8.61e-11
[14 empty] | 1411 | 0.00112
[14 empty] | 1411 | 0.000174
[14 empty] | 1411 | 0.000609
[14 empty] | 1411 | 0.00902
[14 empty] | 1411 | 0.000155
[14 empty] | 1412 | 3.92e-06
[14 empty] | 1412 | 3.55e-07
[14 empty] | 1412 | 0.00168
[14 empty] | 1412 | 0.00809
[14 empty] | 1412 | 0.00293
[14 empty] | 1413 | 0.00375
[14 empty] | 1413 | 0.0383
[14 empty] | 1413 | 0.0305
[14 empty] | 1413 | 0.0365
[14 empty] | 1413 | 0.00171
[14 empty] | 1414 | 1.21e-06
[14 empty] | 1414 | 0
[14 empty] | 1414 | 1.39e-06
[14 empty] | 1414 | 0.000585
[14 empty] | 1414 | 3.42e-05
[14 empty] | 1415 | 0.000145
[14 empty] | 1415 | 0.000379
[14 empty] | 1415 | 0.000216
[14 empty] | 1415 | 3.23e-06
[14 empty] | 1415 | 1.78e-09
[14 empty] | 1416 | 0.0762
[14 empty] | 1416 | 0.0789
[14 empty] | 1416 | 0.0246
[14 empty] | 1416 | 0.0117
[14 empty] | 1416 | 0.00248
[14 empty] | 1417 | 0.00774
[14 empty] | 1417 | 0.011
[14 empty] | 1417 | 0.00309
[14 empty] | 1417 | 0.00808
[14 empty] | 1417 | 0.0116
[14 empty] | 1418 | 0.0332
[14 empty] | 1418 | 0.0259
[14 empty] | 1418 | 0.0028
[14 empty] | 1418 | 0.00501
[14 empty] | 1418 | 1.7e-05
[14 empty] | 1419 | 1.99e-05
[14 empty] | 1419 | 1.88e-05
[14 empty] | 1419 | 2.01e-07
[14 empty] | 1419 | 9.57e-07
[14 empty] | 1419 | 0.0012
[14 empty] | 1420 | 0.00224
[14 empty] | 1420 | 0.0322
[14 empty] | 1420 | 0.000153
[14 empty] | 1420 | 0.00166
[14 empty] | 1420 | 1.52e-05
[14 empty] | 1421 | 0.0201
[14 empty] | 1421 | 0.0265
[14 empty] | 1421 | 0.00429
[14 empty] | 1421 | 0.00343
[14 empty] | 1421 | 0.00134
[14 empty] | 1422 | 0.0751
[14 empty] | 1422 | 0.0537
[14 empty] | 1422 | 0.0296
[14 empty] | 1422 | 0.0708
[14 empty] | 1422 | 0.00363
[14 empty] | 1423 | 0.00086
[14 empty] | 1423 | 0.000233
[14 empty] | 1423 | 0.00514
[14 empty] | 1423 | 0.00531
[14 empty] | 1423 | 0.00144
[14 empty] | 1424 | 0.0531
[14 empty] | 1424 | 0.000283
[14 empty] | 1424 | 4.1e-07
[14 empty] | 1424 | 0.00819
[14 empty] | 1425 | 0.000932
[14 empty] | 1425 | 0.0264
[14 empty] | 1425 | 0.011
[14 empty] | 1425 | 0.0525
[14 empty] | 1425 | 0.0493
[14 empty] | 1426 | 0.0461
[14 empty] | 1426 | 0.0363
[14 empty] | 1426 | 0.00206
[14 empty] | 1426 | 0.000327
[14 empty] | 1426 | 0.00422
[14 empty] | 1427 | 0.000411
[14 empty] | 1427 | 0.0109
[14 empty] | 1427 | 0.0253
[14 empty] | 1427 | 0.102
[14 empty] | 1427 | 0.111
[14 empty] | 1428 | 0.0017
[14 empty] | 1428 | 2.98e-05
[14 empty] | 1428 | 0.0099
[14 empty] | 1428 | 0.00213
[14 empty] | 1428 | 0.00964
[14 empty] | 1429 | 0.0738
[14 empty] | 1429 | 0.0797
[14 empty] | 1429 | 0.000197
[14 empty] | 1429 | 0.00839
[14 empty] | 1429 | 0.00601
[14 empty] | 1430 | 0.15
[14 empty] | 1430 | 0.0951
[14 empty] | 1430 | 0.00235
[14 empty] | 1430 | 0.0196
[14 empty] | 1430 | 0.0277
[14 empty] | 1431 | 0.00778
[14 empty] | 1431 | 1.77e-05
[14 empty] | 1431 | 0.0143
[14 empty] | 1431 | 0.0859
[14 empty] | 1431 | 0.151
[14 empty] | 1432 | 1.5e-07
[14 empty] | 1432 | 0.000621
[14 empty] | 1432 | 0.00821
[14 empty] | 1432 | 0.0014
[14 empty] | 1432 | 1.46e-05
[14 empty] | 1433 | 0.0991
[14 empty] | 1433 | 0.107
[14 empty] | 1433 | 0.0127
[14 empty] | 1433 | 0.006
[14 empty] | 1433 | 0.000861
[14 empty] | 1434 | 6.09e-05
[14 empty] | 1434 | 0.00201
[14 empty] | 1434 | 0.0342
[14 empty] | 1434 | 0.00681
[14 empty] | 1435 | 0.00418
[14 empty] | 1435 | 0.0275
[14 empty] | 1435 | 0.0222
[14 empty] | 1435 | 0.023
[14 empty] | 1435 | 7.94e-05
[14 empty] | 1436 | 0.0228
[14 empty] | 1436 | 0.00064
[14 empty] | 1436 | 0.0166
[14 empty] | 1436 | 0.108
[14 empty] | 1436 | 0.0433
[14 empty] | 1437 | 0.00394
[14 empty] | 1437 | 0.00444
[14 empty] | 1437 | 0.0302
[14 empty] | 1437 | 0.0672
[14 empty] | 1437 | 0.0328
[14 empty] | 1438 | 0.0398
[14 empty] | 1438 | 0.0302
[14 empty] | 1438 | 0.000593
[14 empty] | 1438 | 2.47e-06
[14 empty] | 1438 | 0.000579
[14 empty] | 1439 | 6.58e-06
[14 empty] | 1439 | 0.0191
[14 empty] | 1439 | 0.0426
[14 empty] | 1439 | 0.111
[14 empty] | 1439 | 0.0346
[14 empty] | 1440 | 0.107
[14 empty] | 1440 | 0.0366
[14 empty] | 1440 | 0.0424
[14 empty] | 1440 | 0.00056
[14 empty] | 1441 | 0.00533
[14 empty] | 1441 | 0.044
[14 empty] | 1441 | 0.0415
[14 empty] | 1441 | 0.0474
[14 empty] | 1441 | 0.00869
[14 empty] | 1442 | 0.0341
[14 empty] | 1442 | 0.0237
[14 empty] | 1442 | 0.0694
[14 empty] | 1442 | 0.0198
[14 empty] | 1442 | 3.8e-06
[14 empty] | 1443 | 0.109
[14 empty] | 1443 | 0.0471
[14 empty] | 1443 | 0.000195
[14 empty] | 1443 | 0.0012
[14 empty] | 1443 | 0.0499
[14 empty] | 1444 | 0.00666
[14 empty] | 1444 | 0.0422
[14 empty] | 1444 | 0.0166
[14 empty] | 1444 | 0.0688
[14 empty] | 1444 | 0.129
[14 empty] | 1445 | 0.00476
[14 empty] | 1445 | 0.0533
[14 empty] | 1445 | 0.0714
[14 empty] | 1445 | 0.0889
[14 empty] | 1446 | 0.0615
[14 empty] | 1446 | 0.0092
[14 empty] | 1446 | 8.92e-05
[14 empty] | 1446 | 2.87e-08
[14 empty] | 1446 | 6.62e-05
[14 empty] | 1447 | 0.0206
[14 empty] | 1447 | 0.00812
[14 empty] | 1447 | 0.0117
[14 empty] | 1447 | 0.059
[14 empty] | 1447 | 0.0753
[14 empty] | 1448 | 0.156
[14 empty] | 1448 | 0.0157
[14 empty] | 1448 | 0.142
[14 empty] | 1448 | 0.174
[14 empty] | 1448 | 0.0891
[14 empty] | 1449 | 0.0695
[14 empty] | 1449 | 0.148
[14 empty] | 1449 | 0.135
[14 empty] | 1449 | 0.0439
[14 empty] | 1449 | 0.0703
[14 empty] | 1450 | 0.00125
[14 empty] | 1450 | 0.00588
[14 empty] | 1450 | 0.0217
[14 empty] | 1450 | 0.0708
[14 empty] | 1451 | 0.0322
[14 empty] | 1451 | 0.000297
[14 empty] | 1451 | 0.0011
[14 empty] | 1451 | 5.63e-05
[14 empty] | 1451 | 0.000121
[14 empty] | 1452 | 0.0687
[14 empty] | 1452 | 0.000865
[14 empty] | 1452 | 0.0446
[14 empty] | 1452 | 0.0624
[14 empty] | 1452 | 0.137
[14 empty] | 1453 | 0.0887
[14 empty] | 1453 | 0.097
[14 empty] | 1453 | 0.0156
[14 empty] | 1453 | 0.0644
[14 empty] | 1453 | 0.145
[14 empty] | 1454 | 0.0612
[14 empty] | 1454 | 0.104
[14 empty] | 1454 | 0.197
[14 empty] | 1454 | 0.193
[14 empty] | 1455 | 2.94e-05
[14 empty] | 1455 | 0.0119
[14 empty] | 1455 | 0.0527
[14 empty] | 1455 | 0.15
[14 empty] | 1455 | 0.115
[14 empty] | 1456 | 0.108
[14 empty] | 1456 | 0.0792
[14 empty] | 1456 | 0.107
[14 empty] | 1456 | 0.103
[14 empty] | 1456 | 0.0362
[14 empty] | 1457 | 0.0653
[14 empty] | 1457 | 0.121
[14 empty] | 1457 | 0.0799
[14 empty] | 1457 | 0.173
[14 empty] | 1458 | 0.217
[14 empty] | 1458 | 0.198
[14 empty] | 1458 | 0.11
[14 empty] | 1458 | 0.00484
[14 empty] | 1458 | 0.146
[14 empty] | 1459 | 0.157
[14 empty] | 1459 | 0.168
[14 empty] | 1459 | 0.125
[14 empty] | 1459 | 0.212
[14 empty] | 1459 | 0.0997
[14 empty] | 1460 | 0.0206
[14 empty] | 1460 | 0.00215
[14 empty] | 1460 | 0.0997
[14 empty] | 1460 | 0.0694
[14 empty] | 1460 | 0.185
[14 empty] | 1461 | 0.0276
[14 empty] | 1461 | 0.0837
[14 empty] | 1461 | 0.149
[14 empty] | 1461 | 0.125
[14 empty] | 1462 | 0.166
[14 empty] | 1462 | 0.193
[14 empty] | 1462 | 0.144
[14 empty] | 1462 | 0.0485
[14 empty] | 1462 | 0.0704
[14 empty] | 1463 | 0.0326
[14 empty] | 1463 | 0.000323
[14 empty] | 1463 | 0.00797
[14 empty] | 1463 | 0.0623
[14 empty] | 1463 | 0.0831
[14 empty] | 1464 | 0.212
[14 empty] | 1464 | 0.183
[14 empty] | 1464 | 0.0771
[14 empty] | 1464 | 0.162
[14 empty] | 1465 | 0.0115
[14 empty] | 1465 | 0.000122
[14 empty] | 1465 | 0.0656
[14 empty] | 1465 | 0.176
[14 empty] | 1465 | 0.207
[14 empty] | 1466 | 0.0181
[14 empty] | 1466 | 0.0564
[14 empty] | 1466 | 0.0113
[14 empty] | 1466 | 0.0964
[14 empty] | 1466 | 0.128
[14 empty] | 1467 | 0.0979
[14 empty] | 1467 | 0.00749
[14 empty] | 1467 | 0.0347
[14 empty] | 1467 | 0.00991
[14 empty] | 1468 | 0.0826
[14 empty] | 1468 | 0.122
[14 empty] | 1468 | 0.0817
[14 empty] | 1468 | 0.00589
[14 empty] | 1468 | 0.0728
[14 empty] | 1469 | 0.0367
[14 empty] | 1469 | 0.0663
[14 empty] | 1469 | 0.175
[14 empty] | 1469 | 0.129
[14 empty] | 1470 | 0.0315
[14 empty] | 1470 | 0.109
[14 empty] | 1470 | 0.0543
[14 empty] | 1470 | 0.000533
[14 empty] | 1470 | 0.0104
[14 empty] | 1471 | 0.0904
[14 empty] | 1471 | 0.014
[14 empty] | 1471 | 0.0029
[14 empty] | 1471 | 0.000524
[14 empty] | 1471 | 0.00288
[14 empty] | 1472 | 5.25e-05
[14 empty] | 1472 | 0.0536
[14 empty] | 1472 | 0.037
[14 empty] | 1472 | 0.07
[14 empty] | 1473 | 0.105
[14 empty] | 1473 | 0.0222
[14 empty] | 1473 | 0.13
[14 empty] | 1473 | 0.0611
[14 empty] | 1473 | 0.00623
[14 empty] | 1474 | 0.207
[14 empty] | 1474 | 0.147
[14 empty] | 1474 | 0.108
[14 empty] | 1474 | 0.00728
[14 empty] | 1474 | 0.0432
[14 empty] | 1475 | 0.186
[14 empty] | 1475 | 0.213
[14 empty] | 1475 | 0.209
[14 empty] | 1475 | 0.101
[14 empty] | 1476 | 0.147
[14 empty] | 1476 | 0.1
[14 empty] | 1476 | 0.0199
[14 empty] | 1476 | 0.00417
[14 empty] | 1476 | 0.0641
[14 empty] | 1477 | 0.113
[14 empty] | 1477 | 0.00282
[14 empty] | 1477 | 0.0233
[14 empty] | 1477 | 0.0864
[14 empty] | 1478 | 0.174
[14 empty] | 1478 | 0.0283
[14 empty] | 1478 | 0.0132
[14 empty] | 1478 | 0.0058
[14 empty] | 1478 | 0.103
[14 empty] | 1479 | 0.068
[14 empty] | 1479 | 0.078
[14 empty] | 1479 | 0.151
[14 empty] | 1479 | 0.203
[14 empty] | 1480 | 0.00127
[14 empty] | 1480 | 0.0248
[14 empty] | 1480 | 0.134
[14 empty] | 1480 | 0.0944
[14 empty] | 1480 | 0.00783
[14 empty] | 1481 | 0.109
[14 empty] | 1481 | 0.176
[14 empty] | 1481 | 0.178
[14 empty] | 1481 | 0.0688
[14 empty] | 1481 | 0.0154
[14 empty] | 1482 | 0.145
[14 empty] | 1482 | 0.0134
[14 empty] | 1482 | 0.0229
[14 empty] | 1482 | 0.00133
[14 empty] | 1483 | 0.108
[14 empty] | 1483 | 0.129
[14 empty] | 1483 | 0.115
[14 empty] | 1483 | 0.21
[14 empty] | 1483 | 0.136
[14 empty] | 1484 | 0.0245
[14 empty] | 1484 | 0.128
[14 empty] | 1484 | 0.176
[14 empty] | 1484 | 0.223
[14 empty] | 1485 | 0.164
[14 empty] | 1485 | 0.0552
[14 empty] | 1485 | 0.223
[14 empty] | 1485 | 0.106
[14 empty] | 1485 | 0.0455
[14 empty] | 1486 | 0.145
[14 empty] | 1486 | 0.0645
[14 empty] | 1486 | 0.188
[14 empty] | 1486 | 0.0838
[14 empty] | 1487 | 0.0714
[14 empty] | 1487 | 0.0406
[14 empty] | 1487 | 0.0971
[14 empty] | 1487 | 0.0235
[14 empty] | 1487 | 0.035
[14 empty] | 1488 | 0.0396
[14 empty] | 1488 | 0.092
[14 empty] | 1488 | 0.0518
[14 empty] | 1488 | 0.165
[14 empty] | 1489 | 0.169
[14 empty] | 1489 | 0.229
[14 empty] | 1489 | 0.14
[14 empty] | 1489 | 0.162
[14 empty] | 1489 | 0.208
[14 empty] | 1490 | 0.249
[14 empty] | 1490 | 0.226
[14 empty] | 1490 | 0.129
[14 empty] | 1490 | 0.0246
[14 empty] | 1491 | 0.0131
[14 empty] | 1491 | 0.203
[14 empty] | 1491 | 0.217
[14 empty] | 1491 | 0.247
[14 empty] | 1491 | 0.236
[14 empty] | 1492 | 0.217
[14 empty] | 1492 | 0.0974
[14 empty] | 1492 | 0.169
[14 empty] | 1492 | 0.173
[14 empty] | 1493 | 0.231
[14 empty] | 1493 | 0.184
[14 empty] | 1493 | 0.134
[14 empty] | 1493 | 0.155
[14 empty] | 1493 | 0.161
[14 empty] | 1494 | 0.167
[14 empty] | 1494 | 0.103
[14 empty] | 1494 | 0.221
[14 empty] | 1494 | 0.269
[14 empty] | 1495 | 0.166
[14 empty] | 1495 | 0.133
[14 empty] | 1495 | 0.108
[14 empty] | 1495 | 0.235
[14 empty] | 1495 | 0.252
[14 empty] | 1496 | 0.162
[14 empty] | 1496 | 0.245
[14 empty] | 1496 | 0.083
[14 empty] | 1496 | 0.191
[14 empty] | 1497 | 0.253
[14 empty] | 1497 | 0.268
[14 empty] | 1497 | 0.258
[14 empty] | 1497 | 0.237
[14 empty] | 1497 | 0.0399
[14 empty] | 1498 | 0.255
[14 empty] | 1498 | 0.0982
[14 empty] | 1498 | 0.181
[14 empty] | 1498 | 0.168
[14 empty] | 1499 | 0.257
[14 empty] | 1499 | 0.127
[14 empty] | 1499 | 0.241
[14 empty] | 1499 | 0.247
[14 empty] | 1499 | 0.188
[14 empty] | 1500 | 0.279
[14 empty] | 1500 | 0.277
[14 empty] | 1500 | 0.257
[14 empty] | 1500 | 0.137
[14 empty] | 1501 | 0.274
[14 empty] | 1501 | 0.279
[14 empty] | 1501 | 0.213
[14 empty] | 1501 | 0.237
[14 empty] | 1502 | 0.257
[14 empty] | 1502 | 0.262
[14 empty] | 1502 | 0.146
[14 empty] | 1502 | 0.19
[14 empty] | 1502 | 0.263
[14 empty] | 1503 | 0.205
[14 empty] | 1503 | 0.172
[14 empty] | 1503 | 0.133
[14 empty] | 1503 | 0.227
[14 empty] | 1504 | 0.147
[14 empty] | 1504 | 0.224
[14 empty] | 1504 | 0.112
[14 empty] | 1504 | 0.122
[14 empty] | 1504 | 0.148
[14 empty] | 1505 | 0.242
[14 empty] | 1505 | 0.201
[14 empty] | 1505 | 0.131
[14 empty] | 1505 | 0.129
[14 empty] | 1506 | 0.272
[14 empty] | 1506 | 0.257
[14 empty] | 1506 | 0.262
[14 empty] | 1506 | 0.201
[14 empty] | 1506 | 0.247
[14 empty] | 1507 | 0.236
[14 empty] | 1507 | 0.177
[14 empty] | 1507 | 0.272
[14 empty] | 1507 | 0.269
[14 empty] | 1508 | 0.17
[14 empty] | 1508 | 0.266
[14 empty] | 1508 | 0.266
[14 empty] | 1508 | 0.259
[14 empty] | 1509 | 0.268
[14 empty] | 1509 | 0.207
[14 empty] | 1509 | 0.16
[14 empty] | 1509 | 0.114
[14 empty] | 1509 | 0.165
[14 empty] | 1510 | 0.27
[14 empty] | 1510 | 0.214
[14 empty] | 1510 | 0.277
[14 empty] | 1510 | 0.274
[14 empty] | 1511 | 0.273
[14 empty] | 1511 | 0.247
[14 empty] | 1511 | 0.223
[14 empty] | 1511 | 0.275
[14 empty] | 1511 | 0.258
[14 empty] | 1512 | 0.181
[14 empty] | 1512 | 0.272
[14 empty] | 1512 | 0.275
[14 empty] | 1512 | 0.256
[14 empty] | 1513 | 0.265
[14 empty] | 1513 | 0.233
[14 empty] | 1513 | 0.186
[14 empty] | 1513 | 0.259
[14 empty] | 1514 | 0.272
[14 empty] | 1514 | 0.205
[14 empty] | 1514 | 0.213
[14 empty] | 1514 | 0.196
[14 empty] | 1514 | 0.227
[14 empty] | 1515 | 0.275
[14 empty] | 1515 | 0.275
[14 empty] | 1515 | 0.203
[14 empty] | 1515 | 0.268
[14 empty] | 1516 | 0.181
[14 empty] | 1516 | 0.269
[14 empty] | 1516 | 0.275
[14 empty] | 1516 | 0.254
[14 empty] | 1517 | 0.259
[14 empty] | 1517 | 0.242
[14 empty] | 1517 | 0.264
[14 empty] | 1517 | 0.191
[14 empty] | 1517 | 0.266
[14 empty] | 1518 | 0.224
[14 empty] | 1518 | 0.27
[14 empty] | 1518 | 0.274
[14 empty] | 1518 | 0.187
[14 empty] | 1519 | 0.218
[14 empty] | 1519 | 0.245
[14 empty] | 1519 | 0.224
[14 empty] | 1519 | 0.261
[14 empty] | 1520 | 0.22
[14 empty] | 1520 | 0.272
[14 empty] | 1520 | 0.255
[14 empty] | 1520 | 0.26
[14 empty] | 1520 | 0.248
[14 empty] | 1521 | 0.27
[14 empty] | 1521 | 0.272
[14 empty] | 1521 | 0.272
[14 empty] | 1521 | 0.269
[14 empty] | 1522 | 0.269
[14 empty] | 1522 | 0.268
[14 empty] | 1522 | 0.219
[14 empty] | 1522 | 0.257
[14 empty] | 1523 | 0.249
[14 empty] | 1523 | 0.272
[14 empty] | 1523 | 0.273
[14 empty] | 1523 | 0.272
[14 empty] | 1523 | 0.27
[14 empty] | 1524 | 0.252
[14 empty] | 1524 | 0.272
[14 empty] | 1524 | 0.273
[14 empty] | 1524 | 0.27
[14 empty] | 1525 | 0.261
[14 empty] | 1525 | 0.252
[14 empty] | 1525 | 0.268
[14 empty] | 1525 | 0.223
[14 empty] | 1526 | 0.256
[14 empty] | 1526 | 0.264
[14 empty] | 1526 | 0.261
[14 empty] | 1526 | 0.24
[14 empty] | 1526 | 0.262
[14 empty] | 1527 | 0.234
[14 empty] | 1527 | 0.271
[14 empty] | 1527 | 0.27
[14 empty] | 1527 | 0.235
[14 empty] | 1528 | 0.273
[14 empty] | 1528 | 0.271
[14 empty] | 1528 | 0.267
[14 empty] | 1528 | 0.273
[14 empty] | 1529 | 0.268
[14 empty] | 1529 | 0.269
[14 empty] | 1529 | 0.24
[14 empty] | 1529 | 0.27
[14 empty] | 1530 | 0.253
[14 empty] | 1530 | 0.249
[14 empty] | 1530 | 0.259
[14 empty] | 1530 | 0.248
[14 empty] | 1530 | 0.253
[14 empty] | 1531 | 0.228
[14 empty] | 1531 | 0.267
[14 empty] | 1531 | 0.267
[14 empty] | 1531 | 0.264
[14 empty] | 1532 | 0.268
[14 empty] | 1532 | 0.271
[14 empty] | 1532 | 0.269
[14 empty] | 1532 | 0.271
[14 empty] | 1533 | 0.266
[14 empty] | 1533 | 0.268
[14 empty] | 1533 | 0.267
[14 empty] | 1533 | 0.269
[14 empty] | 1534 | 0.261
[14 empty] | 1534 | 0.261
[14 empty] | 1534 | 0.257
[14 empty] | 1534 | 0.263
[14 empty] | 1534 | 0.264
[14 empty] | 1535 | 0.263
[14 empty] | 1535 | 0.249
[14 empty] | 1535 | 0.257
[14 empty] | 1535 | 0.261
[14 empty] | 1536 | 0.271
[14 empty] | 1536 | 0.261
[14 empty] | 1536 | 0.259
[14 empty] | 1536 | 0.269
[14 empty] | 1537 | 0.252
[14 empty] | 1537 | 0.268
[14 empty] | 1537 | 0.264
[14 empty] | 1537 | 0.266
[14 empty] | 1538 | 0.264
[14 empty] | 1538 | 0.266
[14 empty] | 1538 | 0.266
[14 empty] | 1538 | 0.268
[14 empty] | 1538 | 0.262
[14 empty] | 1539 | 0.261
[14 empty] | 1539 | 0.252
[14 empty] | 1539 | 0.263
[14 empty] | 1539 | 0.267
[14 empty] | 1540 | 0.257
[14 empty] | 1540 | 0.256
[14 empty] | 1540 | 0.262
[14 empty] | 1540 | 0.258
[14 empty] | 1541 | 0.26
[14 empty] | 1541 | 0.263
[14 empty] | 1541 | 0.257
[14 empty] | 1541 | 0.26
[14 empty] | 1542 | 0.262
[14 empty] | 1542 | 0.257
[14 empty] | 1542 | 0.257
[14 empty] | 1542 | 0.264
[14 empty] | 1542 | 0.257
[14 empty] | 1543 | 0.268
[14 empty] | 1543 | 0.265
[14 empty] | 1543 | 0.259
[14 empty] | 1543 | 0.265
[14 empty] | 1544 | 0.259
[14 empty] | 1544 | 0.256
[14 empty] | 1544 | 0.268
[14 empty] | 1544 | 0.266
[14 empty] | 1545 | 0.269
[14 empty] | 1545 | 0.268
[14 empty] | 1545 | 0.268
[14 empty] | 1545 | 0.267
[14 empty] | 1546 | 0.266
[14 empty] | 1546 | 0.264
[14 empty] | 1546 | 0.264
[14 empty] | 1546 | 0.268
[14 empty] | 1547 | 0.262
[14 empty] | 1547 | 0.264
[14 empty] | 1547 | 0.265
[14 empty] | 1547 | 0.263
[14 empty] | 1548 | 0.262
[14 empty] | 1548 | 0.261
[14 empty] | 1548 | 0.258
[14 empty] | 1548 | 0.26
[14 empty] | 1548 | 0.26
[14 empty] | 1549 | 0.263
[14 empty] | 1549 | 0.263
[14 empty] | 1549 | 0.263
[14 empty] | 1549 | 0.262
[14 empty] | 1550 | 0.261
[14 empty] | 1550 | 0.261
[14 empty] | 1550 | 0.261
[14 empty] | 1550 | 0.26
[14 empty] | 1551 | 0.263
[14 empty] | 1551 | 0.26
[14 empty] | 1551 | 0.262
[14 empty] | 1551 | 0.261
[14 empty] | 1552 | 0.263
[14 empty] | 1552 | 0.255
[14 empty] | 1552 | 0.263
[14 empty] | 1552 | 0.264
[14 empty] | 1553 | 0.26
[14 empty] | 1553 | 0.261
[14 empty] | 1553 | 0.262
[14 empty] | 1553 | 0.262
[14 empty] | 1554 | 0.257
[14 empty] | 1554 | 0.254
[14 empty] | 1554 | 0.257
[14 empty] | 1554 | 0.257
[14 empty] | 1554 | 0.259
[14 empty] | 1555 | 0.257
[14 empty] | 1555 | 0.258
[14 empty] | 1555 | 0.258
[14 empty] | 1555 | 0.256
[14 empty] | 1556 | 0.255
[14 empty] | 1556 | 0.257
[14 empty] | 1556 | 0.257
[14 empty] | 1556 | 0.257
[14 empty] | 1557 | 0.26
[14 empty] | 1557 | 0.26
[14 empty] | 1557 | 0.259
[14 empty] | 1557 | 0.259
[14 empty] | 1558 | 0.259
[14 empty] | 1558 | 0.258
[14 empty] | 1558 | 0.26
[14 empty] | 1558 | 0.26
[14 empty] | 1559 | 0.258
[14 empty] | 1559 | 0.258
[14 empty] | 1559 | 0.256
[14 empty] | 1559 | 0.258
[14 empty] | 1560 | 0.259
[14 empty] | 1560 | 0.257
[14 empty] | 1560 | 0.257
[14 empty] | 1560 | 0.256
[14 empty] | 1561 | 0.261
[14 empty] | 1561 | 0.261
[14 empty] | 1561 | 0.259
[14 empty] | 1561 | 0.26
[14 empty] | 1562 | 0.255
[14 empty] | 1562 | 0.255
[14 empty] | 1562 | 0.26
[14 empty] | 1562 | 0.26
[14 empty] | 1562 | 0.261
[14 empty] | 1563 | 0.255
[14 empty] | 1563 | 0.256
[14 empty] | 1563 | 0.257
[14 empty] | 1563 | 0.257
[14 empty] | 1564 | 0.254
[14 empty] | 1564 | 0.255
[14 empty] | 1564 | 0.255
[14 empty] | 1564 | 0.256
[14 empty] | 1565 | 0.256
[14 empty] | 1565 | 0.257
[14 empty] | 1565 | 0.257
[14 empty] | 1565 | 0.257
[14 empty] | 1566 | 0.253
[14 empty] | 1566 | 0.253
[14 empty] | 1566 | 0.252
[14 empty] | 1566 | 0.255
[14 empty] | 1567 | 0.252
[14 empty] | 1567 | 0.252
[14 empty] | 1567 | 0.252
[14 empty] | 1567 | 0.253
[14 empty] | 1568 | 0.247
[14 empty] | 1568 | 0.248
[14 empty] | 1568 | 0.247
[14 empty] | 1568 | 0.25
[14 empty] | 1569 | 0.24
[14 empty] | 1569 | 0.242
[14 empty] | 1569 | 0.243
[14 empty] | 1569 | 0.245
[14 empty] | 1570 | 0.229
[14 empty] | 1570 | 0.23
[14 empty] | 1570 | 0.233
[14 empty] | 1570 | 0.238
[14 empty] | 1571 | 0.216
[14 empty] | 1571 | 0.22
[14 empty] | 1571 | 0.221
[14 empty] | 1571 | 0.225
[14 empty] | 1572 | 0.211
[14 empty] | 1572 | 0.214
[14 empty] | 1572 | 0.248
[14 empty] | 1572 | 0.215
[14 empty] | 1573 | 0.209
[14 empty] | 1573 | 0.214
[14 empty] | 1573 | 0.247
[14 empty] | 1573 | 0.21
[14 empty] | 1574 | 0.22
[14 empty] | 1574 | 0.217
[14 empty] | 1574 | 0.246
[14 empty] | 1574 | 0.216
[14 empty] | 1575 | 0.24
[14 empty] | 1575 | 0.234
[14 empty] | 1575 | 0.225
[14 empty] | 1575 | 0.241
[14 empty] | 1576 | 0.237
[14 empty] | 1576 | 0.222
[14 empty] | 1576 | 0.23
[14 empty] | 1576 | 0.24
[14 empty] | 1577 | 0.201
[14 empty] | 1577 | 0.204
[14 empty] | 1577 | 0.232
[14 empty] | 1577 | 0.21
[14 empty] | 1578 | 0.206
[14 empty] | 1578 | 0.239
[14 empty] | 1578 | 0.201
[14 empty] | 1578 | 0.231
[14 empty] | 1579 | 0.246
[14 empty] | 1579 | 0.215
[14 empty] | 1579 | 0.208
[14 empty] | 1579 | 0.244
[14 empty] | 1580 | 0.249
[14 empty] | 1580 | 0.22
[14 empty] | 1580 | 0.249
[14 empty] | 1580 | 0.216
[14 empty] | 1581 | 0.248
[14 empty] | 1581 | 0.225
[14 empty] | 1581 | 0.249
[14 empty] | 1581 | 0.223
[14 empty] | 1582 | 0.242
[14 empty] | 1582 | 0.226
[14 empty] | 1582 | 0.244
[14 empty] | 1582 | 0.225
[14 empty] | 1583 | 0.242
[14 empty] | 1583 | 0.227
[14 empty] | 1583 | 0.242
[14 empty] | 1583 | 0.227
[14 empty] | 1584 | 0.245
[14 empty] | 1584 | 0.237
[14 empty] | 1584 | 0.245
[14 empty] | 1584 | 0.234
[14 empty] | 1585 | 0.248
[14 empty] | 1585 | 0.243
[14 empty] | 1585 | 0.246
[14 empty] | 1585 | 0.24
[14 empty] | 1586 | 0.239
[14 empty] | 1586 | 0.246
[14 empty] | 1586 | 0.247
[14 empty] | 1586 | 0.244
[14 empty] | 1587 | 0.237
[14 empty] | 1587 | 0.242
[14 empty] | 1587 | 0.242
[14 empty] | 1587 | 0.245
[14 empty] | 1588 | 0.234
[14 empty] | 1588 | 0.236
[14 empty] | 1588 | 0.238
[14 empty] | 1588 | 0.241
[14 empty] | 1589 | 0.226
[14 empty] | 1589 | 0.226
[14 empty] | 1589 | 0.228
[14 empty] | 1589 | 0.23
[14 empty] | 1590 | 0.227
[14 empty] | 1590 | 0.228
[14 empty] | 1590 | 0.227
[14 empty] | 1590 | 0.226
[14 empty] | 1591 | 0.236
[14 empty] | 1591 | 0.234
[14 empty] | 1591 | 0.232
[14 empty] | 1591 | 0.231
[14 empty] | 1592 | 0.241
[14 empty] | 1592 | 0.242
[14 empty] | 1592 | 0.239
[14 empty] | 1592 | 0.234
[14 empty] | 1593 | 0.246
[14 empty] | 1593 | 0.247
[14 empty] | 1593 | 0.246
[14 empty] | 1593 | 0.245
[14 empty] | 1594 | 0.242
[14 empty] | 1594 | 0.247
[14 empty] | 1594 | 0.247
[14 empty] | 1594 | 0.247
[14 empty] | 1595 | 0.243
[14 empty] | 1595 | 0.245
[14 empty] | 1595 | 0.246
[14 empty] | 1595 | 0.247
[14 empty] | 1596 | 0.237
[14 empty] | 1596 | 0.234
[14 empty] | 1596 | 0.239
[14 empty] | 1596 | 0.241
[14 empty] | 1597 | 0.24
[14 empty] | 1597 | 0.236
[14 empty] | 1597 | 0.239
[14 empty] | 1597 | 0.236
[14 empty] | 1598 | 0.238
[14 empty] | 1598 | 0.242
[14 empty] | 1598 | 0.244
[14 empty] | 1598 | 0.243
[14 empty] | 1599 | 0.23
[14 empty] | 1599 | 0.232
[14 empty] | 1599 | 0.235
[14 empty] | 1599 | 0.236
[14 empty] | 1600 | 0.219
[14 empty] | 1600 | 0.223
[14 empty] | 1600 | 0.226
[14 empty] | 1601 | 0.206
[14 empty] | 1601 | 0.211
[14 empty] | 1601 | 0.213
[14 empty] | 1601 | 0.237
[14 empty] | 1602 | 0.203
[14 empty] | 1602 | 0.229
[14 empty] | 1602 | 0.204
[14 empty] | 1602 | 0.204
[14 empty] | 1603 | 0.202
[14 empty] | 1603 | 0.235
[14 empty] | 1603 | 0.202
[14 empty] | 1603 | 0.2
[14 empty] | 1604 | 0.211
[14 empty] | 1604 | 0.235
[14 empty] | 1604 | 0.206
[14 empty] | 1604 | 0.204
[14 empty] | 1605 | 0.233
[14 empty] | 1605 | 0.223
[14 empty] | 1605 | 0.237
[14 empty] | 1605 | 0.216
[14 empty] | 1606 | 0.217
[14 empty] | 1606 | 0.227
[14 empty] | 1606 | 0.237
[14 empty] | 1606 | 0.238
[14 empty] | 1607 | 0.208
[14 empty] | 1607 | 0.235
[14 empty] | 1607 | 0.211
[14 empty] | 1607 | 0.235
[14 empty] | 1608 | 0.234
[14 empty] | 1608 | 0.202
[14 empty] | 1608 | 0.236
[14 empty] | 1608 | 0.205
[14 empty] | 1609 | 0.23
[14 empty] | 1609 | 0.199
[14 empty] | 1609 | 0.202
[14 empty] | 1610 | 0.225
[14 empty] | 1610 | 0.194
[14 empty] | 1610 | 0.227
[14 empty] | 1610 | 0.196
[14 empty] | 1611 | 0.228
[14 empty] | 1611 | 0.204
[14 empty] | 1611 | 0.227
[14 empty] | 1611 | 0.195
[14 empty] | 1612 | 0.232
[14 empty] | 1612 | 0.212
[14 empty] | 1612 | 0.23
[14 empty] | 1612 | 0.208
[14 empty] | 1613 | 0.231
[14 empty] | 1613 | 0.22
[14 empty] | 1613 | 0.234
[14 empty] | 1613 | 0.216
[14 empty] | 1614 | 0.234
[14 empty] | 1614 | 0.226
[14 empty] | 1614 | 0.235
[14 empty] | 1614 | 0.224
[14 empty] | 1615 | 0.225
[14 empty] | 1615 | 0.233
[14 empty] | 1615 | 0.226
[14 empty] | 1616 | 0.223
[14 empty] | 1616 | 0.226
[14 empty] | 1616 | 0.223
[14 empty] | 1616 | 0.229
[14 empty] | 1617 | 0.231
[14 empty] | 1617 | 0.229
[14 empty] | 1617 | 0.223
[14 empty] | 1617 | 0.224
[14 empty] | 1618 | 0.234
[14 empty] | 1618 | 0.233
[14 empty] | 1618 | 0.233
[14 empty] | 1618 | 0.231
[14 empty] | 1619 | 0.232
[14 empty] | 1619 | 0.232
[14 empty] | 1619 | 0.231
[14 empty] | 1619 | 0.232
[14 empty] | 1620 | 0.226
[14 empty] | 1620 | 0.226
[14 empty] | 1620 | 0.229
[14 empty] | 1620 | 0.229
[14 empty] | 1621 | 0.227
[14 empty] | 1621 | 0.227
[14 empty] | 1621 | 0.226
[14 empty] | 1622 | 0.232
[14 empty] | 1622 | 0.231
[14 empty] | 1622 | 0.229
[14 empty] | 1622 | 0.229
[14 empty] | 1623 | 0.235
[14 empty] | 1623 | 0.235
[14 empty] | 1623 | 0.234
[14 empty] | 1623 | 0.233
[14 empty] | 1624 | 0.234
[14 empty] | 1624 | 0.234
[14 empty] | 1624 | 0.234
[14 empty] | 1624 | 0.235
[14 empty] | 1625 | 0.232
[14 empty] | 1625 | 0.232
[14 empty] | 1625 | 0.233
[14 empty] | 1625 | 0.232
[14 empty] | 1626 | 0.233
[14 empty] | 1626 | 0.231
[14 empty] | 1626 | 0.233
[14 empty] | 1627 | 0.233
[14 empty] | 1627 | 0.234
[14 empty] | 1627 | 0.234
[14 empty] | 1627 | 0.233
[14 empty] | 1628 | 0.234
[14 empty] | 1628 | 0.232
[14 empty] | 1628 | 0.235
[14 empty] | 1628 | 0.235
[14 empty] | 1629 | 0.232
[14 empty] | 1629 | 0.233
[14 empty] | 1629 | 0.234
[14 empty] | 1629 | 0.233
[14 empty] | 1630 | 0.231
[14 empty] | 1630 | 0.232
[14 empty] | 1630 | 0.232
[14 empty] | 1631 | 0.232
[14 empty] | 1631 | 0.231
[14 empty] | 1631 | 0.229
[14 empty] | 1631 | 0.225
[14 empty] | 1632 | 0.226
[14 empty] | 1632 | 0.23
[14 empty] | 1632 | 0.232
[14 empty] | 1632 | 0.231
[14 empty] | 1633 | 0.226
[14 empty] | 1633 | 0.225
[14 empty] | 1633 | 0.221
[14 empty] | 1633 | 0.227
[14 empty] | 1634 | 0.227
[14 empty] | 1634 | 0.227
[14 empty] | 1634 | 0.225
[14 empty] | 1635 | 0.218
[14 empty] | 1635 | 0.227
[14 empty] | 1635 | 0.228
[14 empty] | 1635 | 0.227
[14 empty] | 1636 | 0.226
[14 empty] | 1636 | 0.225
[14 empty] | 1636 | 0.227
[14 empty] | 1636 | 0.222
[14 empty] | 1637 | 0.219
[14 empty] | 1637 | 0.221
[14 empty] | 1637 | 0.223
[14 empty] | 1637 | 0.221
[14 empty] | 1638 | 0.216
[14 empty] | 1638 | 0.217
[14 empty] | 1638 | 0.195
[14 empty] | 1639 | 0.213
[14 empty] | 1639 | 0.213
[14 empty] | 1639 | 0.216
[14 empty] | 1639 | 0.214
[14 empty] | 1640 | 0.187
[14 empty] | 1640 | 0.209
[14 empty] | 1640 | 0.216
[14 empty] | 1640 | 0.208
[14 empty] | 1641 | 0.211
[14 empty] | 1641 | 0.212
[14 empty] | 1641 | 0.216
[14 empty] | 1641 | 0.213
[14 empty] | 1642 | 0.212
[14 empty] | 1642 | 0.213
[14 empty] | 1642 | 0.216
[14 empty] | 1643 | 0.219
[14 empty] | 1643 | 0.213
[14 empty] | 1643 | 0.179
[14 empty] | 1643 | 0.218
[14 empty] | 1644 | 0.215
[14 empty] | 1644 | 0.219
[14 empty] | 1644 | 0.215
[14 empty] | 1644 | 0.215
[14 empty] | 1645 | 0.214
[14 empty] | 1645 | 0.219
[14 empty] | 1645 | 0.216
[14 empty] | 1646 | 0.22
[14 empty] | 1646 | 0.217
[14 empty] | 1646 | 0.219
[14 empty] | 1646 | 0.168
[14 empty] | 1647 | 0.218
[14 empty] | 1647 | 0.22
[14 empty] | 1647 | 0.222
[14 empty] | 1647 | 0.22
[14 empty] | 1648 | 0.186
[14 empty] | 1648 | 0.215
[14 empty] | 1648 | 0.221
[14 empty] | 1649 | 0.213
[14 empty] | 1649 | 0.217
[14 empty] | 1649 | 0.215
[14 empty] | 1649 | 0.212
[14 empty] | 1650 | 0.217
[14 empty] | 1650 | 0.216
[14 empty] | 1650 | 0.22
[14 empty] | 1650 | 0.213
[14 empty] | 1651 | 0.218
[14 empty] | 1651 | 0.174
[14 empty] | 1651 | 0.213
[14 empty] | 1652 | 0.219
[14 empty] | 1652 | 0.207
[14 empty] | 1652 | 0.219
[14 empty] | 1652 | 0.216
[14 empty] | 1653 | 0.21
[14 empty] | 1653 | 0.22
[14 empty] | 1653 | 0.219
[14 empty] | 1653 | 0.219
[14 empty] | 1654 | 0.22
[14 empty] | 1654 | 0.219
[14 empty] | 1654 | 0.184
[14 empty] | 1655 | 0.218
[14 empty] | 1655 | 0.216
[14 empty] | 1655 | 0.218
[14 empty] | 1655 | 0.219
[14 empty] | 1656 | 0.203
[14 empty] | 1656 | 0.218
[14 empty] | 1656 | 0.216
[14 empty] | 1656 | 0.218
[14 empty] | 1657 | 0.216
[14 empty] | 1657 | 0.217
[14 empty] | 1657 | 0.219
[14 empty] | 1658 | 0.219
[14 empty] | 1658 | 0.219
[14 empty] | 1658 | 0.216
[14 empty] | 1658 | 0.22
[14 empty] | 1659 | 0.211
[14 empty] | 1659 | 0.218
[14 empty] | 1659 | 0.218
[14 empty] | 1659 | 0.217
[14 empty] | 1660 | 0.22
[14 empty] | 1660 | 0.217
[14 empty] | 1660 | 0.218
[14 empty] | 1661 | 0.21
[14 empty] | 1661 | 0.219
[14 empty] | 1661 | 0.22
[14 empty] | 1661 | 0.22
[14 empty] | 1662 | 0.206
[14 empty] | 1662 | 0.216
[14 empty] | 1662 | 0.217
[14 empty] | 1663 | 0.217
[14 empty] | 1663 | 0.217
[14 empty] | 1663 | 0.218
[14 empty] | 1663 | 0.216
[14 empty] | 1664 | 0.216
[14 empty] | 1664 | 0.217
[14 empty] | 1664 | 0.215
[14 empty] | 1664 | 0.21
[14 empty] | 1665 | 0.197
[14 empty] | 1665 | 0.215
[14 empty] | 1665 | 0.215
[14 empty] | 1666 | 0.189
[14 empty] | 1666 | 0.186
[14 empty] | 1666 | 0.159
[14 empty] | 1666 | 0.162
[14 empty] | 1667 | 0.202
[14 empty] | 1667 | 0.207
[14 empty] | 1667 | 0.204
[14 empty] | 1668 | 0.209
[14 empty] | 1668 | 0.209
[14 empty] | 1668 | 0.211
[14 empty] | 1668 | 0.21
[14 empty] | 1669 | 0.211
[14 empty] | 1669 | 0.211
[14 empty] | 1669 | 0.205
[14 empty] | 1669 | 0.21
[14 empty] | 1670 | 0.214
[14 empty] | 1670 | 0.216
[14 empty] | 1670 | 0.214
[14 empty] | 1671 | 0.205
[14 empty] | 1671 | 0.212
[14 empty] | 1671 | 0.214
[14 empty] | 1671 | 0.21
[14 empty] | 1672 | 0.208
[14 empty] | 1672 | 0.208
[14 empty] | 1672 | 0.206
[14 empty] | 1673 | 0.209
[14 empty] | 1673 | 0.209
[14 empty] | 1673 | 0.208
[14 empty] | 1673 | 0.207
[14 empty] | 1674 | 0.194
[14 empty] | 1674 | 0.209
[14 empty] | 1674 | 0.208
[14 empty] | 1674 | 0.211
[14 empty] | 1675 | 0.207
[14 empty] | 1675 | 0.206
[14 empty] | 1675 | 0.209
[14 empty] | 1676 | 0.207
[14 empty] | 1676 | 0.205
[14 empty] | 1676 | 0.206
[14 empty] | 1676 | 0.199
[14 empty] | 1677 | 0.205
[14 empty] | 1677 | 0.208
[14 empty] | 1677 | 0.202
[14 empty] | 1678 | 0.198
[14 empty] | 1678 | 0.207
[14 empty] | 1678 | 0.204
[14 empty] | 1678 | 0.187
[14 empty] | 1679 | 0.204
[14 empty] | 1679 | 0.205
[14 empty] | 1679 | 0.206
[14 empty] | 1680 | 0.197
[14 empty] | 1680 | 0.194
[14 empty] | 1680 | 0.2
[14 empty] | 1680 | 0.201
[14 empty] | 1681 | 0.194
[14 empty] | 1681 | 0.193
[14 empty] | 1681 | 0.18
[14 empty] | 1682 | 0.199
[14 empty] | 1682 | 0.197
[14 empty] | 1682 | 0.195
[14 empty] | 1682 | 0.192
[14 empty] | 1683 | 0.2
[14 empty] | 1683 | 0.201
[14 empty] | 1683 | 0.2
[14 empty] | 1684 | 0.199
[14 empty] | 1684 | 0.165
[14 empty] | 1684 | 0.203
[14 empty] | 1684 | 0.203
[14 empty] | 1685 | 0.205
[14 empty] | 1685 | 0.205
[14 empty] | 1685 | 0.205
[14 empty] | 1685 | 0.206
[14 empty] | 1686 | 0.205
[14 empty] | 1686 | 0.203
[14 empty] | 1686 | 0.205
[14 empty] | 1687 | 0.198
[14 empty] | 1687 | 0.185
[14 empty] | 1687 | 0.204
[14 empty] | 1687 | 0.204
[14 empty] | 1688 | 0.204
[14 empty] | 1688 | 0.204
[14 empty] | 1688 | 0.204
[14 empty] | 1689 | 0.197
[14 empty] | 1689 | 0.202
[14 empty] | 1689 | 0.202
[14 empty] | 1689 | 0.204
[14 empty] | 1690 | 0.203
[14 empty] | 1690 | 0.203
[14 empty] | 1690 | 0.201
[14 empty] | 1691 | 0.187
[14 empty] | 1691 | 0.204
[14 empty] | 1691 | 0.19
[14 empty] | 1691 | 0.16
[14 empty] | 1692 | 0.198
[14 empty] | 1692 | 0.203
[14 empty] | 1692 | 0.205
[14 empty] | 1693 | 0.205
[14 empty] | 1693 | 0.205
[14 empty] | 1693 | 0.206
[14 empty] | 1693 | 0.205
[14 empty] | 1694 | 0.202
[14 empty] | 1694 | 0.187
[14 empty] | 1694 | 0.204
[14 empty] | 1695 | 0.204
[14 empty] | 1695 | 0.204
[14 empty] | 1695 | 0.202
[14 empty] | 1695 | 0.203
[14 empty] | 1696 | 0.204
[14 empty] | 1696 | 0.204
[14 empty] | 1696 | 0.205
[14 empty] | 1697 | 0.151
[14 empty] | 1697 | 0.185
[14 empty] | 1697 | 0.181
[14 empty] | 1698 | 0.202
[14 empty] | 1698 | 0.202
[14 empty] | 1698 | 0.202
[14 empty] | 1698 | 0.196
[14 empty] | 1699 | 0.201
[14 empty] | 1699 | 0.201
[14 empty] | 1699 | 0.202
[14 empty] | 1700 | 0.197
[14 empty] | 1700 | 0.197
[14 empty] | 1700 | 0.196
[14 empty] | 1700 | 0.181
[14 empty] | 1701 | 0.197
[14 empty] | 1701 | 0.154
[14 empty] | 1701 | 0.196
[14 empty] | 1702 | 0.196
[14 empty] | 1702 | 0.197
[14 empty] | 1702 | 0.197
[14 empty] | 1702 | 0.198
[14 empty] | 1703 | 0.195
[14 empty] | 1703 | 0.196
[14 empty] | 1703 | 0.191
[14 empty] | 1704 | 0.196
[14 empty] | 1704 | 0.197
[14 empty] | 1704 | 0.196
[14 empty] | 1704 | 0.18
[14 empty] | 1705 | 0.189
[14 empty] | 1705 | 0.197
[14 empty] | 1705 | 0.199
[14 empty] | 1706 | 0.195
[14 empty] | 1706 | 0.181
[14 empty] | 1706 | 0.198
[14 empty] | 1706 | 0.195
[14 empty] | 1707 | 0.192
[14 empty] | 1707 | 0.194
[14 empty] | 1707 | 0.171
[14 empty] | 1708 | 0.188
[14 empty] | 1708 | 0.19
[14 empty] | 1708 | 0.168
[14 empty] | 1709 | 0.194
[14 empty] | 1709 | 0.194
[14 empty] | 1709 | 0.142
[14 empty] | 1709 | 0.141
[14 empty] | 1710 | 0.193
[14 empty] | 1710 | 0.194
[14 empty] | 1710 | 0.194
[14 empty] | 1711 | 0.189
[14 empty] | 1711 | 0.189
[14 empty] | 1711 | 0.189
[14 empty] | 1711 | 0.17
[14 empty] | 1712 | 0.189
[14 empty] | 1712 | 0.19
[14 empty] | 1712 | 0.19
[14 empty] | 1713 | 0.189
[14 empty] | 1713 | 0.195
[14 empty] | 1713 | 0.194
[14 empty] | 1714 | 0.137
[14 empty] | 1714 | 0.187
[14 empty] | 1714 | 0.18
[14 empty] | 1714 | 0.195
[14 empty] | 1715 | 0.193
[14 empty] | 1715 | 0.195
[14 empty] | 1715 | 0.163
[14 empty] | 1716 | 0.193
[14 empty] | 1716 | 0.139
[14 empty] | 1716 | 0.193
[14 empty] | 1716 | 0.196
[14 empty] | 1717 | 0.194
[14 empty] | 1717 | 0.192
[14 empty] | 1717 | 0.194
[14 empty] | 1718 | 0.191
[14 empty] | 1718 | 0.194
[14 empty] | 1718 | 0.194
[14 empty] | 1719 | 0.193
[14 empty] | 1719 | 0.193
[14 empty] | 1719 | 0.192
[14 empty] | 1719 | 0.194
[14 empty] | 1720 | 0.19
[14 empty] | 1720 | 0.184
[14 empty] | 1720 | 0.192
[14 empty] | 1721 | 0.127
[14 empty] | 1721 | 0.109
[14 empty] | 1721 | 0.187
[14 empty] | 1721 | 0.188
[14 empty] | 1722 | 0.184
[14 empty] | 1722 | 0.188
[14 empty] | 1722 | 0.186
[14 empty] | 1723 | 0.18
[14 empty] | 1723 | 0.181
[14 empty] | 1723 | 0.184
[14 empty] | 1724 | 0.104
[14 empty] | 1724 | 0.178
[14 empty] | 1724 | 0.179
[14 empty] | 1724 | 0.12
[14 empty] | 1725 | 0.186
[14 empty] | 1725 | 0.18
[14 empty] | 1725 | 0.142
[14 empty] | 1726 | 0.154
[14 empty] | 1726 | 0.185
[14 empty] | 1726 | 0.188
[14 empty] | 1727 | 0.185
[14 empty] | 1727 | 0.18
[14 empty] | 1727 | 0.188
[14 empty] | 1727 | 0.187
[14 empty] | 1728 | 0.181
[14 empty] | 1728 | 0.181
[14 empty] | 1728 | 0.186
[14 empty] | 1729 | 0.183
[14 empty] | 1729 | 0.143
[14 empty] | 1729 | 0.153
[14 empty] | 1730 | 0.186
[14 empty] | 1730 | 0.187
[14 empty] | 1730 | 0.188
[14 empty] | 1730 | 0.186
[14 empty] | 1731 | 0.185
[14 empty] | 1731 | 0.182
[14 empty] | 1731 | 0.185
[14 empty] | 1732 | 0.136
[14 empty] | 1732 | 0.103
[14 empty] | 1732 | 0.179
[14 empty] | 1733 | 0.176
[14 empty] | 1733 | 0.176
[14 empty] | 1733 | 0.173
[14 empty] | 1733 | 0.0895
[14 empty] | 1734 | 0.173
[14 empty] | 1734 | 0.174
[14 empty] | 1734 | 0.175
[14 empty] | 1735 | 0.173
[14 empty] | 1735 | 0.172
[14 empty] | 1735 | 0.176
[14 empty] | 1736 | 0.163
[14 empty] | 1736 | 0.105
[14 empty] | 1736 | 0.16
[14 empty] | 1736 | 0.122
[14 empty] | 1737 | 0.172
[14 empty] | 1737 | 0.158
[14 empty] | 1737 | 0.087
[14 empty] | 1738 | 0.167
[14 empty] | 1738 | 0.172
[14 empty] | 1738 | 0.172
[14 empty] | 1739 | 0.177
[14 empty] | 1739 | 0.179
[14 empty] | 1739 | 0.174
[14 empty] | 1739 | 0.177
[14 empty] | 1740 | 0.166
[14 empty] | 1740 | 0.167
[14 empty] | 1740 | 0.117
[14 empty] | 1741 | 0.0746
[14 empty] | 1741 | 0.169
[14 empty] | 1741 | 0.177
[14 empty] | 1742 | 0.18
[14 empty] | 1742 | 0.177
[14 empty] | 1742 | 0.155
[14 empty] | 1742 | 0.124
[14 empty] | 1743 | 0.181
[14 empty] | 1743 | 0.172
[14 empty] | 1743 | 0.18
[14 empty] | 1744 | 0.155
[14 empty] | 1744 | 0.179
[14 empty] | 1744 | 0.18
[14 empty] | 1745 | 0.177
[14 empty] | 1745 | 0.175
[14 empty] | 1745 | 0.0911
[14 empty] | 1746 | 0.157
[14 empty] | 1746 | 0.17
[14 empty] | 1746 | 0.175
[14 empty] | 1746 | 0.177
[14 empty] | 1747 | 0.102
[14 empty] | 1747 | 0.0751
[14 empty] | 1747 | 0.0537
[14 empty] | 1748 | 0.176
[14 empty] | 1748 | 0.173
[14 empty] | 1748 | 0.112
[14 empty] | 1749 | 0.171
[14 empty] | 1749 | 0.172
[14 empty] | 1749 | 0.178
[14 empty] | 1749 | 0.176
[14 empty] | 1750 | 0.173
[14 empty] | 1750 | 0.174
[14 empty] | 1750 | 0.177
[14 empty] | 1751 | 0.144
[14 empty] | 1751 | 0.171
[14 empty] | 1751 | 0.164
[14 empty] | 1752 | 0.173
[14 empty] | 1752 | 0.168
[14 empty] | 1752 | 0.0689
[14 empty] | 1753 | 0.177
[14 empty] | 1753 | 0.176
[14 empty] | 1753 | 0.159
[14 empty] | 1753 | 0.173
[14 empty] | 1754 | 0.174
[14 empty] | 1754 | 0.174
[14 empty] | 1754 | 0.177
[14 empty] | 1755 | 0.0682
[14 empty] | 1755 | 0.127
[14 empty] | 1755 | 0.17
[14 empty] | 1756 | 0.165
[14 empty] | 1756 | 0.169
[14 empty] | 1756 | 0.156
[14 empty] | 1757 | 0.0598
[14 empty] | 1757 | 0.151
[14 empty] | 1757 | 0.0656
[14 empty] | 1757 | 0.158
[14 empty] | 1758 | 0.172
[14 empty] | 1758 | 0.172
[14 empty] | 1758 | 0.149
[14 empty] | 1759 | 0.175
[14 empty] | 1759 | 0.175
[14 empty] | 1759 | 0.175
[14 empty] | 1760 | 0.173
[14 empty] | 1760 | 0.169
[14 empty] | 1760 | 0.176
[14 empty] | 1761 | 0.165
[14 empty] | 1761 | 0.083
[14 empty] | 1761 | 0.141
[14 empty] | 1761 | 0.169
[14 empty] | 1762 | 0.0926
[14 empty] | 1762 | 0.158
[14 empty] | 1762 | 0.169
[14 empty] | 1763 | 0.144
[14 empty] | 1763 | 0.0834
[14 empty] | 1763 | 0.147
[14 empty] | 1764 | 0.169
[14 empty] | 1764 | 0.169
[14 empty] | 1764 | 0.164
[14 empty] | 1765 | 0.154
[14 empty] | 1765 | 0.162
[14 empty] | 1765 | 0.16
[14 empty] | 1766 | 0.139
[14 empty] | 1766 | 0.0697
[14 empty] | 1766 | 0.00597
[14 empty] | 1766 | 0.0567
[14 empty] | 1767 | 0.167
[14 empty] | 1767 | 0.141
[14 empty] | 1767 | 0.153
[14 empty] | 1768 | 0.118
[14 empty] | 1768 | 0.159
[14 empty] | 1768 | 0.152
[14 empty] | 1769 | 0.157
[14 empty] | 1769 | 0.144
[14 empty] | 1769 | 0.16
[14 empty] | 1770 | 0.156
[14 empty] | 1770 | 0.0756
[14 empty] | 1770 | 0.122
[14 empty] | 1771 | 0.157
[14 empty] | 1771 | 0.139
[14 empty] | 1771 | 0.0742
[14 empty] | 1771 | 0.125
[14 empty] | 1772 | 0.133
[14 empty] | 1772 | 0.157
[14 empty] | 1772 | 0.167
[14 empty] | 1773 | 0.164
[14 empty] | 1773 | 0.145
[14 empty] | 1773 | 0.148
[14 empty] | 1774 | 0.0746
[14 empty] | 1774 | 0.0415
[14 empty] | 1774 | 0.131
[14 empty] | 1775 | 0.153
[14 empty] | 1775 | 0.112
[14 empty] | 1775 | 0.122
[14 empty] | 1776 | 0.037
[14 empty] | 1776 | 0.0649
[14 empty] | 1776 | 0.13
[14 empty] | 1777 | 0.148
[14 empty] | 1777 | 0.121
[14 empty] | 1777 | 0.132
[14 empty] | 1777 | 0.0902
[14 empty] | 1778 | 0.0568
[14 empty] | 1778 | 0.141
[14 empty] | 1778 | 0.113
[14 empty] | 1779 | 0.0946
[14 empty] | 1779 | 0.0481
[14 empty] | 1779 | 0.031
[14 empty] | 1780 | 0.135
[14 empty] | 1780 | 0.146
[14 empty] | 1780 | 0.119
[14 empty] | 1781 | 0.00656
[14 empty] | 1781 | 0.0906
[14 empty] | 1781 | 0.142
[14 empty] | 1782 | 0.149
[14 empty] | 1782 | 0.108
[14 empty] | 1782 | 0.0534
[14 empty] | 1783 | 0.101
[14 empty] | 1783 | 0.14
[14 empty] | 1783 | 0.151
[14 empty] | 1783 | 0.119
[14 empty] | 1784 | 0.0709
[14 empty] | 1784 | 0.042
[14 empty] | 1784 | 0.115
[14 empty] | 1785 | 0.11
[14 empty] | 1785 | 0.025
[14 empty] | 1785 | 0.000645
[14 empty] | 1786 | 0.088
[14 empty] | 1786 | 0.0276
[14 empty] | 1786 | 0.0379
[14 empty] | 1787 | 0.0675
[14 empty] | 1787 | 0.0303
[14 empty] | 1787 | 0.089
[14 empty] | 1788 | 0.14
[14 empty] | 1788 | 0.131
[14 empty] | 1788 | 0.0807
[14 empty] | 1789 | 0.14
[14 empty] | 1789 | 0.0415
[14 empty] | 1789 | 0.127
[14 empty] | 1790 | 0.116
[14 empty] | 1790 | 0.139
[14 empty] | 1790 | 0.144
[14 empty] | 1791 | 0.0427
[14 empty] | 1791 | 0.0704
[14 empty] | 1791 | 0.0259
[14 empty] | 1791 | 0.0334
[14 empty] | 1792 | 0.0324
[14 empty] | 1792 | 0.0638
[14 empty] | 1792 | 0.0743
[14 empty] | 1793 | 0.017
[14 empty] | 1793 | 0.0901
[14 empty] | 1793 | 0.028
[14 empty] | 1794 | 0.0592
[14 empty] | 1794 | 0.00616
[14 empty] | 1794 | 0.0169
[14 empty] | 1795 | 0.0126
[14 empty] | 1795 | 0.064
[14 empty] | 1795 | 0.0592
[14 empty] | 1796 | 0.0358
[14 empty] | 1796 | 0.026
[14 empty] | 1796 | 0.0877
[14 empty] | 1797 | 0.0579
[14 empty] | 1797 | 0.00332
[14 empty] | 1797 | 0.0732
[14 empty] | 1798 | 0.0153
[14 empty] | 1798 | 0.0563
[14 empty] | 1798 | 0.0802
[14 empty] | 1799 | 0.0854
[14 empty] | 1799 | 0.0985
[14 empty] | 1799 | 0.0925
[14 empty] | 1800 | 0.00409
[14 empty] | 1800 | 0.0014
[14 empty] | 1800 | 0.0479
[14 empty] | 1801 | 0.00251
[14 empty] | 1801 | 2.78e-06
[14 empty] | 1801 | 0.00339
[14 empty] | 1801 | 0.000139
[14 empty] | 1802 | 0.00266
[14 empty] | 1802 | 0.00143
[14 empty] | 1802 | 0.00248
[14 empty] | 1803 | 0.00902
[14 empty] | 1803 | 0.0332
[14 empty] | 1803 | 0.000613
[14 empty] | 1804 | 0.0322
[14 empty] | 1804 | 0.0133
[14 empty] | 1804 | 0.0101
[14 empty] | 1805 | 0.0315
[14 empty] | 1805 | 0.0595
[14 empty] | 1805 | 0.0313
[14 empty] | 1806 | 3.9e-06
[14 empty] | 1806 | 0.000301
[14 empty] | 1806 | 0.000785
[14 empty] | 1807 | 0.000467
[14 empty] | 1807 | 0.0138
[14 empty] | 1807 | 0.000585
[14 empty] | 1808 | 0.0437
[14 empty] | 1808 | 0.0222
[14 empty] | 1808 | 0.00125
[14 empty] | 1809 | 0.0167
[14 empty] | 1809 | 0.00146
[14 empty] | 1809 | 0.0113
[14 empty] | 1810 | 0.00661
[14 empty] | 1810 | 0.019
[14 empty] | 1810 | 0.0109
[14 empty] | 1811 | 4.1e-06
[14 empty] | 1811 | 8.28e-06
[14 empty] | 1811 | 6.7e-05
[14 empty] | 1812 | 0.00017
[14 empty] | 1812 | 0.000909
[14 empty] | 1812 | 0.00516
[14 empty] | 1813 | 0.000852
[14 empty] | 1813 | 8.48e-10
[14 empty] | 1813 | 4.66e-05
[14 empty] | 1814 | 0.0169
[14 empty] | 1814 | 0.00928
[14 empty] | 1814 | 0.00135
[14 empty] | 1815 | 3.19e-05
[14 empty] | 1815 | 0.000264
[14 empty] | 1815 | 0.0112
[14 empty] | 1816 | 5.97e-05
[14 empty] | 1816 | 7.08e-06
[14 empty] | 1816 | 1.28e-13
[14 empty] | 1817 | 0.000385
[14 empty] | 1817 | 0.000303
[14 empty] | 1817 | 0.00112
[14 empty] | 1818 | 0.00108
[14 empty] | 1818 | 0.00639
[14 empty] | 1818 | 0.00568
[14 empty] | 1819 | 0.00149
[14 empty] | 1819 | 6.45e-06
[14 empty] | 1819 | 1.32e-08
[14 empty] | 1820 | 0
[14 empty] | 1820 | 1.94e-09
[14 empty] | 1820 | 9.17e-06
[14 empty] | 1820 | 0.000846
[14 empty] | 1821 | 1.76e-09
[14 empty] | 1821 | 6.05e-07
[14 empty] | 1821 | 1.13e-14
[14 empty] | 1822 | 1.18e-07
[14 empty] | 1822 | 0
[14 empty] | 1822 | 5.04e-09
[14 empty] | 1823 | 0.00302
[14 empty] | 1823 | 0.00114
[14 empty] | 1823 | 1.09e-07
[14 empty] | 1824 | 0.00327
[14 empty] | 1824 | 0.0047
[14 empty] | 1824 | 0.00566
[14 empty] | 1825 | 6.86e-05
[14 empty] | 1825 | 0.000347
[14 empty] | 1825 | 0.000227
[14 empty] | 1826 | 0
[14 empty] | 1826 | 4.81e-17
[14 empty] | 1826 | 3.28e-06
[14 empty] | 1827 | 8.19e-05
[14 empty] | 1827 | 2.44e-05
[14 empty] | 1827 | 4.83e-08
[14 empty] | 1828 | 6.69e-10
[14 empty] | 1828 | 0
[14 empty] | 1828 | 1.05e-05
[14 empty] | 1829 | 2.28e-06
[14 empty] | 1829 | 4.75e-11
[14 empty] | 1829 | 0
[14 empty] | 1830 | 5.22e-08
[14 empty] | 1830 | 0
[14 empty] | 1830 | 3.86e-07
[14 empty] | 1831 | 0
[14 empty] | 1831 | 2.02e-08
[14 empty] | 1832 | 5.69e-06
[14 empty] | 1832 | 2.79e-06
[14 empty] | 1832 | 4.02e-10
[14 empty] | 1833 | 5e-07
[14 empty] | 1833 | 0
[14 empty] | 1833 | 2.47e-09
[14 empty] | 1834 | 4.35e-06
[14 empty] | 1834 | 4.35e-05
[14 empty] | 1834 | 1.07e-05
[14 empty] | 1835 | 0
[14 empty] | 1835 | 6.71e-15
[14 empty] | 1835 | 3.75e-08
[14 empty] | 1836 | 0
[14 empty] | 1836 | 2.11e-13
[14 empty] | 1836 | 1.7e-11
[14 empty] | 1837 | 6.28e-12
[14 empty] | 1837 | 2.71e-11
[14 empty] | 1837 | 0
[14 empty] | 1838 | 2.61e-14
[14 empty] | 1838 | 0
[14 empty] | 1838 | 0
[14 empty] | 1839 | 1.57e-08
[14 empty] | 1839 | 8.19e-08
[14 empty] | 1839 | 2.21e-10
[14 empty] | 1840 | 4.72e-26
[14 empty] | 1840 | 0
[14 empty] | 1840 | 3.04e-14
[14 empty] | 1841 | 1.05e-11
[14 empty] | 1841 | 5.79e-10
[14 empty] | 1841 | 1.32e-13
[14 empty] | 1842 | 3.13e-31
[14 empty] | 1842 | 0
[14 empty] | 1842 | 0
[14 empty] | 1843 | 3.66e-07
[14 empty] | 1843 | 6.46e-08
[14 empty] | 1843 | 7.04e-20
[14 empty] | 1844 | 1.01e-05
[14 empty] | 1844 | 1.95e-08
[14 empty] | 1844 | 5.76e-08
[14 empty] | 1845 | 3.63e-05
[14 empty] | 1845 | 2.93e-05
[14 empty] | 1845 | 4.17e-05
[14 empty] | 1846 | 8.27e-13
[14 empty] | 1846 | 3.92e-08
[14 empty] | 1846 | 1.05e-06
[14 empty] | 1847 | 7.8e-26
[14 empty] | 1847 | 0
[14 empty] | 1847 | 2.85e-26
[14 empty] | 1848 | 5.74e-40
[14 empty] | 1848 | 0
[14 empty] | 1848 | 9.62e-23
[14 empty] | 1849 | 3.48e-09
[14 empty] | 1849 | 3.93e-13
[14 empty] | 1849 | 0
[14 empty] | 1850 | 7.08e-18
[14 empty] | 1850 | 3.63e-08
[14 empty] | 1850 | 2.68e-07
[14 empty] | 1851 | 3.15e-08
[14 empty] | 1851 | 3.88e-10
[14 empty] | 1852 | 3.7e-06
[14 empty] | 1852 | 2.56e-05
[14 empty] | 1852 | 2.81e-05
[14 empty] | 1853 | 1.61e-17
[14 empty] | 1853 | 0
[14 empty] | 1853 | 2.27e-08
[14 empty] | 1854 | 6.91e-24
[14 empty] | 1854 | 0
[14 empty] | 1854 | 1.41e-16
[14 empty] | 1855 | 7.17e-07
[14 empty] | 1855 | 4.48e-09
[14 empty] | 1855 | 2.12e-10
[14 empty] | 1856 | 9.48e-12
[14 empty] | 1856 | 4.63e-08
[14 empty] | 1856 | 2.71e-06
[14 empty] | 1857 | 9.75e-14
[14 empty] | 1857 | 3.11e-17
[14 empty] | 1857 | 0
[14 empty] | 1858 | 3.37e-06
[14 empty] | 1858 | 1.1e-06
[14 empty] | 1858 | 1.02e-10
[14 empty] | 1859 | 3.13e-16
[14 empty] | 1859 | 1.32e-08
[14 empty] | 1859 | 4.48e-07
[14 empty] | 1860 | 1.83e-22
[14 empty] | 1860 | 3.29e-23
[14 empty] | 1860 | 0
[14 empty] | 1861 | 3.27e-09
[14 empty] | 1861 | 0
[14 empty] | 1862 | 4.32e-05
[14 empty] | 1862 | 5.24e-05
[14 empty] | 1862 | 2.34e-06
[14 empty] | 1863 | 7.11e-07
[14 empty] | 1863 | 1.53e-06
[14 empty] | 1863 | 1.17e-05
[14 empty] | 1864 | 2.39e-15
[14 empty] | 1864 | 4.24e-07
[14 empty] | 1864 | 1.24e-05
[14 empty] | 1865 | 4.09e-06
[14 empty] | 1865 | 2.14e-07
[14 empty] | 1865 | 6.49e-11
[14 empty] | 1866 | 4.34e-05
[14 empty] | 1866 | 8.99e-05
[14 empty] | 1866 | 2.94e-05
[14 empty] | 1867 | 0
[14 empty] | 1867 | 7.91e-09
[14 empty] | 1867 | 1.49e-06
[14 empty] | 1868 | 3.12e-13
[14 empty] | 1868 | 1.37e-30
[14 empty] | 1868 | 0
[14 empty] | 1869 | 5.15e-11
[14 empty] | 1869 | 2.27e-10
[14 empty] | 1870 | 3.57e-15
[14 empty] | 1870 | 2.3e-20
[14 empty] | 1870 | 0
[14 empty] | 1871 | 4.37e-38
[14 empty] | 1871 | 0
[14 empty] | 1871 | 5.81e-19
[14 empty] | 1872 | 1.33e-11
[14 empty] | 1872 | 2.35e-14
[14 empty] | 1872 | 0
[14 empty] | 1873 | 0
[14 empty] | 1873 | 0
[14 empty] | 1873 | 2.75e-15
[14 empty] | 1874 | 4.8e-11
[14 empty] | 1874 | 0
[14 empty] | 1874 | 1.28e-31
[14 empty] | 1875 | 0
[14 empty] | 1875 | 2.14e-12
[14 empty] | 1875 | 4.84e-10
[14 empty] | 1876 | 1.6e-10
[14 empty] | 1876 | 1.45e-10
[14 empty] | 1877 | 0
[14 empty] | 1877 | 3.71e-23
[14 empty] | 1877 | 3.51e-11
[14 empty] | 1878 | 4.35e-09
[14 empty] | 1878 | 8.23e-08
[14 empty] | 1878 | 4.94e-11
[14 empty] | 1879 | 1.53e-05
[14 empty] | 1879 | 0.000145
[14 empty] | 1879 | 2.17e-05
[14 empty] | 1880 | 2.53e-06
[14 empty] | 1880 | 0.000286
[14 empty] | 1880 | 0.000106
[14 empty] | 1881 | 2.95e-07
[14 empty] | 1881 | 0
[14 empty] | 1881 | 3.25e-09
[14 empty] | 1882 | 0.0004
[14 empty] | 1882 | 7.12e-06
[14 empty] | 1883 | 7.08e-05
[14 empty] | 1883 | 9.51e-05
[14 empty] | 1883 | 0.000398
[14 empty] | 1884 | 0
[14 empty] | 1884 | 1.14e-14
[14 empty] | 1884 | 5.63e-07
[14 empty] | 1885 | 8.22e-06
[14 empty] | 1885 | 2.33e-06
[14 empty] | 1885 | 2.45e-08
[14 empty] | 1886 | 4.36e-05
[14 empty] | 1886 | 0.000109
[14 empty] | 1886 | 3.9e-08
[14 empty] | 1887 | 1.42e-06
[14 empty] | 1887 | 0
[14 empty] | 1888 | 0.00134
[14 empty] | 1888 | 0.00108
[14 empty] | 1888 | 8.59e-05
[14 empty] | 1889 | 9.33e-05
[14 empty] | 1889 | 0.000172
[14 empty] | 1889 | 0.000698
[14 empty] | 1890 | 0
[14 empty] | 1890 | 7.99e-18
[14 empty] | 1890 | 7.18e-08
[14 empty] | 1891 | 1.04e-06
[14 empty] | 1891 | 4.79e-06
[14 empty] | 1891 | 3.58e-09
[14 empty] | 1892 | 0
[14 empty] | 1892 | 5.3e-08
[14 empty] | 1893 | 1.13e-06
[14 empty] | 1893 | 1.67e-07
[14 empty] | 1893 | 2.39e-09
[14 empty] | 1894 | 9.42e-06
[14 empty] | 1894 | 0
[14 empty] | 1894 | 5.74e-08
[14 empty] | 1895 | 0.00107
[14 empty] | 1895 | 8.62e-05
[14 empty] | 1895 | 7.8e-05
[14 empty] | 1896 | 3.26e-05
[14 empty] | 1896 | 0.000176
[14 empty] | 1896 | 0.000368
[14 empty] | 1897 | 4.3e-05
[14 empty] | 1897 | 0.000142
[14 empty] | 1898 | 1.39e-08
[14 empty] | 1898 | 0
[14 empty] | 1898 | 1.84e-08
[14 empty] | 1899 | 6.13e-21
[14 empty] | 1899 | 2.62e-20
[14 empty] | 1899 | 3.9e-09
[14 empty] | 1900 | 0
[14 empty] | 1900 | 1.94e-22
[14 empty] | 1900 | 0
[14 empty] | 1901 | 5.28e-08
[14 empty] | 1901 | 2.83e-14
[14 empty] | 1902 | 1.14e-06
[14 empty] | 1902 | 5.35e-06
[14 empty] | 1902 | 1.1e-06
[14 empty] | 1903 | 2.71e-17
[14 empty] | 1903 | 0
[14 empty] | 1903 | 9.78e-12
[14 empty] | 1904 | 3.77e-07
[14 empty] | 1904 | 1.54e-06
[14 empty] | 1904 | 4.91e-08
[14 empty] | 1905 | 0
[14 empty] | 1905 | 2.71e-18
[14 empty] | 1905 | 4.31e-10
[14 empty] | 1906 | 3.33e-14
[14 empty] | 1906 | 0
[14 empty] | 1907 | 1.15e-09
[14 empty] | 1907 | 0
[14 empty] | 1907 | 0
[14 empty] | 1908 | 0.000105
[14 empty] | 1908 | 4.48e-05
[14 empty] | 1908 | 1.02e-05
[14 empty] | 1909 | 9.03e-05
[14 empty] | 1909 | 7.32e-07
[14 empty] | 1909 | 6.54e-06
[14 empty] | 1910 | 1.51e-05
[14 empty] | 1910 | 2.7e-05
[14 empty] | 1911 | 3.56e-10
[14 empty] | 1911 | 1.63e-07
[14 empty] | 1911 | 0
[14 empty] | 1912 | 9.33e-07
[14 empty] | 1912 | 1.93e-08
[14 empty] | 1912 | 0
[14 empty] | 1913 | 3.32e-09
[14 empty] | 1913 | 1.2e-07
[14 empty] | 1914 | 1.68e-11
[14 empty] | 1914 | 0
[14 empty] | 1914 | 0
[14 empty] | 1915 | 2.82e-05
[14 empty] | 1915 | 5.53e-07
[14 empty] | 1915 | 9.52e-10
[14 empty] | 1916 | 1.46e-11
[14 empty] | 1916 | 0
[14 empty] | 1916 | 3.89e-05
[14 empty] | 1917 | 2.47e-06
[14 empty] | 1917 | 1.34e-08
[14 empty] | 1918 | 0.00126
[14 empty] | 1918 | 0.00164
[14 empty] | 1918 | 0.000576
[14 empty] | 1919 | 2.48e-07
[14 empty] | 1919 | 8.68e-05
[14 empty] | 1919 | 0.000694
[14 empty] | 1920 | 0
[14 empty] | 1920 | 3.56e-20
[14 empty] | 1920 | 0
[14 empty] | 1921 | 1.52e-12
[14 empty] | 1921 | 0
[14 empty] | 1922 | 0.000647
[14 empty] | 1922 | 0.000244
[14 empty] | 1922 | 6.02e-07
[14 empty] | 1923 | 0.000361
[14 empty] | 1923 | 0.00105
[14 empty] | 1923 | 0.00101
[14 empty] | 1924 | 0
[14 empty] | 1924 | 6.23e-09
[14 empty] | 1925 | 0.00365
[14 empty] | 1925 | 0.000119
[14 empty] | 1925 | 9.38e-08
[14 empty] | 1926 | 0.000708
[14 empty] | 1926 | 0.000333
[14 empty] | 1926 | 0.00452
[14 empty] | 1927 | 7.36e-12
[14 empty] | 1927 | 2.26e-06
[14 empty] | 1928 | 1.69e-05
[14 empty] | 1928 | 0.00018
[14 empty] | 1928 | 7.57e-06
[14 empty] | 1929 | 0.000669
[14 empty] | 1929 | 3.67e-05
[14 empty] | 1929 | 0
[14 empty] | 1930 | 8.89e-07
[14 empty] | 1930 | 0.00142
[14 empty] | 1931 | 1.99e-06
[14 empty] | 1931 | 3.12e-06
[14 empty] | 1931 | 9.52e-06
[14 empty] | 1932 | 0.00593
[14 empty] | 1932 | 2.11e-05
[14 empty] | 1932 | 8.69e-05
[14 empty] | 1933 | 0.0019
[14 empty] | 1933 | 0.000679
[14 empty] | 1933 | 0.000773
[14 empty] | 1934 | 3.78e-05
[14 empty] | 1934 | 6.41e-07
[14 empty] | 1935 | 0.0158
[14 empty] | 1935 | 0.0165
[14 empty] | 1935 | 0.000297
[14 empty] | 1936 | 3.22e-07
[14 empty] | 1936 | 0.00197
[14 empty] | 1936 | 0.00281
[14 empty] | 1937 | 0.00263
[14 empty] | 1937 | 0.000711
[14 empty] | 1938 | 0.000451
[14 empty] | 1938 | 1.51e-06
[14 empty] | 1938 | 0.00246
[14 empty] | 1939 | 7.27e-06
[14 empty] | 1939 | 1.64e-09
[14 empty] | 1939 | 0.00136
[14 empty] | 1940 | 0.00493
[14 empty] | 1940 | 1.32e-06
[14 empty] | 1941 | 0.00021
[14 empty] | 1941 | 0.000223
[14 empty] | 1941 | 0.00273
[14 empty] | 1942 | 0.00987
[14 empty] | 1942 | 0.000897
[14 empty] | 1943 | 0.0248
[14 empty] | 1943 | 0.0164
[14 empty] | 1943 | 0.0394
[14 empty] | 1944 | 0.00223
[14 empty] | 1944 | 0.00533
[14 empty] | 1944 | 5.48e-05
[14 empty] | 1945 | 0.00296
[14 empty] | 1945 | 6.04e-05
[14 empty] | 1946 | 0.00966
[14 empty] | 1946 | 0.00615
[14 empty] | 1946 | 0.00868
[14 empty] | 1947 | 0.00331
[14 empty] | 1947 | 0.00243
[14 empty] | 1947 | 0.0326
[14 empty] | 1948 | 0.00142
[14 empty] | 1948 | 0.0118
[14 empty] | 1949 | 0.00338
[14 empty] | 1949 | 0.0111
[14 empty] | 1949 | 0.00286
[14 empty] | 1950 | 0.0114
[14 empty] | 1950 | 0.00731
[14 empty] | 1950 | 0.0176
[14 empty] | 1951 | 0.0316
[14 empty] | 1951 | 0.00565
[14 empty] | 1952 | 0.00686
[14 empty] | 1952 | 0.039
[14 empty] | 1952 | 0.0408
[14 empty] | 1953 | 0.00282
[14 empty] | 1953 | 0.013
[14 empty] | 1954 | 0.0021
[14 empty] | 1954 | 0.0236
[14 empty] | 1954 | 0.00178
[14 empty] | 1955 | 0.00613
[14 empty] | 1955 | 0.0153
[14 empty] | 1955 | 0.0128
[14 empty] | 1956 | 0.00774
[14 empty] | 1956 | 0.00544
[14 empty] | 1957 | 0.00345
[14 empty] | 1957 | 0.00808
[14 empty] | 1957 | 0.00255
[14 empty] | 1958 | 0.008
[14 empty] | 1958 | 0.00891
[14 empty] | 1958 | 0.0064
[14 empty] | 1959 | 0.00261
[14 empty] | 1959 | 0.00649
[14 empty] | 1960 | 0.0669
[14 empty] | 1960 | 0.0292
[14 empty] | 1960 | 0.00589
[14 empty] | 1961 | 0.00657
[14 empty] | 1961 | 0.0165
[14 empty] | 1962 | 0.0446
[14 empty] | 1962 | 0.0112
[14 empty] | 1962 | 0.0385
[14 empty] | 1963 | 0.00247
[14 empty] | 1963 | 0.0135
[14 empty] | 1963 | 0.00268
[14 empty] | 1964 | 0.023
[14 empty] | 1964 | 0.0142
[14 empty] | 1965 | 0.0132
[14 empty] | 1965 | 0.0578
[14 empty] | 1965 | 0.0134
[14 empty] | 1966 | 0.0231
[14 empty] | 1966 | 0.0208
[14 empty] | 1967 | 0.03
[14 empty] | 1967 | 0.0726
[14 empty] | 1967 | 0.0385
[14 empty] | 1968 | 0.00783
[14 empty] | 1968 | 0.0509
[14 empty] | 1969 | 0.033
[14 empty] | 1969 | 0.0464
[14 empty] | 1969 | 0.062
[14 empty] | 1970 | 0.0914
[14 empty] | 1970 | 0.0486
[14 empty] | 1970 | 0.0859
[14 empty] | 1971 | 0.0325
[14 empty] | 1971 | 0.0429
[14 empty] | 1972 | 0.0232
[14 empty] | 1972 | 0.0372
[14 empty] | 1972 | 0.00742
[14 empty] | 1973 | 0.057
[14 empty] | 1973 | 0.0853
[14 empty] | 1974 | 0.015
[14 empty] | 1974 | 0.0316
[14 empty] | 1974 | 0.0725
[14 empty] | 1975 | 0.0896
[14 empty] | 1975 | 0.0668
[14 empty] | 1976 | 0.0559
[14 empty] | 1976 | 0.0417
[14 empty] | 1976 | 0.0611
[14 empty] | 1977 | 0.0661
[14 empty] | 1977 | 0.0909
[14 empty] | 1977 | 0.105
[14 empty] | 1978 | 0.105
[14 empty] | 1978 | 0.0711
[14 empty] | 1979 | 0.0796
[14 empty] | 1979 | 0.1
[14 empty] | 1979 | 0.0655
[14 empty] | 1980 | 0.0302
[14 empty] | 1980 | 0.00873
[14 empty] | 1981 | 0.0979
[14 empty] | 1981 | 0.0937
[14 empty] | 1981 | 0.0233
[14 empty] | 1982 | 0.104
[14 empty] | 1982 | 0.0971
[14 empty] | 1983 | 0.0981
[14 empty] | 1983 | 0.0451
[14 empty] | 1983 | 0.0934
[14 empty] | 1984 | 0.105
[14 empty] | 1984 | 0.11
[14 empty] | 1985 | 0.0486
[14 empty] | 1985 | 0.0979
[14 empty] | 1985 | 0.0972
[14 empty] | 1986 | 0.0902
[14 empty] | 1986 | 0.105
[14 empty] | 1986 | 0.105
[14 empty] | 1987 | 0.0329
[14 empty] | 1987 | 0.0218
[14 empty] | 1988 | 0.104
[14 empty] | 1988 | 0.0875
[14 empty] | 1988 | 0.0928
[14 empty] | 1989 | 0.0965
[14 empty] | 1989 | 0.109
[14 empty] | 1990 | 0.0508
[14 empty] | 1990 | 0.0258
[14 empty] | 1990 | 0.0645
[14 empty] | 1991 | 0.108
[14 empty] | 1991 | 0.0525
[14 empty] | 1992 | 0.102
[14 empty] | 1992 | 0.0933
[14 empty] | 1992 | 0.106
[14 empty] | 1993 | 0.104
[14 empty] | 1993 | 0.108
[14 empty] | 1994 | 0.0817
[14 empty] | 1994 | 0.0395
[14 empty] | 1994 | 0.104
[14 empty] | 1995 | 0.0976
[14 empty] | 1995 | 0.0778
[14 empty] | 1996 | 0.0718
[14 empty] | 1996 | 0.0881
[14 empty] | 1996 | 0.0459
[14 empty] | 1997 | 0.0696
[14 empty] | 1997 | 0.0404
[14 empty] | 1998 | 0.0302
[14 empty] | 1998 | 0.0247
[14 empty] | 1998 | 0.0565
[14 empty] | 1999 | 0.0399
[14 empty] | 1999 | 0.0468
[14 empty] | 2000 | 0.0248
[14 empty] | 2000 | 0.0311
[14 empty] | 2000 | 0.0344
[14 empty] | 2001 | 0.0112
[14 empty] | 2001 | 0.0217
[14 empty] | 2002 | 0.00826
[14 empty] | 2002 | 0.0125
[14 empty] | 2002 | 0.017
[14 empty] | 2003 | 0.0212
[14 empty] | 2003 | 0.00501
[14 empty] | 2004 | 0.00324
[14 empty] | 2004 | 0.00727
[14 empty] | 2004 | 0.0113
[14 empty] | 2005 | 0.00711
[14 empty] | 2005 | 0.0129
[14 empty] | 2006 | 0.023
[14 empty] | 2006 | 0.00542
[14 empty] | 2006 | 0.00849
[14 empty] | 2007 | 0.00959
[14 empty] | 2007 | 0.00813
[14 empty] | 2008 | 0.0326
[14 empty] | 2008 | 0.0205
[14 empty] | 2008 | 0.0417
[14 empty] | 2009 | 0.0635
[14 empty] | 2009 | 0.0517
[14 empty] | 2010 | 0.0336
[14 empty] | 2010 | 0.0244
[14 empty] | 2010 | 0.0205
[14 empty] | 2011 | 0.0373
[14 empty] | 2011 | 0.0125
[14 empty] | 2012 | 0.0327
[14 empty] | 2012 | 0.0152
[14 empty] | 2012 | 0.0135
[14 empty] | 2013 | 0.0226
[14 empty] | 2013 | 0.00853
[14 empty] | 2014 | 0.0298
[14 empty] | 2014 | 0.0132
[14 empty] | 2015 | 0.0346
[14 empty] | 2015 | 0.00877
[14 empty] | 2015 | 0.0145
[14 empty] | 2016 | 0.0377
[14 empty] | 2016 | 0.00992
[14 empty] | 2017 | 0.0119
[14 empty] | 2017 | 0.0188
[14 empty] | 2017 | 0.0117
[14 empty] | 2018 | 0.0097
[14 empty] | 2018 | 0.0378
[14 empty] | 2019 | 0.0462
[14 empty] | 2019 | 0.0164
[14 empty] | 2019 | 0.0463
[14 empty] | 2020 | 0.0458
[14 empty] | 2020 | 0.0217
[14 empty] | 2021 | 0.025
[14 empty] | 2021 | 0.0545
[14 empty] | 2021 | 0.0202
[14 empty] | 2022 | 0.0334
[14 empty] | 2022 | 0.071
[14 empty] | 2023 | 0.0548
[14 empty] | 2023 | 0.0353
[14 empty] | 2023 | 0.077
[14 empty] | 2024 | 0.08
[14 empty] | 2024 | 0.0401
[14 empty] | 2025 | 0.0773
[14 empty] | 2025 | 0.0466
[14 empty] | 2026 | 0.0923
[14 empty] | 2026 | 0.0896
[14 empty] | 2026 | 0.055
[14 empty] | 2027 | 0.0944
[14 empty] | 2027 | 0.0629
[14 empty] | 2028 | 0.0715
[14 empty] | 2028 | 0.0595
[14 empty] | 2028 | 0.0642
[14 empty] | 2029 | 0.0844
[14 empty] | 2029 | 0.058
[14 empty] | 2030 | 0.0751
[14 empty] | 2030 | 0.0945
[14 empty] | 2030 | 0.0909
[14 empty] | 2031 | 0.0895
[14 empty] | 2031 | 0.0872
[14 empty] | 2032 | 0.0937
[14 empty] | 2032 | 0.0982
[14 empty] | 2033 | 0.0621
[14 empty] | 2033 | 0.0955
[14 empty] | 2033 | 0.0954
[14 empty] | 2034 | 0.0937
[14 empty] | 2034 | 0.0978
[14 empty] | 2035 | 0.0963
[14 empty] | 2035 | 0.096
[14 empty] | 2035 | 0.0981
[14 empty] | 2036 | 0.0965
[14 empty] | 2036 | 0.0982
[14 empty] | 2037 | 0.0949
[14 empty] | 2037 | 0.0979
[14 empty] | 2037 | 0.0982
[14 empty] | 2038 | 0.0815
[14 empty] | 2038 | 0.0946
[14 empty] | 2039 | 0.102
[14 empty] | 2039 | 0.0911
[14 empty] | 2040 | 0.0655
[14 empty] | 2040 | 0.0677
[14 empty] | 2040 | 0.0918
[14 empty] | 2041 | 0.0983
[14 empty] | 2041 | 0.0868
[14 empty] | 2042 | 0.0887
[14 empty] | 2042 | 0.0899
[14 empty] | 2042 | 0.0903
[14 empty] | 2043 | 0.0882
[14 empty] | 2043 | 0.0944
[14 empty] | 2044 | 0.0815
[14 empty] | 2044 | 0.0836
[14 empty] | 2045 | 0.0932
[14 empty] | 2045 | 0.0872
[14 empty] | 2045 | 0.087
[14 empty] | 2046 | 0.0904
[14 empty] | 2046 | 0.0919
[14 empty] | 2047 | 0.0852
[14 empty] | 2047 | 0.0965
[14 empty] | 2048 | 0.0712
[14 empty] | 2048 | 0.072
[14 empty] | 2048 | 0.0757
[14 empty] | 2049 | 0.0635
[14 empty] | 2049 | 0.0615
[14 empty] | 2050 | 0.0467
[14 empty] | 2050 | 0.0541
[14 empty] | 2050 | 0.0811
[14 empty] | 2051 | 0.0828
[14 empty] | 2051 | 0.0479
[14 empty] | 2052 | 0.0459
[14 empty] | 2052 | 0.042
[14 empty] | 2053 | 0.0352
[14 empty] | 2053 | 0.0759
[14 empty] | 2053 | 0.0393
[14 empty] | 2054 | 0.0394
[14 empty] | 2054 | 0.0354
[14 empty] | 2055 | 0.0342
[14 empty] | 2055 | 0.0381
[14 empty] | 2055 | 0.0628
[14 empty] | 2056 | 0.0363
[14 empty] | 2056 | 0.0717
[14 empty] | 2057 | 0.0732
[14 empty] | 2057 | 0.0312
[14 empty] | 2058 | 0.0825
[14 empty] | 2058 | 0.0373
[14 empty] | 2058 | 0.04
[14 empty] | 2059 | 0.057
[14 empty] | 2059 | 0.0453
[14 empty] | 2060 | 0.0732
[14 empty] | 2060 | 0.0915
[14 empty] | 2061 | 0.0863
[14 empty] | 2061 | 0.0531
[14 empty] | 2061 | 0.0774
[14 empty] | 2062 | 0.0412
[14 empty] | 2062 | 0.0551
[14 empty] | 2063 | 0.0415
[14 empty] | 2063 | 0.0728
[14 empty] | 2064 | 0.0383
[14 empty] | 2064 | 0.0773
[14 empty] | 2064 | 0.0424
[14 empty] | 2065 | 0.0408
[14 empty] | 2065 | 0.0749
[14 empty] | 2066 | 0.0645
[14 empty] | 2066 | 0.043
[14 empty] | 2067 | 0.0426
[14 empty] | 2067 | 0.0797
[14 empty] | 2067 | 0.0396
[14 empty] | 2068 | 0.078
[14 empty] | 2068 | 0.0441
[14 empty] | 2069 | 0.0806
[14 empty] | 2069 | 0.0425
[14 empty] | 2070 | 0.0436
[14 empty] | 2070 | 0.0764
[14 empty] | 2070 | 0.0428
[14 empty] | 2071 | 0.0545
[14 empty] | 2071 | 0.0718
[14 empty] | 2072 | 0.0779
[14 empty] | 2072 | 0.0483
[14 empty] | 2073 | 0.0516
[14 empty] | 2073 | 0.0918
[14 empty] | 2073 | 0.0511
[14 empty] | 2074 | 0.0624
[14 empty] | 2074 | 0.082
[14 empty] | 2075 | 0.0551
[14 empty] | 2075 | 0.0881
[14 empty] | 2076 | 0.0879
[14 empty] | 2076 | 0.0721
[14 empty] | 2076 | 0.0816
[14 empty] | 2077 | 0.0872
[14 empty] | 2077 | 0.0689
[14 empty] | 2078 | 0.0807
[14 empty] | 2078 | 0.0586
[14 empty] | 2079 | 0.0882
[14 empty] | 2079 | 0.0921
[14 empty] | 2079 | 0.0845
[14 empty] | 2080 | 0.0903
[14 empty] | 2080 | 0.0922
[14 empty] | 2081 | 0.0869
[14 empty] | 2081 | 0.0931
[14 empty] | 2082 | 0.0886
[14 empty] | 2082 | 0.0848
[14 empty] | 2082 | 0.0895
[14 empty] | 2083 | 0.0818
[14 empty] | 2083 | 0.0831
[14 empty] | 2084 | 0.0862
[14 empty] | 2084 | 0.0869
[14 empty] | 2085 | 0.0828
[14 empty] | 2085 | 0.0697
[14 empty] | 2086 | 0.0847
[14 empty] | 2086 | 0.0882
[14 empty] | 2086 | 0.0821
[14 empty] | 2087 | 0.0902
[14 empty] | 2087 | 0.0896
[14 empty] | 2088 | 0.0958
[14 empty] | 2088 | 0.0842
[14 empty] | 2089 | 0.0903
[14 empty] | 2089 | 0.0902
[14 empty] | 2089 | 0.0826
[14 empty] | 2090 | 0.0885
[14 empty] | 2090 | 0.082
[14 empty] | 2091 | 0.0938
[14 empty] | 2091 | 0.087
[14 empty] | 2092 | 0.0841
[14 empty] | 2092 | 0.0929
[14 empty] | 2092 | 0.0864
[14 empty] | 2093 | 0.0875
[14 empty] | 2093 | 0.0921
[14 empty] | 2094 | 0.0884
[14 empty] | 2094 | 0.0717
[14 empty] | 2095 | 0.0907
[14 empty] | 2095 | 0.0922
[14 empty] | 2096 | 0.0938
[14 empty] | 2096 | 0.0915
[14 empty] | 2096 | 0.0923
[14 empty] | 2097 | 0.0909
[14 empty] | 2097 | 0.0925
[14 empty] | 2098 | 0.0929
[14 empty] | 2098 | 0.0925
[14 empty] | 2099 | 0.0884
[14 empty] | 2099 | 0.06
[14 empty] | 2100 | 0.0831
[14 empty] | 2100 | 0.0912
[14 empty] | 2100 | 0.0936
[14 empty] | 2101 | 0.0911
[14 empty] | 2101 | 0.0938
[14 empty] | 2102 | 0.092
[14 empty] | 2102 | 0.0608
[14 empty] | 2103 | 0.094
[14 empty] | 2103 | 0.0927
[14 empty] | 2103 | 0.0926
[14 empty] | 2104 | 0.0933
[14 empty] | 2104 | 0.093
[14 empty] | 2105 | 0.0917
[14 empty] | 2105 | 0.0907
[14 empty] | 2106 | 0.0937
[14 empty] | 2106 | 0.093
[14 empty] | 2107 | 0.0925
[14 empty] | 2107 | 0.0931
[14 empty] | 2107 | 0.091
[14 empty] | 2108 | 0.0921
[14 empty] | 2108 | 0.0926
[14 empty] | 2109 | 0.0924
[14 empty] | 2109 | 0.0912
[14 empty] | 2110 | 0.0901
[14 empty] | 2110 | 0.0827
[14 empty] | 2111 | 0.0909
[14 empty] | 2111 | 0.0912
[14 empty] | 2111 | 0.0915
[14 empty] | 2112 | 0.0864
[14 empty] | 2112 | 0.0758
[14 empty] | 2113 | 0.0921
[14 empty] | 2113 | 0.0917
[14 empty] | 2114 | 0.0922
[14 empty] | 2114 | 0.093
[14 empty] | 2115 | 0.0909
[14 empty] | 2115 | 0.0919
[14 empty] | 2116 | 0.0876
[14 empty] | 2116 | 0.0914
[14 empty] | 2116 | 0.0895
[14 empty] | 2117 | 0.0905
[14 empty] | 2117 | 0.0914
[14 empty] | 2118 | 0.0887
[14 empty] | 2118 | 0.0902
[14 empty] | 2119 | 0.0901
[14 empty] | 2119 | 0.0655
[14 empty] | 2120 | 0.0848
[14 empty] | 2120 | 0.0809
[14 empty] | 2120 | 0.0897
[14 empty] | 2121 | 0.089
[14 empty] | 2121 | 0.0907
[14 empty] | 2122 | 0.0915
[14 empty] | 2122 | 0.0909
[14 empty] | 2123 | 0.0907
[14 empty] | 2123 | 0.0908
[14 empty] | 2124 | 0.0739
[14 empty] | 2124 | 0.0896
[14 empty] | 2124 | 0.0904
[14 empty] | 2125 | 0.0903
[14 empty] | 2125 | 0.0828
[14 empty] | 2126 | 0.0906
[14 empty] | 2126 | 0.0909
[14 empty] | 2127 | 0.0898
[14 empty] | 2127 | 0.0903
[14 empty] | 2128 | 0.0872
[14 empty] | 2128 | 0.0634
[14 empty] | 2129 | 0.0909
[14 empty] | 2129 | 0.0907
[14 empty] | 2129 | 0.0905
[14 empty] | 2130 | 0.0906
[14 empty] | 2130 | 0.091
[14 empty] | 2131 | 0.091
[14 empty] | 2131 | 0.0909
[14 empty] | 2132 | 0.0908
[14 empty] | 2132 | 0.0908
[14 empty] | 2133 | 0.0907
[14 empty] | 2133 | 0.0904
[14 empty] | 2134 | 0.09
[14 empty] | 2134 | 0.0903
[14 empty] | 2134 | 0.0903
[14 empty] | 2135 | 0.0893
[14 empty] | 2135 | 0.0897
[14 empty] | 2136 | 0.0873
[14 empty] | 2136 | 0.0806
[14 empty] | 2137 | 0.0896
[14 empty] | 2137 | 0.0894
[14 empty] | 2138 | 0.0898
[14 empty] | 2138 | 0.0896
[14 empty] | 2139 | 0.089
[14 empty] | 2139 | 0.089
[14 empty] | 2139 | 0.0892
[14 empty] | 2140 | 0.0897
[14 empty] | 2140 | 0.0893
[14 empty] | 2141 | 0.0896
[14 empty] | 2141 | 0.0895
[14 empty] | 2142 | 0.0894
[14 empty] | 2142 | 0.0893
[14 empty] | 2143 | 0.0887
[14 empty] | 2143 | 0.0886
[14 empty] | 2144 | 0.0888
[14 empty] | 2144 | 0.0888
[14 empty] | 2145 | 0.0882
[14 empty] | 2145 | 0.0884
[14 empty] | 2145 | 0.0871
[14 empty] | 2146 | 0.0881
[14 empty] | 2146 | 0.0872
[14 empty] | 2147 | 0.0875
[14 empty] | 2147 | 0.0881
[14 empty] | 2148 | 0.085
[14 empty] | 2148 | 0.0879
[14 empty] | 2149 | 0.0871
[14 empty] | 2149 | 0.0874
[14 empty] | 2150 | 0.0827
[14 empty] | 2150 | 0.0866
[14 empty] | 2151 | 0.0698
[14 empty] | 2151 | 0.0852
[14 empty] | 2151 | 0.0858
[14 empty] | 2152 | 0.0803
[14 empty] | 2152 | 0.0756
[14 empty] | 2153 | 0.0794
[14 empty] | 2153 | 0.0763
[14 empty] | 2154 | 0.0791
[14 empty] | 2154 | 0.0857
[14 empty] | 2155 | 0.0851
[14 empty] | 2155 | 0.083
[14 empty] | 2156 | 0.0867
[14 empty] | 2156 | 0.0846
[14 empty] | 2157 | 0.0863
[14 empty] | 2157 | 0.0864
[14 empty] | 2157 | 0.0853
[14 empty] | 2158 | 0.0858
[14 empty] | 2158 | 0.0839
[14 empty] | 2159 | 0.0841
[14 empty] | 2159 | 0.0737
[14 empty] | 2160 | 0.0848
[14 empty] | 2160 | 0.0795
[14 empty] | 2161 | 0.0794
[14 empty] | 2161 | 0.0824
[14 empty] | 2162 | 0.0839
[14 empty] | 2162 | 0.0846
[14 empty] | 2163 | 0.0787
[14 empty] | 2163 | 0.0794
[14 empty] | 2164 | 0.0802
[14 empty] | 2164 | 0.0468
[14 empty] | 2165 | 0.078
[14 empty] | 2165 | 0.0789
[14 empty] | 2165 | 0.0802
[14 empty] | 2166 | 0.0747
[14 empty] | 2166 | 0.0773
[14 empty] | 2167 | 0.0756
[14 empty] | 2167 | 0.0749
[14 empty] | 2168 | 0.0794
[14 empty] | 2168 | 0.0791
[14 empty] | 2169 | 0.0816
[14 empty] | 2169 | 0.0594
[14 empty] | 2170 | 0.0821
[14 empty] | 2170 | 0.0819
[14 empty] | 2171 | 0.0837
[14 empty] | 2171 | 0.0835
[14 empty] | 2172 | 0.0781
[14 empty] | 2172 | 0.0839
[14 empty] | 2172 | 0.0839
[14 empty] | 2173 | 0.0835
[14 empty] | 2173 | 0.0794
[14 empty] | 2174 | 0.0693
[14 empty] | 2174 | 0.0782
[14 empty] | 2175 | 0.0805
[14 empty] | 2175 | 0.0809
[14 empty] | 2176 | 0.0661
[14 empty] | 2176 | 0.0823
[14 empty] | 2177 | 0.0827
[14 empty] | 2177 | 0.0823
[14 empty] | 2178 | 0.0798
[14 empty] | 2178 | 0.0825
[14 empty] | 2179 | 0.069
[14 empty] | 2179 | 0.0766
[14 empty] | 2180 | 0.0827
[14 empty] | 2180 | 0.0787
[14 empty] | 2181 | 0.0825
[14 empty] | 2181 | 0.0826
[14 empty] | 2182 | 0.0816
[14 empty] | 2182 | 0.0825
[14 empty] | 2182 | 0.0828
[14 empty] | 2183 | 0.0529
[14 empty] | 2183 | 0.0753
[14 empty] | 2184 | 0.0801
[14 empty] | 2184 | 0.0768
[14 empty] | 2185 | 0.076
[14 empty] | 2185 | 0.0453
[14 empty] | 2186 | 0.0823
[14 empty] | 2186 | 0.0818
[14 empty] | 2187 | 0.0727
[14 empty] | 2187 | 0.0815
[14 empty] | 2188 | 0.0695
[14 empty] | 2188 | 0.0708
[14 empty] | 2189 | 0.0809
[14 empty] | 2189 | 0.0799
[14 empty] | 2190 | 0.0804
[14 empty] | 2190 | 0.0787
[14 empty] | 2191 | 0.0814
[14 empty] | 2191 | 0.0679
[14 empty] | 2192 | 0.0821
[14 empty] | 2192 | 0.0819
[14 empty] | 2193 | 0.0819
[14 empty] | 2193 | 0.082
[14 empty] | 2193 | 0.0819
[14 empty] | 2194 | 0.0676
[14 empty] | 2194 | 0.0815
[14 empty] | 2195 | 0.0807
[14 empty] | 2195 | 0.0656
[14 empty] | 2196 | 0.0768
[14 empty] | 2196 | 0.0813
[14 empty] | 2197 | 0.0791
[14 empty] | 2197 | 0.076
[14 empty] | 2198 | 0.0485
[14 empty] | 2198 | 0.0795
[14 empty] | 2199 | 0.0691
[14 empty] | 2199 | 0.0761
[14 empty] | 2200 | 0.0596
[14 empty] | 2200 | 0.0674
[14 empty] | 2201 | 0.0766
[14 empty] | 2201 | 0.0698
[14 empty] | 2202 | 0.0733
[14 empty] | 2202 | 0.0741
[14 empty] | 2203 | 0.0766
[14 empty] | 2203 | 0.075
[14 empty] | 2204 | 0.0693
[14 empty] | 2204 | 0.079
[14 empty] | 2205 | 0.0553
[14 empty] | 2205 | 0.0737
[14 empty] | 2206 | 0.0769
[14 empty] | 2206 | 0.0765
[14 empty] | 2207 | 0.0769
[14 empty] | 2207 | 0.07
[14 empty] | 2208 | 0.0779
[14 empty] | 2208 | 0.0776
[14 empty] | 2208 | 0.0698
[14 empty] | 2209 | 0.0778
[14 empty] | 2209 | 0.0786
[14 empty] | 2210 | 0.0745
[14 empty] | 2210 | 0.0791
[14 empty] | 2211 | 0.0778
[14 empty] | 2211 | 0.0782
[14 empty] | 2212 | 0.0795
[14 empty] | 2212 | 0.0796
[14 empty] | 2213 | 0.0794
[14 empty] | 2213 | 0.079
[14 empty] | 2214 | 0.0783
[14 empty] | 2214 | 0.0783
[14 empty] | 2215 | 0.0783
[14 empty] | 2215 | 0.0689
[14 empty] | 2216 | 0.0721
[14 empty] | 2216 | 0.0618
[14 empty] | 2217 | 0.078
[14 empty] | 2217 | 0.0738
[14 empty] | 2218 | 0.0763
[14 empty] | 2218 | 0.0772
[14 empty] | 2219 | 0.0785
[14 empty] | 2219 | 0.0777
[14 empty] | 2220 | 0.0777
[14 empty] | 2220 | 0.0762
[14 empty] | 2221 | 0.0733
[14 empty] | 2221 | 0.0766
[14 empty] | 2222 | 0.0776
[14 empty] | 2222 | 0.0712
[14 empty] | 2223 | 0.0763
[14 empty] | 2223 | 0.0759
[14 empty] | 2224 | 0.0768
[14 empty] | 2224 | 0.0762
[14 empty] | 2225 | 0.0697
[14 empty] | 2225 | 0.0761
[14 empty] | 2226 | 0.0756
[14 empty] | 2226 | 0.0733
[14 empty] | 2227 | 0.0706
[14 empty] | 2227 | 0.0704
[14 empty] | 2228 | 0.0758
[14 empty] | 2228 | 0.0753
[14 empty] | 2229 | 0.0757
[14 empty] | 2229 | 0.0761
[14 empty] | 2230 | 0.0761
[14 empty] | 2230 | 0.0768
[14 empty] | 2231 | 0.0753
[14 empty] | 2231 | 0.0755
[14 empty] | 2232 | 0.0714
[14 empty] | 2232 | 0.0681
[14 empty] | 2233 | 0.0753
[14 empty] | 2233 | 0.0717
[14 empty] | 2234 | 0.0751
[14 empty] | 2234 | 0.0708
[14 empty] | 2235 | 0.0742
[14 empty] | 2235 | 0.0752
[14 empty] | 2236 | 0.0695
[14 empty] | 2236 | 0.0741
[14 empty] | 2237 | 0.0743
[14 empty] | 2237 | 0.0708
[14 empty] | 2238 | 0.0693
[14 empty] | 2238 | 0.0707
[14 empty] | 2239 | 0.0743
[14 empty] | 2239 | 0.0746
[14 empty] | 2240 | 0.0701
[14 empty] | 2240 | 0.0729
[14 empty] | 2241 | 0.0726
[14 empty] | 2241 | 0.0729
[14 empty] | 2242 | 0.0752
[14 empty] | 2242 | 0.0689
[14 empty] | 2243 | 0.0728
[14 empty] | 2243 | 0.072
[14 empty] | 2244 | 0.0646
[14 empty] | 2244 | 0.0713
[14 empty] | 2245 | 0.0743
[14 empty] | 2245 | 0.0749
[14 empty] | 2246 | 0.067
[14 empty] | 2246 | 0.0737
[14 empty] | 2247 | 0.0613
[14 empty] | 2247 | 0.0667
[14 empty] | 2248 | 0.0733
[14 empty] | 2248 | 0.0722
[14 empty] | 2249 | 0.0722
[14 empty] | 2249 | 0.0731
[14 empty] | 2250 | 0.0711
[14 empty] | 2250 | 0.0705
[14 empty] | 2251 | 0.0718
[14 empty] | 2251 | 0.0678
[14 empty] | 2252 | 0.068
[14 empty] | 2252 | 0.0723
[14 empty] | 2253 | 0.0692
[14 empty] | 2253 | 0.0718
[14 empty] | 2254 | 0.0615
[14 empty] | 2254 | 0.0687
[14 empty] | 2255 | 0.068
[14 empty] | 2255 | 0.0705
[14 empty] | 2256 | 0.0704
[14 empty] | 2256 | 0.0641
[14 empty] | 2257 | 0.0668
[14 empty] | 2257 | 0.0603
[14 empty] | 2258 | 0.0669
[14 empty] | 2258 | 0.0692
[14 empty] | 2259 | 0.0708
[14 empty] | 2259 | 0.0723
[14 empty] | 2260 | 0.068
[14 empty] | 2260 | 0.0695
[14 empty] | 2261 | 0.0675
[14 empty] | 2261 | 0.0597
[14 empty] | 2262 | 0.0615
[14 empty] | 2262 | 0.0557
[14 empty] | 2263 | 0.0666
[14 empty] | 2263 | 0.0716
[14 empty] | 2264 | 0.0602
[14 empty] | 2264 | 0.0645
[14 empty] | 2265 | 0.0638
[14 empty] | 2266 | 0.0711
[14 empty] | 2266 | 0.0713
[14 empty] | 2267 | 0.0702
[14 empty] | 2267 | 0.0717
[14 empty] | 2268 | 0.0612
[14 empty] | 2268 | 0.0667
[14 empty] | 2269 | 0.0652
[14 empty] | 2269 | 0.0547
[14 empty] | 2270 | 0.0647
[14 empty] | 2270 | 0.0696
[14 empty] | 2271 | 0.0707
[14 empty] | 2271 | 0.0646
[14 empty] | 2272 | 0.0595
[14 empty] | 2272 | 0.0663
[14 empty] | 2273 | 0.0705
[14 empty] | 2273 | 0.0643
[14 empty] | 2274 | 0.0706
[14 empty] | 2274 | 0.0666
[14 empty] | 2275 | 0.0571
[14 empty] | 2275 | 0.0649
[14 empty] | 2276 | 0.0615
[14 empty] | 2276 | 0.0497
[14 empty] | 2277 | 0.0612
[14 empty] | 2277 | 0.0672
[14 empty] | 2278 | 0.0672
[14 empty] | 2278 | 0.07
[14 empty] | 2279 | 0.0699
[14 empty] | 2279 | 0.0692
[14 empty] | 2280 | 0.0699
[14 empty] | 2281 | 0.0538
[14 empty] | 2281 | 0.0628
[14 empty] | 2282 | 0.067
[14 empty] | 2282 | 0.0663
[14 empty] | 2283 | 0.0503
[14 empty] | 2283 | 0.0576
[14 empty] | 2284 | 0.0519
[14 empty] | 2284 | 0.0665
[14 empty] | 2285 | 0.055
[14 empty] | 2285 | 0.0694
[14 empty] | 2286 | 0.0693
[14 empty] | 2286 | 0.0676
[14 empty] | 2287 | 0.0688
[14 empty] | 2287 | 0.0652
[14 empty] | 2288 | 0.0666
[14 empty] | 2288 | 0.0652
[14 empty] | 2289 | 0.0561
[14 empty] | 2289 | 0.0684
[14 empty] | 2290 | 0.061
[14 empty] | 2290 | 0.0509
[14 empty] | 2291 | 0.0656
[14 empty] | 2291 | 0.0642
[14 empty] | 2292 | 0.065
[14 empty] | 2293 | 0.0669
[14 empty] | 2293 | 0.0564
[14 empty] | 2294 | 0.0617
[14 empty] | 2294 | 0.0609
[14 empty] | 2295 | 0.0592
[14 empty] | 2295 | 0.0576
[14 empty] | 2296 | 0.058
[14 empty] | 2296 | 0.0549
[14 empty] | 2297 | 0.0666
[14 empty] | 2297 | 0.0626
[14 empty] | 2298 | 0.0497
[14 empty] | 2298 | 0.0639
[14 empty] | 2299 | 0.0568
[14 empty] | 2299 | 0.0569
[14 empty] | 2300 | 0.0539
[14 empty] | 2300 | 0.0604
[14 empty] | 2301 | 0.0649
[14 empty] | 2301 | 0.0537
[14 empty] | 2302 | 0.0601
[14 empty] | 2303 | 0.065
[14 empty] | 2303 | 0.0583
[14 empty] | 2304 | 0.0559
[14 empty] | 2304 | 0.0545
[14 empty] | 2305 | 0.0617
[14 empty] | 2305 | 0.0504
[14 empty] | 2306 | 0.0615
[14 empty] | 2306 | 0.0615
[14 empty] | 2307 | 0.0556
[14 empty] | 2307 | 0.0578
[14 empty] | 2308 | 0.0653
[14 empty] | 2308 | 0.0596
[14 empty] | 2309 | 0.0586
[14 empty] | 2309 | 0.0631
[14 empty] | 2310 | 0.0623
[14 empty] | 2311 | 0.0668
[14 empty] | 2311 | 0.066
[14 empty] | 2312 | 0.0608
[14 empty] | 2312 | 0.0634
[14 empty] | 2313 | 0.067
[14 empty] | 2313 | 0.0669
[14 empty] | 2314 | 0.0666
[14 empty] | 2314 | 0.0668
[14 empty] | 2315 | 0.0661
[14 empty] | 2315 | 0.063
[14 empty] | 2316 | 0.0437
[14 empty] | 2316 | 0.0558
[14 empty] | 2317 | 0.0431
[14 empty] | 2317 | 0.0302
[14 empty] | 2318 | 0.0377
[14 empty] | 2319 | 0.0574
[14 empty] | 2319 | 0.0469
[14 empty] | 2320 | 0.0573
[14 empty] | 2320 | 0.0539
[14 empty] | 2321 | 0.0597
[14 empty] | 2321 | 0.0568
[14 empty] | 2322 | 0.0533
[14 empty] | 2322 | 0.0403
[14 empty] | 2323 | 0.044
[14 empty] | 2323 | 0.0427
[14 empty] | 2324 | 0.0529
[14 empty] | 2325 | 0.0611
[14 empty] | 2325 | 0.0622
[14 empty] | 2326 | 0.0623
[14 empty] | 2326 | 0.0529
[14 empty] | 2327 | 0.0639
[14 empty] | 2327 | 0.058
[14 empty] | 2328 | 0.0429
[14 empty] | 2328 | 0.0612
[14 empty] | 2329 | 0.0587
[14 empty] | 2329 | 0.0579
[14 empty] | 2330 | 0.0593
[14 empty] | 2330 | 0.0635
[14 empty] | 2331 | 0.0528
[14 empty] | 2332 | 0.056
[14 empty] | 2332 | 0.0509
[14 empty] | 2333 | 0.0614
[14 empty] | 2333 | 0.0587
[14 empty] | 2334 | 0.0588
[14 empty] | 2334 | 0.0558
[14 empty] | 2335 | 0.0488
[14 empty] | 2335 | 0.0545
[14 empty] | 2336 | 0.0587
[14 empty] | 2336 | 0.0548
[14 empty] | 2337 | 0.0604
[14 empty] | 2338 | 0.0508
[14 empty] | 2338 | 0.0597
[14 empty] | 2339 | 0.0571
[14 empty] | 2339 | 0.041
[14 empty] | 2340 | 0.0318
[14 empty] | 2340 | 0.0415
[14 empty] | 2341 | 0.0373
[14 empty] | 2341 | 0.0498
[14 empty] | 2342 | 0.0565
[14 empty] | 2342 | 0.0385
[14 empty] | 2343 | 0.0564
[14 empty] | 2344 | 0.058
[14 empty] | 2344 | 0.0518
[14 empty] | 2345 | 0.0418
[14 empty] | 2345 | 0.0473
[14 empty] | 2346 | 0.0542
[14 empty] | 2346 | 0.0514
[14 empty] | 2347 | 0.0408
[14 empty] | 2347 | 0.0491
[14 empty] | 2348 | 0.0437
[14 empty] | 2349 | 0.0514
[14 empty] | 2349 | 0.0511
[14 empty] | 2350 | 0.0463
[14 empty] | 2350 | 0.0419
[14 empty] | 2351 | 0.0518
[14 empty] | 2351 | 0.0324
[14 empty] | 2352 | 0.0189
[14 empty] | 2352 | 0.0179
[14 empty] | 2353 | 0.0379
[14 empty] | 2353 | 0.0501
[14 empty] | 2354 | 0.0559
[14 empty] | 2355 | 0.0523
[14 empty] | 2355 | 0.0526
[14 empty] | 2356 | 0.0436
[14 empty] | 2356 | 0.0404
[14 empty] | 2357 | 0.05
[14 empty] | 2357 | 0.0454
[14 empty] | 2358 | 0.0233
[14 empty] | 2358 | 0.0537
[14 empty] | 2359 | 0.0411
[14 empty] | 2360 | 0.057
[14 empty] | 2360 | 0.0602
[14 empty] | 2361 | 0.0584
[14 empty] | 2361 | 0.0582
[14 empty] | 2362 | 0.0584
[14 empty] | 2362 | 0.0424
[14 empty] | 2363 | 0.0565
[14 empty] | 2364 | 0.0229
[14 empty] | 2364 | 0.0486
[14 empty] | 2365 | 0.0585
[14 empty] | 2365 | 0.0488
[14 empty] | 2366 | 0.0498
[14 empty] | 2366 | 0.0593
[14 empty] | 2367 | 0.0278
[14 empty] | 2367 | 0.0557
[14 empty] | 2368 | 0.0482
[14 empty] | 2369 | 0.0311
[14 empty] | 2369 | 0.0423
[14 empty] | 2370 | 0.0245
[14 empty] | 2370 | 0.0505
[14 empty] | 2371 | 0.0106
[14 empty] | 2371 | 0.0132
[14 empty] | 2372 | 0.0393
[14 empty] | 2372 | 0.0241
[14 empty] | 2373 | 0.0384
[14 empty] | 2374 | 0.0524
[14 empty] | 2374 | 0.0469
[14 empty] | 2375 | 0.0523
[14 empty] | 2375 | 0.0486
[14 empty] | 2376 | 0.0203
[14 empty] | 2376 | 0.0526
[14 empty] | 2377 | 0.0356
[14 empty] | 2378 | 0.0132
[14 empty] | 2378 | 0.0435
[14 empty] | 2379 | 0.0487
[14 empty] | 2379 | 0.043
[14 empty] | 2380 | 0.039
[14 empty] | 2380 | 0.0399
[14 empty] | 2381 | 0.0409
[14 empty] | 2382 | 0.0509
[14 empty] | 2382 | 0.0552
[14 empty] | 2383 | 0.0166
[14 empty] | 2383 | 0.0423
[14 empty] | 2384 | 0.0253
[14 empty] | 2384 | 0.00995
[14 empty] | 2385 | 0.0416
[14 empty] | 2385 | 0.0482
[14 empty] | 2386 | 0.0161
[14 empty] | 2387 | 0.0485
[14 empty] | 2387 | 0.0354
[14 empty] | 2388 | 0.0179
[14 empty] | 2388 | 0.0361
[14 empty] | 2389 | 0.0485
[14 empty] | 2389 | 0.0506
[14 empty] | 2390 | 0.0443
[14 empty] | 2391 | 0.0297
[14 empty] | 2391 | 0.0457
[14 empty] | 2392 | 0.0438
[14 empty] | 2392 | 0.0111
[14 empty] | 2393 | 0.05
[14 empty] | 2393 | 0.0466
[14 empty] | 2394 | 0.0474
[14 empty] | 2395 | 0.0515
[14 empty] | 2395 | 0.0329
[14 empty] | 2396 | 0.0385
[14 empty] | 2396 | 0.0467
[14 empty] | 2397 | 0.0127
[14 empty] | 2398 | 0.0416
[14 empty] | 2398 | 0.0271
[14 empty] | 2399 | 0.0483
[14 empty] | 2399 | 0.0491
[14 empty] | 2400 | 0.0223
[14 empty] | 2400 | 0.0491
[14 empty] | 2401 | 0.051
[14 empty] | 2402 | 0.0481
[14 empty] | 2402 | 0.0442
[14 empty] | 2403 | 0.0466
[14 empty] | 2403 | 0.0519
[14 empty] | 2404 | 0.00632
[14 empty] | 2404 | 0.0324
[14 empty] | 2405 | 0.0424
[14 empty] | 2406 | 0.0346
[14 empty] | 2406 | 0.0445
[14 empty] | 2407 | 0.0261
[14 empty] | 2407 | 0.0168
[14 empty] | 2408 | 0.0492
[14 empty] | 2408 | 0.0179
[14 empty] | 2409 | 0.0465
[14 empty] | 2410 | 0.0322
[14 empty] | 2410 | 0.0133
[14 empty] | 2411 | 0.0407
[14 empty] | 2411 | 0.0486
[14 empty] | 2412 | 0.0218
[14 empty] | 2413 | 0.0465
[14 empty] | 2413 | 0.0351
[14 empty] | 2414 | 0.0112
[14 empty] | 2414 | 0.0271
[14 empty] | 2415 | 0.0246
[14 empty] | 2415 | 0.0341
[14 empty] | 2416 | 0.001
[14 empty] | 2417 | 0.039
[14 empty] | 2417 | 0.0213
[14 empty] | 2418 | 0.00676
[14 empty] | 2418 | 0.0354
[14 empty] | 2419 | 0.00284
[14 empty] | 2420 | 0.0357
[14 empty] | 2420 | 0.00573
[14 empty] | 2421 | 0.0449
[14 empty] | 2421 | 0.0438
[14 empty] | 2422 | 0.0417
[14 empty] | 2422 | 0.029
[14 empty] | 2423 | 0.0444
[14 empty] | 2424 | 0.00984
[14 empty] | 2424 | 0.0378
[14 empty] | 2425 | 0.0424
[14 empty] | 2425 | 0.0302
[14 empty] | 2426 | 0.0307
[14 empty] | 2427 | 0.0443
[14 empty] | 2427 | 0.0137
[14 empty] | 2428 | 0.0489
[14 empty] | 2428 | 0.0444
[14 empty] | 2429 | 0.0438
[14 empty] | 2430 | 0.0433
[14 empty] | 2430 | 0.0416
[14 empty] | 2431 | 0.0457
[14 empty] | 2431 | 0.0462
[14 empty] | 2432 | 0.034
[14 empty] | 2432 | 0.0449
[14 empty] | 2433 | 0.0125
[14 empty] | 2434 | 0.0268
[14 empty] | 2434 | 0.0266
[14 empty] | 2435 | 7.23e-06
[14 empty] | 2435 | 0.00434
[14 empty] | 2436 | 0.00075
[14 empty] | 2437 | 0.0304
[14 empty] | 2437 | 0.00324
[14 empty] | 2438 | 0.0422
[14 empty] | 2438 | 0.0383
[14 empty] | 2439 | 0.0433
[14 empty] | 2440 | 0.0443
[14 empty] | 2440 | 0.0462
[14 empty] | 2441 | 0.0457
[14 empty] | 2441 | 0.0457
[14 empty] | 2442 | 0.0431
[14 empty] | 2443 | 0.0249
[14 empty] | 2443 | 0.0221
[14 empty] | 2444 | 0.0372
[14 empty] | 2444 | 0.0402
[14 empty] | 2445 | 0.0306
[14 empty] | 2446 | 5.96e-05
[14 empty] | 2446 | 0.00747
[14 empty] | 2447 | 0.00356
[14 empty] | 2447 | 0.0085
[14 empty] | 2448 | 0.00927
[14 empty] | 2449 | 0.0335
[14 empty] | 2449 | 0.0301
[14 empty] | 2450 | 0.00232
[14 empty] | 2450 | 0.0118
[14 empty] | 2451 | 0.00215
[14 empty] | 2452 | 0.0143
[14 empty] | 2452 | 0.000881
[14 empty] | 2453 | 0.0226
[14 empty] | 2453 | 0.0297
[14 empty] | 2454 | 0.01
[14 empty] | 2455 | 0.021
[14 empty] | 2455 | 0.00265
[14 empty] | 2456 | 0.0301
[14 empty] | 2456 | 0.0378
[14 empty] | 2457 | 0.0369
[14 empty] | 2458 | 0.041
[14 empty] | 2458 | 0.0399
[14 empty] | 2459 | 0.032
[14 empty] | 2459 | 0.0397
[14 empty] | 2460 | 0.038
[14 empty] | 2461 | 0.031
[14 empty] | 2461 | 0.04
[14 empty] | 2462 | 0.00168
[14 empty] | 2462 | 0.0225
[14 empty] | 2463 | 0.00121
[14 empty] | 2464 | 0.016
[14 empty] | 2464 | 0.022
[14 empty] | 2465 | 0.0383
[14 empty] | 2465 | 0.0317
[14 empty] | 2466 | 0.027
[14 empty] | 2467 | 0.0271
[14 empty] | 2467 | 0.0347
[14 empty] | 2468 | 0.00657
[14 empty] | 2469 | 0.027
[14 empty] | 2469 | 0.0202
[14 empty] | 2470 | 0.0222
[14 empty] | 2470 | 0.03
[14 empty] | 2471 | 0.0164
[14 empty] | 2472 | 2.57e-09
[14 empty] | 2472 | 0.00343
[14 empty] | 2473 | 0.00266
[14 empty] | 2473 | 1.91e-05
[14 empty] | 2474 | 0.0182
[14 empty] | 2475 | 0.0128
[14 empty] | 2475 | 0.024
[14 empty] | 2476 | 0.0313
[14 empty] | 2476 | 0.0179
[14 empty] | 2477 | 0.0239
[14 empty] | 2478 | 0.00922
[14 empty] | 2478 | 0.0111
[14 empty] | 2479 | 0.015
[14 empty] | 2480 | 0.00706
[14 empty] | 2480 | 0.00939
[14 empty] | 2481 | 0.000729
[14 empty] | 2481 | 0.00168
[14 empty] | 2482 | 0.00789
[14 empty] | 2483 | 0.0057
[14 empty] | 2483 | 0.0116
[14 empty] | 2484 | 1.85e-05
[14 empty] | 2484 | 0.000645
[14 empty] | 2485 | 0.00523
[14 empty] | 2486 | 0.00817
[14 empty] | 2486 | 0.0137
[14 empty] | 2487 | 0.00178
[14 empty] | 2488 | 1.26e-05
[14 empty] | 2488 | 0.000506
[14 empty] | 2489 | 0.00166
[14 empty] | 2489 | 0.00321
[14 empty] | 2490 | 0.00878
[14 empty] | 2491 | 0.0039
[14 empty] | 2491 | 0.00442
[14 empty] | 2492 | 0.000765
[14 empty] | 2493 | 0.00146
[14 empty] | 2493 | 0.00195
[14 empty] | 2494 | 1.24e-06
[14 empty] | 2494 | 0.002
[14 empty] | 2495 | 2.21e-05
[14 empty] | 2496 | 0.00715
[14 empty] | 2496 | 0.00275
[14 empty] | 2497 | 0.00323
[14 empty] | 2498 | 0.00465
[14 empty] | 2498 | 0.00783
[14 empty] | 2499 | 0.00509
[14 empty] | 2499 | 0.0149
[14 empty] | 2500 | 0.00594
[14 empty] | 2501 | 0.012
[14 empty] | 2501 | 0.00714
[14 empty] | 2502 | 0.00431
[14 empty] | 2503 | 3.09e-09
[14 empty] | 2503 | 0.00147
[14 empty] | 2504 | 0.000613
[14 empty] | 2504 | 0.00108
[14 empty] | 2505 | 0.00165
[14 empty] | 2506 | 2.63e-05
[14 empty] | 2506 | 2.39e-05
[14 empty] | 2507 | 0.00206
[14 empty] | 2508 | 0.00876
[14 empty] | 2508 | 0.00922
[14 empty] | 2509 | 0.000594
[14 empty] | 2509 | 0.00109
[14 empty] | 2510 | 0.00257
[14 empty] | 2511 | 8.58e-06
[14 empty] | 2511 | 1.55e-05
[14 empty] | 2512 | 0.00042
[14 empty] | 2513 | 0.000678
[14 empty] | 2513 | 5.11e-05
[14 empty] | 2514 | 0.000398
[14 empty] | 2514 | 0.00325
[14 empty] | 2515 | 9.16e-06
[14 empty] | 2516 | 1.67e-09
[14 empty] | 2516 | 1.09e-06
[14 empty] | 2517 | 4.98e-08
[14 empty] | 2518 | 9.47e-05
[14 empty] | 2518 | 8.46e-09
[14 empty] | 2519 | 0.000128
[14 empty] | 2520 | 0.000125
[14 empty] | 2520 | 9.82e-08
[14 empty] | 2521 | 0.00114
[14 empty] | 2521 | 0.00103
[14 empty] | 2522 | 6.7e-05
[14 empty] | 2523 | 0.000168
[14 empty] | 2523 | 7.55e-05
[14 empty] | 2524 | 2.67e-09
[14 empty] | 2525 | 5.03e-06
[14 empty] | 2525 | 8.76e-06
[14 empty] | 2526 | 5.28e-06
[14 empty] | 2527 | 2.17e-09
[14 empty] | 2527 | 8.19e-08
[14 empty] | 2528 | 1.32e-06
[14 empty] | 2528 | 1.58e-06
[14 empty] | 2529 | 5.32e-07
[14 empty] | 2530 | 2.04e-09
[14 empty] | 2530 | 0
[14 empty] | 2531 | 2.08e-11
[14 empty] | 2532 | 7.88e-14
[14 empty] | 2532 | 0
[14 empty] | 2533 | 9.55e-13
[14 empty] | 2534 | 5.72e-07
[14 empty] | 2534 | 5.67e-11
[14 empty] | 2535 | 3.07e-12
[14 empty] | 2535 | 4.22e-08
[14 empty] | 2536 | 0
[14 empty] | 2537 | 4.87e-09
[14 empty] | 2537 | 3.85e-15
[14 empty] | 2538 | 7.79e-08
[14 empty] | 2539 | 3.91e-09
[14 empty] | 2539 | 1.42e-08
[14 empty] | 2540 | 1.68e-06
[14 empty] | 2541 | 2.69e-10
[14 empty] | 2541 | 2.31e-07
[14 empty] | 2542 | 2.29e-14
[14 empty] | 2543 | 0
[14 empty] | 2543 | 1.01e-17
[14 empty] | 2544 | 0
[14 empty] | 2545 | 0
[14 empty] | 2545 | 6.02e-27
[14 empty] | 2546 | 3.75e-12
[14 empty] | 2546 | 8.2e-14
[14 empty] | 2547 | 1.76e-17
[14 empty] | 2548 | 3.57e-30
[14 empty] | 2548 | 0
[14 empty] | 2549 | 1.34e-17
[14 empty] | 2550 | 4.64e-17
[14 empty] | 2550 | 7.31e-14
[14 empty] | 2551 | 0
[14 empty] | 2552 | 3.31e-20
[14 empty] | 2552 | 1.14e-18
[14 empty] | 2553 | 0
[14 empty] | 2554 | 4.07e-12
[14 empty] | 2554 | 5.33e-22
[14 empty] | 2555 | 7.84e-12
[14 empty] | 2556 | 4.49e-10
[14 empty] | 2556 | 6.83e-11
[14 empty] | 2557 | 7.17e-11
[14 empty] | 2558 | 2.91e-13
[14 empty] | 2558 | 2.59e-12
[14 empty] | 2559 | 3.47e-15
[14 empty] | 2560 | 0
[14 empty] | 2560 | 3.86e-22
[14 empty] | 2561 | 0
[14 empty] | 2561 | 0
[14 empty] | 2562 | 0
[14 empty] | 2563 | 0
[14 empty] | 2563 | 0
[14 empty] | 2564 | 0
[14 empty] | 2565 | 0
[14 empty] | 2565 | 0
[14 empty] | 2566 | 2.06e-23
[14 empty] | 2567 | 8.74e-22
[14 empty] | 2567 | 8.95e-21
[14 empty] | 2568 | 1.86e-32
[14 empty] | 2569 | 0
[14 empty] | 2569 | 0
[14 empty] | 2570 | 0
[14 empty] | 2571 | 2.19e-29
[14 empty] | 2571 | 3.31e-39
[14 empty] | 2572 | 6.11e-30
[14 empty] | 2573 | 0
[14 empty] | 2573 | 0
[14 empty] | 2574 | 0
[14 empty] | 2575 | 0
[14 empty] | 2575 | 0
[14 empty] | 2576 | 0
[14 empty] | 2577 | 0
[14 empty] | 2577 | 0
[14 empty] | 2578 | 4.36e-37
[14 empty] | 2579 | 8.34e-29
[14 empty] | 2579 | 8.11e-29
[14 empty] | 2580 | 3.04e-33
[14 empty] | 2581 | 0
[14 empty] | 2581 | 0
[14 empty] | 2582 | 0
[14 empty] | 2583 | 0
[14 empty] | 2583 | 0
[14 empty] | 2584 | 0
[14 empty] | 2585 | 0
[14 empty] | 2585 | 0
[14 empty] | 2586 | 0
[14 empty] | 2587 | 0
[14 empty] | 2587 | 0
[14 empty] | 2588 | 0
[14 empty] | 2589 | 0
[14 empty] | 2589 | 0
[14 empty] | 2590 | 0
[14 empty] | 2591 | 0
[14 empty] | 2591 | 4.18e-41
[14 empty] | 2592 | 0
[14 empty] | 2593 | 0
[14 empty] | 2593 | 0
[14 empty] | 2594 | 0
[14 empty] | 2595 | 0
[14 empty] | 2595 | 0
[14 empty] | 2596 | 0
[14 empty] | 2597 | 0
[14 empty] | 2597 | 0
[14 empty] | 2598 | 0
[14 empty] | 2599 | 6.54e-37
[14 empty] | 2599 | 1.29e-37
[14 empty] | 2600 | 1.34e-38
[14 empty] | 2601 | 0
[14 empty] | 2601 | 0
[14 empty] | 2602 | 0
[14 empty] | 2603 | 0
[14 empty] | 2603 | 0
[14 empty] | 2604 | 0
[14 empty] | 2605 | 0
[14 empty] | 2606 | 0
[14 empty] | 2606 | 0
[14 empty] | 2607 | 0
[14 empty] | 2608 | 0
[14 empty] | 2608 | 0
[14 empty] | 2609 | 0
[14 empty] | 2610 | 0
[14 empty] | 2610 | 0
[14 empty] | 2611 | 0
[14 empty] | 2612 | 0
[14 empty] | 2612 | 0
[14 empty] | 2613 | 0
[14 empty] | 2614 | 0
[14 empty] | 2614 | 0
[14 empty] | 2615 | 0
[14 empty] | 2616 | 0
[14 empty] | 2616 | 0
[14 empty] | 2617 | 0
[14 empty] | 2618 | 0
[14 empty] | 2618 | 0
[14 empty] | 2619 | 0
[14 empty] | 2620 | 0
[14 empty] | 2621 | 0
[14 empty] | 2621 | 0
[14 empty] | 2622 | 0
[14 empty] | 2623 | 1.67e-34
[14 empty] | 2623 | 4.48e-40
[14 empty] | 2624 | 2.73e-34
[14 empty] | 2625 | 0
[14 empty] | 2625 | 1.3e-37
[14 empty] | 2626 | 0
[14 empty] | 2627 | 0
[14 empty] | 2627 | 0
[14 empty] | 2628 | 0
[14 empty] | 2629 | 0
[14 empty] | 2630 | 0
[14 empty] | 2630 | 0
[14 empty] | 2631 | 0
[14 empty] | 2632 | 0
[14 empty] | 2632 | 0
[14 empty] | 2633 | 0
[14 empty] | 2634 | 0
[14 empty] | 2634 | 0
[14 empty] | 2635 | 1.3e-36
[14 empty] | 2636 | 6.94e-23
[14 empty] | 2636 | 8.02e-27
[14 empty] | 2637 | 5.36e-20
[14 empty] | 2638 | 5.04e-19
[14 empty] | 2639 | 3.18e-20
[14 empty] | 2639 | 1.04e-19
[14 empty] | 2640 | 1.14e-19
[14 empty] | 2641 | 9.85e-29
[14 empty] | 2641 | 1.18e-23
[14 empty] | 2642 | 0
[14 empty] | 2643 | 9.37e-24
[14 empty] | 2643 | 1.8e-29
[14 empty] | 2644 | 1.6e-27
[14 empty] | 2645 | 3.93e-30
[14 empty] | 2646 | 0
[14 empty] | 2646 | 0
[14 empty] | 2647 | 2.4e-40
[14 empty] | 2648 | 1.09e-21
[14 empty] | 2648 | 4.67e-25
[14 empty] | 2649 | 1.18e-20
[14 empty] | 2650 | 6.63e-24
[14 empty] | 2650 | 6.49e-23
[14 empty] | 2651 | 1.22e-31
[14 empty] | 2652 | 0
[14 empty] | 2653 | 0
[14 empty] | 2653 | 0
[14 empty] | 2654 | 0
[14 empty] | 2655 | 0
[14 empty] | 2655 | 0
[14 empty] | 2656 | 0
[14 empty] | 2657 | 1.86e-35
[14 empty] | 2657 | 4.33e-35
[14 empty] | 2658 | 3.88e-37
[14 empty] | 2659 | 0
[14 empty] | 2660 | 0
[14 empty] | 2660 | 0
[14 empty] | 2661 | 0
[14 empty] | 2662 | 0
[14 empty] | 2662 | 0
[14 empty] | 2663 | 0
[14 empty] | 2664 | 0
[14 empty] | 2665 | 0
[14 empty] | 2665 | 0
[14 empty] | 2666 | 0
[14 empty] | 2667 | 0
[14 empty] | 2667 | 0
[14 empty] | 2668 | 0
[14 empty] | 2669 | 0
[14 empty] | 2670 | 0
[14 empty] | 2670 | 0
[14 empty] | 2671 | 0
[14 empty] | 2672 | 0
[14 empty] | 2672 | 0
[14 empty] | 2673 | 0
[14 empty] | 2674 | 0
[14 empty] | 2675 | 0
[14 empty] | 2675 | 0
[14 empty] | 2676 | 0
[14 empty] | 2677 | 0
[14 empty] | 2677 | 0
[14 empty] | 2678 | 0
[14 empty] | 2679 | 0
[14 empty] | 2680 | 0
[14 empty] | 2680 | 0
[14 empty] | 2681 | 0
[14 empty] | 2682 | 0
[14 empty] | 2682 | 0
[14 empty] | 2683 | 0
[14 empty] | 2684 | 0
[14 empty] | 2685 | 0
[14 empty] | 2685 | 0
[14 empty] | 2686 | 0
[14 empty] | 2687 | 0
[14 empty] | 2687 | 0
[14 empty] | 2688 | 0
[14 empty] | 2689 | 0
[14 empty] | 2690 | 3.87e-41
[14 empty] | 2690 | 0
[14 empty] | 2691 | 6.99e-39
[14 empty] | 2692 | 0
[14 empty] | 2693 | 0
[14 empty] | 2693 | 0
[14 empty] | 2694 | 0
[14 empty] | 2695 | 0
[14 empty] | 2695 | 0
[14 empty] | 2696 | 0
[14 empty] | 2697 | 0
[14 empty] | 2698 | 0
[14 empty] | 2698 | 0
[14 empty] | 2699 | 0
[14 empty] | 2700 | 0
[14 empty] | 2701 | 0
[14 empty] | 2701 | 0
[14 empty] | 2702 | 0
[14 empty] | 2703 | 1.68e-37
[14 empty] | 2703 | 0
[14 empty] | 2704 | 0
[14 empty] | 2705 | 1.7e-37
[14 empty] | 2706 | 1.91e-41
[14 empty] | 2706 | 0
[14 empty] | 2707 | 0
[14 empty] | 2708 | 0
[14 empty] | 2709 | 0
[14 empty] | 2709 | 0
[14 empty] | 2710 | 0
[14 empty] | 2711 | 0
[14 empty] | 2711 | 0
[14 empty] | 2712 | 0
[14 empty] | 2713 | 0
[14 empty] | 2714 | 2.1e-36
[14 empty] | 2714 | 0
[14 empty] | 2715 | 6.32e-34
[14 empty] | 2716 | 2.29e-33
[14 empty] | 2717 | 0
[14 empty] | 2717 | 2.89e-39
[14 empty] | 2718 | 0
[14 empty] | 2719 | 0
[14 empty] | 2720 | 0
[14 empty] | 2720 | 0
[14 empty] | 2721 | 0
[14 empty] | 2722 | 0
[14 empty] | 2723 | 0
[14 empty] | 2723 | 0
[14 empty] | 2724 | 0
[14 empty] | 2725 | 0
[14 empty] | 2726 | 0
[14 empty] | 2726 | 0
[14 empty] | 2727 | 5.56e-39
[14 empty] | 2728 | 5.6e-33
[14 empty] | 2729 | 3.66e-24
[14 empty] | 2729 | 8.74e-27
[14 empty] | 2730 | 2.95e-23
[14 empty] | 2731 | 3.78e-25
[14 empty] | 2731 | 3.41e-24
[14 empty] | 2732 | 1.13e-31
[14 empty] | 2733 | 9.45e-31
[14 empty] | 2734 | 0
[14 empty] | 2734 | 2.42e-36
[14 empty] | 2735 | 0
[14 empty] | 2736 | 0
[14 empty] | 2737 | 0
[14 empty] | 2737 | 0
[14 empty] | 2738 | 0
[14 empty] | 2739 | 0
[14 empty] | 2740 | 0
[14 empty] | 2740 | 0
[14 empty] | 2741 | 0
[14 empty] | 2742 | 0
[14 empty] | 2743 | 3.53e-38
[14 empty] | 2743 | 0
[14 empty] | 2744 | 2.06e-32
[14 empty] | 2745 | 1.59e-33
[14 empty] | 2746 | 1.16e-25
[14 empty] | 2746 | 1.52e-32
[14 empty] | 2747 | 6.28e-28
[14 empty] | 2748 | 8.61e-29
[14 empty] | 2749 | 0
[14 empty] | 2750 | 1e-27
[14 empty] | 2750 | 7.25e-28
[14 empty] | 2751 | 8.3e-34
[14 empty] | 2752 | 0
[14 empty] | 2753 | 0
[14 empty] | 2753 | 0
[14 empty] | 2754 | 0
[14 empty] | 2755 | 0
[14 empty] | 2756 | 0
[14 empty] | 2756 | 0
[14 empty] | 2757 | 0
[14 empty] | 2758 | 0
[14 empty] | 2759 | 0
[14 empty] | 2759 | 0
[14 empty] | 2760 | 1.84e-41
[14 empty] | 2761 | 0
[14 empty] | 2762 | 0
[14 empty] | 2762 | 0
[14 empty] | 2763 | 0
[14 empty] | 2764 | 0
[14 empty] | 2765 | 0
[14 empty] | 2765 | 0
[14 empty] | 2766 | 0
[14 empty] | 2767 | 0
[14 empty] | 2768 | 0
[14 empty] | 2769 | 0
[14 empty] | 2769 | 0
[14 empty] | 2770 | 0
[14 empty] | 2771 | 0
[14 empty] | 2772 | 0
[14 empty] | 2772 | 0
[14 empty] | 2773 | 3.4e-34
[14 empty] | 2774 | 2.96e-31
[14 empty] | 2775 | 0
[14 empty] | 2775 | 7.68e-28
[14 empty] | 2776 | 3.25e-35
[14 empty] | 2777 | 0
[14 empty] | 2778 | 0
[14 empty] | 2779 | 0
[14 empty] | 2779 | 0
[14 empty] | 2780 | 4.15e-35
[14 empty] | 2781 | 0
[14 empty] | 2782 | 0
[14 empty] | 2782 | 0
[14 empty] | 2783 | 0
[14 empty] | 2784 | 2.6e-25
[14 empty] | 2785 | 1.62e-26
[14 empty] | 2786 | 0
[14 empty] | 2786 | 3e-30
[14 empty] | 2787 | 0
[14 empty] | 2788 | 0
[14 empty] | 2789 | 1.53e-28
[14 empty] | 2789 | 0
[14 empty] | 2790 | 2.08e-25
[14 empty] | 2791 | 3.58e-22
[14 empty] | 2792 | 1.5e-15
[14 empty] | 2793 | 2.09e-21
[14 empty] | 2793 | 3.24e-15
[14 empty] | 2794 | 1.03e-16
[14 empty] | 2795 | 1.27e-15
[14 empty] | 2796 | 1.54e-15
[14 empty] | 2796 | 6.81e-25
[14 empty] | 2797 | 2.41e-19
[14 empty] | 2798 | 2.33e-18
[14 empty] | 2799 | 3.33e-15
[14 empty] | 2800 | 1.51e-17
[14 empty] | 2800 | 1.89e-12
[14 empty] | 2801 | 2.97e-22
[14 empty] | 2802 | 8.2e-34
[14 empty] | 2803 | 0
[14 empty] | 2803 | 0
[14 empty] | 2804 | 0
[14 empty] | 2805 | 4.11e-34
[14 empty] | 2806 | 0
[14 empty] | 2807 | 3.28e-18
[14 empty] | 2807 | 8.88e-26
[14 empty] | 2808 | 4.45e-18
[14 empty] | 2809 | 0
[14 empty] | 2810 | 1.33e-11
[14 empty] | 2811 | 2.17e-15
[14 empty] | 2811 | 1.12e-11
[14 empty] | 2812 | 3.68e-09
[14 empty] | 2813 | 1.28e-10
[14 empty] | 2814 | 1.35e-15
[14 empty] | 2815 | 0
[14 empty] | 2815 | 2.28e-22
[14 empty] | 2816 | 4e-15
[14 empty] | 2817 | 3.17e-12
[14 empty] | 2818 | 5.26e-16
[14 empty] | 2818 | 1.22e-11
[14 empty] | 2819 | 0
[14 empty] | 2820 | 1.61e-19
[14 empty] | 2821 | 0
[14 empty] | 2822 | 2.47e-15
[14 empty] | 2822 | 2.85e-22
[14 empty] | 2823 | 5.37e-08
[14 empty] | 2824 | 2.1e-07
[14 empty] | 2825 | 3.82e-08
[14 empty] | 2826 | 3.38e-07
[14 empty] | 2826 | 6.3e-08
[14 empty] | 2827 | 3.07e-12
[14 empty] | 2828 | 4e-13
[14 empty] | 2829 | 5.79e-07
[14 empty] | 2830 | 5.44e-06
[14 empty] | 2830 | 8.08e-06
[14 empty] | 2831 | 5.45e-07
[14 empty] | 2832 | 4.08e-12
[14 empty] | 2833 | 1.47e-13
[14 empty] | 2834 | 1.64e-21
[14 empty] | 2834 | 0
[14 empty] | 2835 | 0
[14 empty] | 2836 | 5.13e-11
[14 empty] | 2837 | 1.32e-11
[14 empty] | 2838 | 0
[14 empty] | 2838 | 1.3e-14
[14 empty] | 2839 | 7.29e-12
[14 empty] | 2840 | 2.99e-08
[14 empty] | 2841 | 7.46e-08
[14 empty] | 2842 | 2.68e-11
[14 empty] | 2843 | 1.28e-05
[14 empty] | 2843 | 6.9e-07
[14 empty] | 2844 | 4.54e-05
[14 empty] | 2845 | 7.3e-05
[14 empty] | 2846 | 1.89e-06
[14 empty] | 2847 | 2.47e-08
[14 empty] | 2847 | 1.77e-08
[14 empty] | 2848 | 5.52e-10
[14 empty] | 2849 | 4.6e-13
[14 empty] | 2850 | 6.78e-13
[14 empty] | 2851 | 3.84e-06
[14 empty] | 2851 | 1.51e-06
[14 empty] | 2852 | 9.3e-09
[14 empty] | 2853 | 8.48e-12
[14 empty] | 2854 | 3.27e-18
[14 empty] | 2855 | 0
[14 empty] | 2856 | 2.01e-08
[14 empty] | 2856 | 3.52e-13
[14 empty] | 2857 | 1.51e-06
[14 empty] | 2858 | 1.36e-05
[14 empty] | 2859 | 8.94e-06
[14 empty] | 2860 | 8.74e-09
[14 empty] | 2860 | 6.7e-09
[14 empty] | 2861 | 4.87e-08
[14 empty] | 2862 | 9.75e-05
[14 empty] | 2863 | 0.000182
[14 empty] | 2864 | 0.000205
[14 empty] | 2865 | 0.00054
[14 empty] | 2865 | 1.24e-05
[14 empty] | 2866 | 4.65e-05
[14 empty] | 2867 | 1.14e-09
[14 empty] | 2868 | 1.03e-05
[14 empty] | 2869 | 9.52e-06
[14 empty] | 2869 | 4.58e-06
[14 empty] | 2870 | 5.39e-06
[14 empty] | 2871 | 4.41e-07
[14 empty] | 2872 | 0
[14 empty] | 2873 | 1.95e-11
[14 empty] | 2874 | 0.000193
[14 empty] | 2874 | 2.38e-06
[14 empty] | 2875 | 0.00105
[14 empty] | 2876 | 0.000757
[14 empty] | 2877 | 0.000244
[14 empty] | 2878 | 5.65e-10
[14 empty] | 2879 | 5.91e-05
[14 empty] | 2879 | 5.1e-05
[14 empty] | 2880 | 0.000531
[14 empty] | 2881 | 0.000333
[14 empty] | 2882 | 0.000318
[14 empty] | 2883 | 0.000617
[14 empty] | 2884 | 7.1e-06
[14 empty] | 2884 | 0.000541
[14 empty] | 2885 | 0.000151
[14 empty] | 2886 | 0.000873
[14 empty] | 2887 | 0.000368
[14 empty] | 2888 | 5.59e-08
[14 empty] | 2889 | 2.65e-06
[14 empty] | 2889 | 8.68e-08
[14 empty] | 2890 | 0.000176
[14 empty] | 2891 | 0.00052
[14 empty] | 2892 | 0.000296
[14 empty] | 2893 | 0.000735
[14 empty] | 2894 | 0.00309
[14 empty] | 2894 | 0.000107
[14 empty] | 2895 | 0.00498
[14 empty] | 2896 | 0.00283
[14 empty] | 2897 | 0.00446
[14 empty] | 2898 | 0.00399
[14 empty] | 2899 | 9.68e-05
[14 empty] | 2899 | 0.0011
[14 empty] | 2900 | 6.76e-08
[14 empty] | 2901 | 7.16e-22
[14 empty] | 2902 | 1.34e-06
[14 empty] | 2903 | 1.66e-05
[14 empty] | 2904 | 1.08e-08
[14 empty] | 2904 | 0.000151
[14 empty] | 2905 | 1.12e-06
[14 empty] | 2906 | 0.000161
[14 empty] | 2907 | 0.000115
[14 empty] | 2908 | 0.000914
[14 empty] | 2909 | 0.000268
[14 empty] | 2910 | 0.000971
[14 empty] | 2910 | 0.00192
[14 empty] | 2911 | 0.00832
[14 empty] | 2912 | 0.00344
[14 empty] | 2913 | 0.000301
[14 empty] | 2914 | 0.000473
[14 empty] | 2915 | 0.002
[14 empty] | 2915 | 1.73e-06
[14 empty] | 2916 | 0.0043
[14 empty] | 2917 | 0.000129
[14 empty] | 2918 | 0.00216
[14 empty] | 2919 | 0.00569
[14 empty] | 2920 | 0.00712
[14 empty] | 2921 | 0.000142
[14 empty] | 2921 | 0.00145
[14 empty] | 2922 | 2.55e-07
[14 empty] | 2923 | 6.98e-08
[14 empty] | 2924 | 8.93e-09
[14 empty] | 2925 | 1.48e-05
[14 empty] | 2926 | 0.000512
[14 empty] | 2927 | 0.00442
[14 empty] | 2927 | 0.00362
[14 empty] | 2928 | 0.00758
[14 empty] | 2929 | 0.00371
[14 empty] | 2930 | 0.00116
[14 empty] | 2931 | 0.00477
[14 empty] | 2932 | 0.0127
[14 empty] | 2933 | 0.00129
[14 empty] | 2933 | 0.00896
[14 empty] | 2934 | 0.00926
[14 empty] | 2935 | 0.00513
[14 empty] | 2936 | 0.0103
[14 empty] | 2937 | 0.0076
[14 empty] | 2938 | 0.000109
[14 empty] | 2939 | 0.000315
[14 empty] | 2939 | 0.00105
[14 empty] | 2940 | 0.00213
[14 empty] | 2941 | 0.00502
[14 empty] | 2942 | 0.00167
[14 empty] | 2943 | 0.000477
[14 empty] | 2944 | 2.78e-07
[14 empty] | 2945 | 0.000721
[14 empty] | 2946 | 0.00196
[14 empty] | 2946 | 0.00496
[14 empty] | 2947 | 4.33e-08
[14 empty] | 2948 | 4.77e-05
[14 empty] | 2949 | 0.00395
[14 empty] | 2950 | 0.00725
[14 empty] | 2951 | 0.00993
[14 empty] | 2952 | 0.005
[14 empty] | 2952 | 0.00683
[14 empty] | 2953 | 5.9e-05
[14 empty] | 2954 | 2.09e-05
[14 empty] | 2955 | 0.000101
[14 empty] | 2956 | 0.000603
[14 empty] | 2957 | 0.00884
[14 empty] | 2958 | 0.00828
[14 empty] | 2959 | 0.00293
[14 empty] | 2959 | 0.00262
[14 empty] | 2960 | 0.00316
[14 empty] | 2961 | 0.00812
[14 empty] | 2962 | 0.00588
[14 empty] | 2963 | 0.00272
[14 empty] | 2964 | 0.00657
[14 empty] | 2965 | 0.0147
[14 empty] | 2966 | 0.00268
[14 empty] | 2966 | 0.0138
[14 empty] | 2967 | 0.00296
[14 empty] | 2968 | 0.000263
[14 empty] | 2969 | 0.000138
[14 empty] | 2970 | 0.000118
[14 empty] | 2971 | 3.51e-06
[14 empty] | 2972 | 1.52e-06
[14 empty] | 2973 | 1.75e-05
[14 empty] | 2974 | 4.27e-05
[14 empty] | 2974 | 0.000394
[14 empty] | 2975 | 0.000625
[14 empty] | 2976 | 0.000153
[14 empty] | 2977 | 0.00363
[14 empty] | 2978 | 0.00502
[14 empty] | 2979 | 5.95e-05
[14 empty] | 2980 | 0.000141
[14 empty] | 2981 | 0.000641
[14 empty] | 2982 | 0.00299
[14 empty] | 2982 | 0.0012
[14 empty] | 2983 | 0.0107
[14 empty] | 2984 | 0.00307
[14 empty] | 2985 | 0.00754
[14 empty] | 2986 | 0.013
[14 empty] | 2987 | 0.00351
[14 empty] | 2988 | 0.0132
[14 empty] | 2989 | 0.00554
[14 empty] | 2990 | 0.0169
[14 empty] | 2990 | 0.0166
[14 empty] | 2991 | 0.0083
[14 empty] | 2992 | 0.00456
[14 empty] | 2993 | 0.00599
[14 empty] | 2994 | 0.00476
[14 empty] | 2995 | 0.00397
[14 empty] | 2996 | 0.00695
[14 empty] | 2997 | 1.28e-05
[14 empty] | 2998 | 0.00142
[14 empty] | 2999 | 0.00487
[14 empty] | 2999 | 0.000809
[14 empty] | 3000 | 0.00987
[14 empty] | 3001 | 0.0142
[14 empty] | 3002 | 0.0139
[14 empty] | 3003 | 0.00445
[14 empty] | 3004 | 0.00651
[14 empty] | 3005 | 0.00125
[14 empty] | 3006 | 0.000223
[14 empty] | 3007 | 0.000402
[14 empty] | 3008 | 0.0027
[14 empty] | 3008 | 0.00186
[14 empty] | 3009 | 0.000654
[14 empty] | 3010 | 0.00937
[14 empty] | 3011 | 0.0152
[14 empty] | 3012 | 0.00982
[14 empty] | 3013 | 0.00414
[14 empty] | 3014 | 0.00416
[14 empty] | 3015 | 0.00396
[14 empty] | 3016 | 0.013
[14 empty] | 3017 | 0.00592
[14 empty] | 3018 | 1.2e-05
[14 empty] | 3018 | 0.00139
[14 empty] | 3019 | 0.000496
[14 empty] | 3020 | 0.000524
[14 empty] | 3021 | 0.00143
[14 empty] | 3022 | 5.78e-06
[14 empty] | 3023 | 7.38e-05
[14 empty] | 3024 | 0.00737
[14 empty] | 3025 | 0.0121
[14 empty] | 3026 | 0.0137
[14 empty] | 3027 | 0.00816
[14 empty] | 3028 | 0.0135
[14 empty] | 3028 | 0.00154
[14 empty] | 3029 | 0.00735
[14 empty] | 3030 | 0.00382
[14 empty] | 3031 | 0.00734
[14 empty] | 3032 | 0.000152
[14 empty] | 3033 | 0.000743
[14 empty] | 3034 | 0.00477
[14 empty] | 3035 | 0.00684
[14 empty] | 3036 | 0.000415
[14 empty] | 3037 | 7.02e-06
[14 empty] | 3038 | 0.000126
[14 empty] | 3039 | 0.000636
[14 empty] | 3040 | 0.000412
[14 empty] | 3040 | 0.00307
[14 empty] | 3041 | 0.000685
[14 empty] | 3042 | 0.00892
[14 empty] | 3043 | 0.00567
[14 empty] | 3044 | 0.00591
[14 empty] | 3045 | 0.000629
[14 empty] | 3046 | 0.000329
[14 empty] | 3047 | 0.00706
[14 empty] | 3048 | 0.00262
[14 empty] | 3049 | 9.8e-05
[14 empty] | 3050 | 0.00049
[14 empty] | 3051 | 0.00208
[14 empty] | 3052 | 3.52e-05
[14 empty] | 3053 | 0.000235
[14 empty] | 3053 | 1.99e-05
[14 empty] | 3054 | 1.22e-07
[14 empty] | 3055 | 1.59e-05
[14 empty] | 3056 | 0.000406
[14 empty] | 3057 | 0.000999
[14 empty] | 3058 | 0.00238
[14 empty] | 3059 | 0.0118
[14 empty] | 3060 | 0.0123
[14 empty] | 3061 | 0.00681
[14 empty] | 3062 | 0.00091
[14 empty] | 3063 | 0.000341
[14 empty] | 3064 | 0.00249
[14 empty] | 3065 | 0.00143
[14 empty] | 3066 | 0.00898
[14 empty] | 3067 | 0.000507
[14 empty] | 3067 | 0.00268
[14 empty] | 3068 | 0.00607
[14 empty] | 3069 | 0.00104
[14 empty] | 3070 | 0.000119
[14 empty] | 3071 | 0.00165
[14 empty] | 3072 | 0.000734
[14 empty] | 3073 | 9.21e-07
[14 empty] | 3074 | 0.00295
[14 empty] | 3075 | 0.00562
[14 empty] | 3076 | 0.0113
[14 empty] | 3077 | 0.0117
[14 empty] | 3078 | 0.00658
[14 empty] | 3079 | 0.00889
[14 empty] | 3080 | 0.00206
[14 empty] | 3081 | 0.000611
[14 empty] | 3082 | 1.14e-09
[14 empty] | 3083 | 0.000246
[14 empty] | 3084 | 0.00141
[14 empty] | 3085 | 0.00239
[14 empty] | 3085 | 0.00182
[14 empty] | 3086 | 0.000182
[14 empty] | 3087 | 0.00583
[14 empty] | 3088 | 0.00292
[14 empty] | 3089 | 0.000228
[14 empty] | 3090 | 0.00127
[14 empty] | 3091 | 0.00472
[14 empty] | 3092 | 0.00298
[14 empty] | 3093 | 2.06e-05
[14 empty] | 3094 | 0.000672
[14 empty] | 3095 | 0.00126
[14 empty] | 3096 | 1.19e-05
[14 empty] | 3097 | 0.000926
[14 empty] | 3098 | 0.00143
[14 empty] | 3099 | 0.000216
[14 empty] | 3100 | 0.00182
[14 empty] | 3101 | 0.00913
[14 empty] | 3102 | 0.00994
[14 empty] | 3103 | 0.0038
[14 empty] | 3104 | 0.000274
[14 empty] | 3105 | 0.00103
[14 empty] | 3106 | 1.5e-05
[14 empty] | 3107 | 2.07e-05
[14 empty] | 3108 | 0.000682
[14 empty] | 3108 | 0.00232
[14 empty] | 3109 | 0.00147
[14 empty] | 3110 | 0.000225
[14 empty] | 3111 | 1.3e-08
[14 empty] | 3112 | 0.0013
[14 empty] | 3113 | 0.00382
[14 empty] | 3114 | 0.00151
[14 empty] | 3115 | 3.62e-06
[14 empty] | 3116 | 0.000505
[14 empty] | 3117 | 0.00597
[14 empty] | 3118 | 0.00682
[14 empty] | 3119 | 0.0127
[14 empty] | 3120 | 0.0123
[14 empty] | 3121 | 0.0116
[14 empty] | 3122 | 0.00867
[14 empty] | 3123 | 0.00907
[14 empty] | 3124 | 0.00597
[14 empty] | 3125 | 0.000422
[14 empty] | 3126 | 0.000505
[14 empty] | 3127 | 1.63e-07
[14 empty] | 3128 | 6.88e-05
[14 empty] | 3129 | 8.39e-05
[14 empty] | 3130 | 0.00605
[14 empty] | 3131 | 0.0117
[14 empty] | 3132 | 0.0123
[14 empty] | 3133 | 0.00692
[14 empty] | 3134 | 0.0113
[14 empty] | 3135 | 0.0132
[14 empty] | 3136 | 0.0145
[14 empty] | 3137 | 0.0122
[14 empty] | 3138 | 0.0098
[14 empty] | 3139 | 0.00211
[14 empty] | 3140 | 2.45e-06
[14 empty] | 3141 | 0.00265
[14 empty] | 3142 | 0.00329
[14 empty] | 3143 | 0.00623
[14 empty] | 3144 | 0.00881
[14 empty] | 3145 | 0.00314
[14 empty] | 3146 | 0.000366
[14 empty] | 3147 | 6e-09
[14 empty] | 3148 | 0.00134
[14 empty] | 3149 | 0.00618
[14 empty] | 3150 | 0.00276
[14 empty] | 3151 | 0.0122
[14 empty] | 3152 | 0.00846
[14 empty] | 3153 | 0.0135
[14 empty] | 3154 | 0.0101
[14 empty] | 3155 | 0.00134
[14 empty] | 3156 | 0.00464
[14 empty] | 3157 | 0.00275
[14 empty] | 3158 | 0.00537
[14 empty] | 3159 | 0.00695
[14 empty] | 3160 | 0.0103
[14 empty] | 3161 | 0.00529
[14 empty] | 3162 | 0.0152
[14 empty] | 3163 | 0.0149
[14 empty] | 3164 | 0.0172
[14 empty] | 3165 | 0.0173
[14 empty] | 3166 | 0.0162
[14 empty] | 3167 | 0.00817
[14 empty] | 3168 | 0.0128
[14 empty] | 3169 | 0.0154
[14 empty] | 3170 | 0.0132
[14 empty] | 3171 | 0.0159
[14 empty] | 3172 | 0.0111
[14 empty] | 3173 | 0.00318
[14 empty] | 3174 | 0.00508
[14 empty] | 3175 | 0.0147
[14 empty] | 3176 | 0.0031
[14 empty] | 3177 | 0.0136
[14 empty] | 3178 | 0.014
[14 empty] | 3179 | 0.0141
[14 empty] | 3180 | 0.0146
[14 empty] | 3181 | 0.0123
[14 empty] | 3182 | 0.00182
[14 empty] | 3183 | 0.00761
[14 empty] | 3184 | 0.00739
[14 empty] | 3185 | 0.00126
[14 empty] | 3186 | 0.0119
[14 empty] | 3187 | 0.013
[14 empty] | 3188 | 0.0113
[14 empty] | 3189 | 0.00796
[14 empty] | 3190 | 0.00428
[14 empty] | 3191 | 0.000426
[14 empty] | 3192 | 6.82e-09
[14 empty] | 3193 | 0.000561
[14 empty] | 3194 | 0.000621
[14 empty] | 3195 | 0.00674
[14 empty] | 3196 | 0.00416
[14 empty] | 3197 | 0.00175
[14 empty] | 3198 | 2.31e-06
[14 empty] | 3199 | 3.32e-05
[14 empty] | 3200 | 0.000389
[14 empty] | 3201 | 0.00172
[14 empty] | 3202 | 5.54e-07
[14 empty] | 3203 | 3.22e-07
[14 empty] | 3204 | 0.000985
[14 empty] | 3205 | 0.000881
[14 empty] | 3206 | 1.83e-07
[14 empty] | 3207 | 2.1e-05
[14 empty] | 3208 | 0.000132
[14 empty] | 3209 | 2.78e-08
[14 empty] | 3210 | 2.91e-05
[14 empty] | 3211 | 3.54e-05
[14 empty] | 3212 | 3.61e-05
[14 empty] | 3213 | 3.57e-05
[14 empty] | 3214 | 0.000808
[14 empty] | 3215 | 0.000291
[14 empty] | 3216 | 0.00101
[14 empty] | 3218 | 0.000729
[14 empty] | 3219 | 0.00054
[14 empty] | 3220 | 0.00291
[14 empty] | 3221 | 0.000714
[14 empty] | 3222 | 0.000122
[14 empty] | 3223 | 8e-06
[14 empty] | 3224 | 1.27e-05
[14 empty] | 3225 | 1.14e-07
[14 empty] | 3226 | 6.93e-06
[14 empty] | 3227 | 0.000675
[14 empty] | 3228 | 0.00259
[14 empty] | 3229 | 0.000123
[14 empty] | 3230 | 8.38e-09
[14 empty] | 3231 | 1.49e-06
[14 empty] | 3232 | 0.000358
[14 empty] | 3233 | 0.00343
[14 empty] | 3234 | 0.00811
[14 empty] | 3235 | 0.00967
[14 empty] | 3236 | 0.00801
[14 empty] | 3237 | 0.0101
[14 empty] | 3238 | 0.00479
[14 empty] | 3239 | 0.00101
[14 empty] | 3240 | 1.31e-05
[14 empty] | 3241 | 0.00501
[14 empty] | 3243 | 0.00496
[14 empty] | 3244 | 0.000231
[14 empty] | 3245 | 0.000147
[14 empty] | 3246 | 0.000159
[14 empty] | 3247 | 7.54e-06
[14 empty] | 3248 | 0.000197
[14 empty] | 3249 | 4.12e-05
[14 empty] | 3250 | 2.95e-05
[14 empty] | 3251 | 0.00405
[14 empty] | 3252 | 0.00939
[14 empty] | 3253 | 0.0107
[14 empty] | 3254 | 0.00989
[14 empty] | 3255 | 0.0113
[14 empty] | 3256 | 0.0102
[14 empty] | 3257 | 0.00843
[14 empty] | 3258 | 0.00522
[14 empty] | 3259 | 0.000616
[14 empty] | 3261 | 2.19e-09
[14 empty] | 3262 | 6.96e-05
[14 empty] | 3263 | 0.000121
[14 empty] | 3264 | 1.45e-05
[14 empty] | 3265 | 0.00235
[14 empty] | 3266 | 0.00585
[14 empty] | 3267 | 0.00317
[14 empty] | 3268 | 0.000232
[14 empty] | 3269 | 0.00339
[14 empty] | 3270 | 0.000107
[14 empty] | 3271 | 0.00011
[14 empty] | 3272 | 2.09e-05
[14 empty] | 3273 | 0.00242
[14 empty] | 3274 | 0.00753
[14 empty] | 3275 | 0.00908
[14 empty] | 3277 | 0.007
[14 empty] | 3278 | 0.0057
[14 empty] | 3279 | 0.00311
[14 empty] | 3280 | 3.02e-06
[14 empty] | 3281 | 0.000222
[14 empty] | 3282 | 0.00794
[14 empty] | 3283 | 0.0109
[14 empty] | 3284 | 0.012
[14 empty] | 3285 | 0.0105
[14 empty] | 3286 | 0.0121
[14 empty] | 3287 | 0.0112
[14 empty] | 3288 | 0.0122
[14 empty] | 3289 | 0.012
[14 empty] | 3291 | 0.00806
[14 empty] | 3292 | 0.00421
[14 empty] | 3293 | 0.00557
[14 empty] | 3294 | 0.000514
[14 empty] | 3295 | 0.000337
[14 empty] | 3296 | 2.26e-05
[14 empty] | 3297 | 0.000784
[14 empty] | 3298 | 2.41e-07
[14 empty] | 3299 | 7.58e-06
[14 empty] | 3300 | 0.000505
[14 empty] | 3301 | 0.00188
[14 empty] | 3303 | 0.00628
[14 empty] | 3304 | 0.00538
[14 empty] | 3305 | 0.000184
[14 empty] | 3306 | 0.00236
[14 empty] | 3307 | 0.00733
[14 empty] | 3308 | 0.00252
[14 empty] | 3309 | 0.00179
[14 empty] | 3310 | 0.00251
[14 empty] | 3311 | 0.0065
[14 empty] | 3312 | 0.000127
[14 empty] | 3313 | 1.25e-06
[14 empty] | 3315 | 9.48e-07
[14 empty] | 3316 | 2.33e-07
[14 empty] | 3317 | 8.47e-06
[14 empty] | 3318 | 2.03e-05
[14 empty] | 3319 | 6.25e-07
[14 empty] | 3320 | 1.93e-05
[14 empty] | 3321 | 0.000144
[14 empty] | 3322 | 2.55e-05
[14 empty] | 3323 | 0.00121
[14 empty] | 3324 | 0.00451
[14 empty] | 3326 | 0.0047
[14 empty] | 3327 | 0.00599
[14 empty] | 3328 | 0.000247
[14 empty] | 3329 | 0.000289
[14 empty] | 3330 | 0.00258
[14 empty] | 3331 | 0.0108
[14 empty] | 3332 | 0.0111
[14 empty] | 3333 | 0.0122
[14 empty] | 3334 | 0.00201
[14 empty] | 3336 | 0.0114
[14 empty] | 3337 | 0.0128
[14 empty] | 3338 | 0.00989
[14 empty] | 3339 | 0.00269
[14 empty] | 3340 | 0.00086
[14 empty] | 3341 | 0.00367
[14 empty] | 3342 | 0.00168
[14 empty] | 3343 | 0.00955
[14 empty] | 3344 | 0.00699
[14 empty] | 3346 | 0.000117
[14 empty] | 3347 | 0.000635
[14 empty] | 3348 | 0.00546
[14 empty] | 3349 | 0.012
[14 empty] | 3350 | 0.0103
[14 empty] | 3351 | 0.00375
[14 empty] | 3352 | 0.0104
[14 empty] | 3353 | 0.00708
[14 empty] | 3355 | 0.00261
[14 empty] | 3356 | 0.00179
[14 empty] | 3357 | 0.000195
[14 empty] | 3358 | 0.000933
[14 empty] | 3359 | 0.00887
[14 empty] | 3360 | 0.0102
[14 empty] | 3361 | 0.00172
[14 empty] | 3362 | 0.00486
[14 empty] | 3364 | 0.00132
[14 empty] | 3365 | 0.0105
[14 empty] | 3366 | 0.011
[14 empty] | 3367 | 0.00701
[14 empty] | 3368 | 0.00145
[14 empty] | 3369 | 0.00124
[14 empty] | 3370 | 0.00749
[14 empty] | 3372 | 0.00179
[14 empty] | 3373 | 0.00942
[14 empty] | 3374 | 0.0122
[14 empty] | 3375 | 0.0128
[14 empty] | 3376 | 0.00454
[14 empty] | 3377 | 0.00484
[14 empty] | 3378 | 0.0123
[14 empty] | 3380 | 0.00128
[14 empty] | 3381 | 0.0005
[14 empty] | 3382 | 0.00513
[14 empty] | 3383 | 0.00413
[14 empty] | 3384 | 0.00915
[14 empty] | 3385 | 0.00412
[14 empty] | 3386 | 0.00962
[14 empty] | 3388 | 0.0142
[14 empty] | 3389 | 0.0145
[14 empty] | 3390 | 0.0137
[14 empty] | 3391 | 0.00857
[14 empty] | 3392 | 0.000194
[14 empty] | 3393 | 0.0101
[14 empty] | 3394 | 0.00529
[14 empty] | 3396 | 0.0125
[14 empty] | 3397 | 0.0136
[14 empty] | 3398 | 0.0118
[14 empty] | 3399 | 0.0139
[14 empty] | 3400 | 0.014
[14 empty] | 3401 | 0.0123
[14 empty] | 3403 | 0.0115
[14 empty] | 3404 | 0.0011
[14 empty] | 3405 | 0.000978
[14 empty] | 3406 | 0.00729
[14 empty] | 3407 | 0.00338
[14 empty] | 3408 | 0.00442
[14 empty] | 3409 | 0.00316
[14 empty] | 3411 | 0.0104
[14 empty] | 3412 | 0.0105
[14 empty] | 3413 | 0.00723
[14 empty] | 3414 | 0.0132
[14 empty] | 3415 | 0.00389
[14 empty] | 3416 | 0.000805
[14 empty] | 3418 | 0.0122
[14 empty] | 3419 | 0.0135
[14 empty] | 3420 | 0.0141
[14 empty] | 3421 | 0.0141
[14 empty] | 3422 | 0.0137
[14 empty] | 3423 | 0.0129
[14 empty] | 3425 | 0.0136
[14 empty] | 3426 | 0.00884
[14 empty] | 3427 | 0.00458
[14 empty] | 3428 | 0.00291
[14 empty] | 3429 | 0.00451
[14 empty] | 3431 | 0.0141
[14 empty] | 3432 | 0.0138
[14 empty] | 3433 | 0.0145
[14 empty] | 3434 | 0.0085
[14 empty] | 3435 | 0.0116
[14 empty] | 3436 | 0.0129
[14 empty] | 3438 | 0.0133
[14 empty] | 3439 | 0.0124
[14 empty] | 3440 | 0.00316
[14 empty] | 3441 | 0.00463
[14 empty] | 3442 | 0.0132
[14 empty] | 3444 | 0.0114
[14 empty] | 3445 | 0.0136
[14 empty] | 3446 | 0.00828
[14 empty] | 3447 | 0.0139
[14 empty] | 3448 | 0.0111
[14 empty] | 3449 | 0.0124
[14 empty] | 3451 | 0.014
[14 empty] | 3452 | 0.00847
[14 empty] | 3453 | 0.00716
[14 empty] | 3454 | 0.00581
[14 empty] | 3455 | 0.00596
[14 empty] | 3457 | 0.0119
[14 empty] | 3458 | 0.0141
[14 empty] | 3459 | 0.0135
[14 empty] | 3460 | 0.0113
[14 empty] | 3461 | 0.0126
[14 empty] | 3463 | 0.0141
[14 empty] | 3464 | 0.011
[14 empty] | 3465 | 0.00917
[14 empty] | 3466 | 0.00727
[14 empty] | 3467 | 0.0112
[14 empty] | 3469 | 0.0123
[14 empty] | 3470 | 0.0143
[14 empty] | 3471 | 0.0135
[14 empty] | 3472 | 0.0101
[14 empty] | 3473 | 0.0118
[14 empty] | 3475 | 0.0111
[14 empty] | 3476 | 0.0119
[14 empty] | 3477 | 0.0104
[14 empty] | 3478 | 0.00924
[14 empty] | 3479 | 0.0117
[14 empty] | 3481 | 0.0126
[14 empty] | 3482 | 0.013
[14 empty] | 3483 | 0.0115
[14 empty] | 3484 | 0.014
[14 empty] | 3486 | 0.0123
[14 empty] | 3487 | 0.0121
[14 empty] | 3488 | 0.0109
[14 empty] | 3489 | 0.0103
[14 empty] | 3490 | 0.0107
[14 empty] | 3492 | 0.0105
[14 empty] | 3493 | 0.0116
[14 empty] | 3494 | 0.0116
[14 empty] | 3495 | 0.0133
[14 empty] | 3497 | 0.0136
[14 empty] | 3498 | 0.0127
[14 empty] | 3499 | 0.0122
[14 empty] | 3500 | 0.0121
[14 empty] | 3501 | 0.0126
[14 empty] | 3503 | 0.0109
[14 empty] | 3504 | 0.0105
[14 empty] | 3505 | 0.0135
[14 empty] | 3506 | 0.0131
[14 empty] | 3508 | 0.0123
[14 empty] | 3509 | 0.0133
[14 empty] | 3510 | 0.0119
[14 empty] | 3511 | 0.0113
[14 empty] | 3512 | 0.0132
[14 empty] | 3514 | 0.0119
[14 empty] | 3515 | 0.0107
[14 empty] | 3516 | 0.0119
[14 empty] | 3517 | 0.0122
[14 empty] | 3519 | 0.0123
[14 empty] | 3520 | 0.0123
[14 empty] | 3521 | 0.0123
[14 empty] | 3522 | 0.0133
[14 empty] | 3524 | 0.00985
[14 empty] | 3525 | 0.0134
[14 empty] | 3526 | 0.0126
[14 empty] | 3527 | 0.00934
[14 empty] | 3529 | 0.011
[14 empty] | 3530 | 0.013
[14 empty] | 3531 | 0.0105
[14 empty] | 3532 | 0.0125
[14 empty] | 3534 | 0.00923
[14 empty] | 3535 | 0.0109
[14 empty] | 3536 | 0.00715
[14 empty] | 3537 | 0.0107
[14 empty] | 3539 | 0.0107
[14 empty] | 3540 | 0.00797
[14 empty] | 3541 | 0.00807
[14 empty] | 3542 | 0.00966
[14 empty] | 3544 | 0.00834
[14 empty] | 3545 | 0.0106
[14 empty] | 3546 | 0.0112
[14 empty] | 3547 | 0.00812
[14 empty] | 3549 | 0.0128
[14 empty] | 3550 | 0.00957
[14 empty] | 3551 | 0.012
[14 empty] | 3552 | 0.00901
[14 empty] | 3554 | 0.00878
[14 empty] | 3555 | 0.00723
[14 empty] | 3556 | 0.0116
[14 empty] | 3557 | 0.00959
[14 empty] | 3559 | 0.0121
[14 empty] | 3560 | 0.00828
[14 empty] | 3561 | 0.0127
[14 empty] | 3563 | 0.0127
[14 empty] | 3564 | 0.0123
[14 empty] | 3565 | 0.0107
[14 empty] | 3566 | 0.0106
[14 empty] | 3568 | 0.00776
[14 empty] | 3569 | 0.00779
[14 empty] | 3570 | 0.00695
[14 empty] | 3571 | 0.0101
[14 empty] | 3573 | 0.0103
[14 empty] | 3574 | 0.00781
[14 empty] | 3575 | 0.00801
[14 empty] | 3577 | 0.00874
[14 empty] | 3578 | 0.0113
[14 empty] | 3579 | 0.0119
[14 empty] | 3580 | 0.0118
[14 empty] | 3582 | 0.00692
[14 empty] | 3583 | 0.0111
[14 empty] | 3584 | 0.00802
[14 empty] | 3586 | 0.00879
[14 empty] | 3587 | 0.0101
[14 empty] | 3588 | 0.00819
[14 empty] | 3589 | 0.00884
[14 empty] | 3591 | 0.011
[14 empty] | 3592 | 0.0104
[14 empty] | 3593 | 0.00688
[14 empty] | 3595 | 0.0118
[14 empty] | 3596 | 0.0116
[14 empty] | 3597 | 0.00802
[14 empty] | 3598 | 0.0117
[14 empty] | 3600 | 0.0112
[14 empty] | 3601 | 0.00795
[14 empty] | 3602 | 0.0121
[14 empty] | 3604 | 0.0123
[14 empty] | 3605 | 0.011
[14 empty] | 3606 | 0.0101
[14 empty] | 3608 | 0.00625
[14 empty] | 3609 | 0.0116
[14 empty] | 3610 | 0.00944
[14 empty] | 3611 | 0.00951
[14 empty] | 3613 | 0.0104
[14 empty] | 3614 | 0.00751
[14 empty] | 3615 | 0.012
[14 empty] | 3617 | 0.00825
[14 empty] | 3618 | 0.0116
[14 empty] | 3619 | 0.012
[14 empty] | 3621 | 0.0118
[14 empty] | 3622 | 0.0119
[14 empty] | 3623 | 0.012
[14 empty] | 3625 | 0.0115
[14 empty] | 3626 | 0.00985
[14 empty] | 3627 | 0.0074
[14 empty] | 3628 | 0.0105
[14 empty] | 3630 | 0.0121
[14 empty] | 3631 | 0.00804
[14 empty] | 3632 | 0.0106
[14 empty] | 3634 | 0.011
[14 empty] | 3635 | 0.00822
[14 empty] | 3636 | 0.0114
[14 empty] | 3638 | 0.0118
[14 empty] | 3639 | 0.0116
[14 empty] | 3640 | 0.0112
[14 empty] | 3642 | 0.0119
[14 empty] | 3643 | 0.0118
[14 empty] | 3644 | 0.0111
[14 empty] | 3646 | 0.0106
[14 empty] | 3647 | 0.00901
[14 empty] | 3648 | 0.0103
[14 empty] | 3650 | 0.0117
[14 empty] | 3651 | 0.00851
[14 empty] | 3652 | 0.0105
[14 empty] | 3654 | 0.0104
[14 empty] | 3655 | 0.0108
[14 empty] | 3656 | 0.0117
[14 empty] | 3658 | 0.0117
[14 empty] | 3659 | 0.0117
[14 empty] | 3660 | 0.0112
[14 empty] | 3662 | 0.00971
[14 empty] | 3663 | 0.0101
[14 empty] | 3664 | 0.0114
[14 empty] | 3666 | 0.0113
[14 empty] | 3667 | 0.00803
[14 empty] | 3668 | 0.00709
[14 empty] | 3670 | 0.0108
[14 empty] | 3671 | 0.00743
[14 empty] | 3672 | 0.0048
[14 empty] | 3674 | 0.00467
[14 empty] | 3675 | 0.00468
[14 empty] | 3676 | 0.00429
[14 empty] | 3678 | 0.00717
[14 empty] | 3679 | 0.00887
[14 empty] | 3681 | 0.00898
[14 empty] | 3682 | 0.0081
[14 empty] | 3683 | 0.00749
[14 empty] | 3685 | 0.0104
[14 empty] | 3686 | 0.0108
[14 empty] | 3687 | 0.00882
[14 empty] | 3689 | 0.00951
[14 empty] | 3690 | 0.0105
[14 empty] | 3691 | 0.00998
[14 empty] | 3693 | 0.00848
[14 empty] | 3694 | 0.0105
[14 empty] | 3695 | 0.0101
[14 empty] | 3697 | 0.0108
[14 empty] | 3698 | 0.011
[14 empty] | 3700 | 0.0109
[14 empty] | 3701 | 0.0106
[14 empty] | 3702 | 0.0112
[14 empty] | 3704 | 0.0112
[14 empty] | 3705 | 0.0104
[14 empty] | 3706 | 0.0104
[14 empty] | 3708 | 0.0106
[14 empty] | 3709 | 0.00934
[14 empty] | 3711 | 0.00766
[14 empty] | 3712 | 0.0105
[14 empty] | 3713 | 0.00683
[14 empty] | 3715 | 0.0102
[14 empty] | 3716 | 0.0107
[14 empty] | 3717 | 0.00809
[14 empty] | 3719 | 0.0107
[14 empty] | 3720 | 0.0108
[14 empty] | 3722 | 0.0108
[14 empty] | 3723 | 0.0107
[14 empty] | 3724 | 0.0107
[14 empty] | 3726 | 0.0108
[14 empty] | 3727 | 0.0105
[14 empty] | 3729 | 0.0104
[14 empty] | 3730 | 0.00652
[14 empty] | 3731 | 0.0101
[14 empty] | 3733 | 0.0105
[14 empty] | 3734 | 0.00681
[14 empty] | 3736 | 0.00799
[14 empty] | 3737 | 0.00963
[14 empty] | 3738 | 0.00822
[14 empty] | 3740 | 0.0103
[14 empty] | 3741 | 0.00704
[14 empty] | 3743 | 0.00975
[14 empty] | 3744 | 0.0102
[14 empty] | 3745 | 0.0102
[14 empty] | 3747 | 0.0103
[14 empty] | 3748 | 0.0105
[14 empty] | 3750 | 0.00979
[14 empty] | 3751 | 0.00723
[14 empty] | 3752 | 0.00976
[14 empty] | 3754 | 0.00983
[14 empty] | 3755 | 0.00685
[14 empty] | 3757 | 0.0103
[14 empty] | 3758 | 0.00787
[14 empty] | 3759 | 0.00966
[14 empty] | 3761 | 0.00816
[14 empty] | 3762 | 0.00985
[14 empty] | 3764 | 0.00798
[14 empty] | 3765 | 0.00938
[14 empty] | 3766 | 0.00737
[14 empty] | 3768 | 0.0103
[14 empty] | 3769 | 0.0102
[14 empty] | 3771 | 0.00682
[14 empty] | 3772 | 0.00994
[14 empty] | 3774 | 0.00956
[14 empty] | 3775 | 0.007
[14 empty] | 3776 | 0.0101
[14 empty] | 3778 | 0.0102
[14 empty] | 3779 | 0.0101
[14 empty] | 3781 | 0.00987
[14 empty] | 3782 | 0.00795
[14 empty] | 3784 | 0.00862
[14 empty] | 3785 | 0.00761
[14 empty] | 3786 | 0.0101
[14 empty] | 3788 | 0.00991
[14 empty] | 3789 | 0.00564
[14 empty] | 3791 | 0.0087
[14 empty] | 3792 | 0.00719
[14 empty] | 3794 | 0.00731
[14 empty] | 3795 | 0.00955
[14 empty] | 3797 | 0.01
[14 empty] | 3798 | 0.00959
[14 empty] | 3799 | 0.0101
[14 empty] | 3801 | 0.00992
[14 empty] | 3802 | 0.00984
[14 empty] | 3804 | 0.00959
[14 empty] | 3805 | 0.00806
[14 empty] | 3807 | 0.00999
[14 empty] | 3808 | 0.00969
[14 empty] | 3810 | 0.00731
[14 empty] | 3811 | 0.0085
[14 empty] | 3812 | 0.00714
[14 empty] | 3814 | 0.0058
[14 empty] | 3815 | 0.00957
[14 empty] | 3817 | 0.00793
[14 empty] | 3818 | 0.0097
[14 empty] | 3820 | 0.00945
[14 empty] | 3821 | 0.00999
[14 empty] | 3823 | 0.00998
[14 empty] | 3824 | 0.00979
[14 empty] | 3826 | 0.00982
[14 empty] | 3827 | 0.00834
[14 empty] | 3828 | 0.00965
[14 empty] | 3830 | 0.0098
[14 empty] | 3831 | 0.00973
[14 empty] | 3833 | 0.00937
[14 empty] | 3834 | 0.00604
[14 empty] | 3836 | 0.00783
[14 empty] | 3837 | 0.00795
[14 empty] | 3839 | 0.00859
[14 empty] | 3840 | 0.00929
[14 empty] | 3842 | 0.00946
[14 empty] | 3843 | 0.00919
[14 empty] | 3845 | 0.00815
[14 empty] | 3846 | 0.00891
[14 empty] | 3848 | 0.00886
[14 empty] | 3849 | 0.00923
[14 empty] | 3851 | 0.00819
[14 empty] | 3852 | 0.00917
[14 empty] | 3854 | 0.00914
[14 empty] | 3855 | 0.00821
[14 empty] | 3857 | 0.00787
[14 empty] | 3858 | 0.00873
[14 empty] | 3860 | 0.00726
[14 empty] | 3861 | 0.00808
[14 empty] | 3862 | 0.008
[14 empty] | 3864 | 0.00816
[14 empty] | 3865 | 0.0078
[14 empty] | 3867 | 0.00828
[14 empty] | 3868 | 0.00692
[14 empty] | 3870 | 0.0079
[14 empty] | 3871 | 0.007
[14 empty] | 3873 | 0.00694
[14 empty] | 3874 | 0.00631
[14 empty] | 3876 | 0.00746
[14 empty] | 3877 | 0.00564
[14 empty] | 3879 | 0.00728
[14 empty] | 3880 | 0.00563
[14 empty] | 3882 | 0.00709
[14 empty] | 3883 | 0.00708
[14 empty] | 3885 | 0.00584
[14 empty] | 3887 | 0.0071
[14 empty] | 3888 | 0.00715
[14 empty] | 3890 | 0.006
[14 empty] | 3891 | 0.00703
[14 empty] | 3893 | 0.00732
[14 empty] | 3894 | 0.00742
[14 empty] | 3896 | 0.00702
[14 empty] | 3897 | 0.00806
[14 empty] | 3899 | 0.00768
[14 empty] | 3900 | 0.00755
[14 empty] | 3902 | 0.00838
[14 empty] | 3903 | 0.00788
[14 empty] | 3905 | 0.00798
[14 empty] | 3906 | 0.00767
[14 empty] | 3908 | 0.00767
[14 empty] | 3909 | 0.00746
[14 empty] | 3911 | 0.0068
[14 empty] | 3912 | 0.00615
[14 empty] | 3914 | 0.00714
[14 empty] | 3915 | 0.00703
[14 empty] | 3917 | 0.00679
[14 empty] | 3918 | 0.00698
[14 empty] | 3920 | 0.00691
[14 empty] | 3922 | 0.00681
[14 empty] | 3923 | 0.00673
[14 empty] | 3925 | 0.00676
[14 empty] | 3926 | 0.00674
[14 empty] | 3928 | 0.00691
[14 empty] | 3929 | 0.00683
[14 empty] | 3931 | 0.00711
[14 empty] | 3932 | 0.00716
[14 empty] | 3934 | 0.00724
[14 empty] | 3935 | 0.0073
[14 empty] | 3937 | 0.00735
[14 empty] | 3939 | 0.00731
[14 empty] | 3940 | 0.00742
[14 empty] | 3942 | 0.00732
[14 empty] | 3943 | 0.00739
[14 empty] | 3945 | 0.00755
[14 empty] | 3946 | 0.00749
[14 empty] | 3948 | 0.00743
[14 empty] | 3949 | 0.00766
[14 empty] | 3951 | 0.00759
[14 empty] | 3953 | 0.00756
[14 empty] | 3954 | 0.00755
[14 empty] | 3956 | 0.00773
[14 empty] | 3957 | 0.00775
[14 empty] | 3959 | 0.00752
[14 empty] | 3960 | 0.00776
[14 empty] | 3962 | 0.00785
[14 empty] | 3964 | 0.00776
[14 empty] | 3965 | 0.00772
[14 empty] | 3967 | 0.00776
[14 empty] | 3968 | 0.00771
[14 empty] | 3970 | 0.00766
[14 empty] | 3971 | 0.00761
[14 empty] | 3973 | 0.00766
[14 empty] | 3975 | 0.0075
[14 empty] | 3976 | 0.00725
[14 empty] | 3978 | 0.00755
[14 empty] | 3979 | 0.00743
[14 empty] | 3981 | 0.00715
[14 empty] | 3982 | 0.00741
[14 empty] | 3984 | 0.00739
[14 empty] | 3986 | 0.00736
[14 empty] | 3987 | 0.00736
[14 empty] | 3989 | 0.00731
[14 empty] | 3990 | 0.00729
[14 empty] | 3992 | 0.00721
[14 empty] | 3994 | 0.00719
[14 empty] | 3995 | 0.00712
[14 empty] | 3997 | 0.00712
[14 empty] | 3998 | 0.0071
[14 empty] | 4000 | 0.00701
[14 empty] | 4002 | 0.007
[14 empty] | 4003 | 0.00693
[14 empty] | 4005 | 0.00691
[14 empty] | 4006 | 0.00687
[14 empty] | 4008 | 0.00653
[14 empty] | 4010 | 0.00648
[14 empty] | 4011 | 0.0067
[14 empty] | 4013 | 0.00661
[14 empty] | 4014 | 0.00658
[14 empty] | 4016 | 0.00655
[14 empty] | 4018 | 0.00642
[14 empty] | 4019 | 0.00645
[14 empty] | 4021 | 0.00641
[14 empty] | 4023 | 0.00634
[14 empty] | 4024 | 0.00617
[14 empty] | 4026 | 0.00625
[14 empty] | 4027 | 0.00614
[14 empty] | 4029 | 0.00593
[14 empty] | 4031 | 0.00607
[14 empty] | 4032 | 0.00595
[14 empty] | 4034 | 0.00593
[14 empty] | 4036 | 0.0055
[14 empty] | 4037 | 0.00568
[14 empty] | 4039 | 0.00574
[14 empty] | 4040 | 0.00569
[14 empty] | 4042 | 0.00524
[14 empty] | 4044 | 0.00553
[14 empty] | 4045 | 0.00545
[14 empty] | 4047 | 0.00545
[14 empty] | 4049 | 0.00541
[14 empty] | 4050 | 0.00517
[14 empty] | 4052 | 0.00536
[14 empty] | 4054 | 0.00532
[14 empty] | 4055 | 0.00532
[14 empty] | 4057 | 0.00527
[14 empty] | 4058 | 0.0054
[14 empty] | 4060 | 0.00541
[14 empty] | 4062 | 0.00542
[14 empty] | 4063 | 0.00537
[14 empty] | 4065 | 0.00522
[14 empty] | 4067 | 0.00512
[14 empty] | 4068 | 0.00513
[14 empty] | 4070 | 0.00505
[14 empty] | 4072 | 0.00499
[14 empty] | 4073 | 0.00493
[14 empty] | 4075 | 0.00467
[14 empty] | 4077 | 0.00478
[14 empty] | 4078 | 0.00468
[14 empty] | 4080 | 0.00462
[14 empty] | 4082 | 0.00462
[14 empty] | 4083 | 0.00457
[14 empty] | 4085 | 0.00433
[14 empty] | 4087 | 0.00448
[14 empty] | 4088 | 0.00447
[14 empty] | 4090 | 0.0044
[14 empty] | 4092 | 0.00438
[14 empty] | 4093 | 0.00436
[14 empty] | 4095 | 0.0043
[14 empty] | 4097 | 0.0042
[14 empty] | 4098 | 0.0043
[14 empty] | 4100 | 0.00429
[14 empty] | 4102 | 0.00427
[14 empty] | 4103 | 0.00425
[14 empty] | 4105 | 0.00423
[14 empty] | 4107 | 0.0042
[14 empty] | 4108 | 0.0042
[14 empty] | 4110 | 0.00413
[14 empty] | 4112 | 0.00405
[14 empty] | 4114 | 0.00407
[14 empty] | 4115 | 0.00399
[14 empty] | 4117 | 0.00397
[14 empty] | 4119 | 0.00399
[14 empty] | 4120 | 0.00396
[14 empty] | 4122 | 0.0039
[14 empty] | 4124 | 0.00385
[14 empty] | 4125 | 0.00384
[14 empty] | 4127 | 0.00372
[14 empty] | 4129 | 0.00375
[14 empty] | 4131 | 0.00367
[14 empty] | 4132 | 0.00364
[14 empty] | 4134 | 0.00361
[14 empty] | 4136 | 0.00351
[14 empty] | 4137 | 0.00348
[14 empty] | 4139 | 0.00338
[14 empty] | 4141 | 0.00335
[14 empty] | 4143 | 0.00326
[14 empty] | 4144 | 0.00325
[14 empty] | 4146 | 0.00316
[14 empty] | 4148 | 0.0031
[14 empty] | 4149 | 0.00305
[14 empty] | 4151 | 0.00295
[14 empty] | 4153 | 0.00289
[14 empty] | 4155 | 0.00275
[14 empty] | 4156 | 0.0027
[14 empty] | 4158 | 0.00259
[14 empty] | 4160 | 0.00252
[14 empty] | 4161 | 0.00242
[14 empty] | 4163 | 0.00234
[14 empty] | 4165 | 0.00223
[14 empty] | 4167 | 0.00213
[14 empty] | 4168 | 0.00198
[14 empty] | 4170 | 0.00183
[14 empty] | 4172 | 0.00167
[14 empty] | 4174 | 0.00151
[14 empty] | 4175 | 0.00131
[14 empty] | 4177 | 0.00111
[14 empty] | 4179 | 0.000862
[14 empty] | 4181 | 0.000544
[14 empty] | 4182 | 0.00026
[14 empty] | 4184 | 0.000157
[14 empty] | 4186 | 3.3e-05
[14 empty] | 4188 | 6.29e-06
[14 empty] | 4189 | 3.58e-07
[14 empty] | 4191 | 7.13e-09
[14 empty] | 4193 | 3.87e-12
[14 empty] | 4195 | 7.79e-15
[14 empty] | 4196 | 1.45e-19
[14 empty] | 4198 | 0
[14 empty] | 4200 | 0
[14 empty] | 4202 | 0
[14 empty] | 4203 | 0
[14 empty] | 4205 | 0
[14 empty] | 4207 | 0
[14 empty] | 4209 | 0
[14 empty] | 4211 | 0
[14 empty] | 4212 | 0
[14 empty] | 4214 | 0
[14 empty] | 4216 | 0
[14 empty] | 4218 | 0
[14 empty] | 4219 | 0
[14 empty] | 4221 | 0
[14 empty] | 4223 | 0
[14 empty] | 4225 | 0
[14 empty] | 4227 | 0
[14 empty] | 4228 | 0
[14 empty] | 4230 | 0
[14 empty] | 4232 | 0
[14 empty] | 4234 | 0
[14 empty] | 4235 | 0
[14 empty] | 4237 | 0
[14 empty] | 4239 | 0
[14 empty] | 4241 | 0
[14 empty] | 4243 | 0
[14 empty] | 4244 | 0
[14 empty] | 4246 | 0
[14 empty] | 4248 | 0
[14 empty] | 4250 | 0
[14 empty] | 4252 | 0
[14 empty] | 4254 | 0
[14 empty] | 4255 | 0
[14 empty] | 4257 | 0
[14 empty] | 4259 | 0
[14 empty] | 4261 | 0
[14 empty] | 4263 | 0
[14 empty] | 4264 | 0
[14 empty] | 4266 | 0
[14 empty] | 4268 | 0
[14 empty] | 4270 | 0
[14 empty] | 4272 | 0
[14 empty] | 4274 | 0
[14 empty] | 4275 | 0
[14 empty] | 4277 | 0
[14 empty] | 4279 | 0
[14 empty] | 4281 | 0
[14 empty] | 4283 | 0
[14 empty] | 4284 | 0
[14 empty] | 4286 | 0
[14 empty] | 4288 | 0
[14 empty] | 4290 | 0
[14 empty] | 4292 | 0
[14 empty] | 4294 | 0
[14 empty] | 4296 | 0
[14 empty] | 4297 | 0
[14 empty] | 4299 | 0
[14 empty] | 4301 | 0
[14 empty] | 4303 | 0
[14 empty] | 4305 | 0
[14 empty] | 4307 | 0
[14 empty] | 4308 | 0
[14 empty] | 4310 | 0
[14 empty] | 4312 | 0
[14 empty] | 4314 | 0
[14 empty] | 4316 | 0
[14 empty] | 4318 | 0
[14 empty] | 4320 | 0
[14 empty] | 4322 | 0
[14 empty] | 4323 | 0
[14 empty] | 4325 | 0
[14 empty] | 4327 | 0
[14 empty] | 4329 | 0
[14 empty] | 4331 | 0
[14 empty] | 4333 | 0
[14 empty] | 4335 | 0
[14 empty] | 4337 | 0
[14 empty] | 4338 | 0
[14 empty] | 4340 | 2.84e-36
[14 empty] | 4342 | 5.86e-37
[14 empty] | 4344 | 4.91e-33
[14 empty] | 4346 | 5.46e-35
[14 empty] | 4348 | 4.78e-33
[14 empty] | 4350 | 9.38e-31
[14 empty] | 4352 | 5.2e-29
[14 empty] | 4354 | 2.7e-27
[14 empty] | 4355 | 7.81e-32
[14 empty] | 4357 | 5.52e-24
[14 empty] | 4359 | 3.36e-24
[14 empty] | 4361 | 3.88e-26
[14 empty] | 4363 | 7.43e-21
[14 empty] | 4365 | 8.15e-22
[14 empty] | 4367 | 1.17e-19
[14 empty] | 4369 | 1.83e-19
[14 empty] | 4371 | 1.07e-16
[14 empty] | 4373 | 4.91e-15
[14 empty] | 4374 | 2.28e-13
[14 empty] | 4376 | 2.69e-11
[14 empty] | 4378 | 6.83e-10
[14 empty] | 4380 | 3.26e-09
[14 empty] | 4382 | 1.05e-11
[14 empty] | 4384 | 4.86e-11
[14 empty] | 4386 | 8.03e-12
[14 empty] | 4388 | 1.4e-12
[14 empty] | 4390 | 2.5e-13
[14 empty] | 4392 | 1.22e-16
[14 empty] | 4394 | 4.44e-13
[14 empty] | 4396 | 5.46e-13
[14 empty] | 4398 | 2.44e-14
[14 empty] | 4399 | 2e-13
[14 empty] | 4401 | 1.69e-18
[14 empty] | 4403 | 8.83e-13
[14 empty] | 4405 | 4.07e-13
[14 empty] | 4407 | 4.59e-12
[14 empty] | 4409 | 4.42e-11
[14 empty] | 4411 | 2.44e-13
[14 empty] | 4413 | 3.39e-11
[14 empty] | 4415 | 4.13e-15
[14 empty] | 4417 | 1.65e-10
[14 empty] | 4419 | 2.67e-13
[14 empty] | 4421 | 9.25e-10
[14 empty] | 4423 | 4.61e-10
[14 empty] | 4425 | 5.39e-09
[14 empty] | 4427 | 2.59e-09
[14 empty] | 4429 | 2.04e-08
[14 empty] | 4431 | 1e-07
[14 empty] | 4433 | 7.82e-08
[14 empty] | 4435 | 1.37e-07
[14 empty] | 4437 | 1.41e-07
[14 empty] | 4439 | 5.78e-07
[14 empty] | 4440 | 5.14e-07
[14 empty] | 4442 | 1.63e-06
[14 empty] | 4444 | 4.34e-07
[14 empty] | 4446 | 3.31e-06
[14 empty] | 4448 | 1.12e-06
[14 empty] | 4450 | 6.55e-06
[14 empty] | 4452 | 2.4e-06
[14 empty] | 4454 | 8.97e-06
[14 empty] | 4456 | 2.69e-06
[14 empty] | 4458 | 8.32e-06
[14 empty] | 4460 | 3.13e-06
[14 empty] | 4462 | 1.17e-05
[14 empty] | 4464 | 1.11e-05
[14 empty] | 4466 | 5.33e-06
[14 empty] | 4468 | 1.34e-05
[14 empty] | 4470 | 6.99e-06
[14 empty] | 4472 | 2.7e-05
[14 empty] | 4474 | 6.06e-06
[14 empty] | 4476 | 3.12e-05
[14 empty] | 4478 | 7.72e-06
[14 empty] | 4480 | 5.95e-05
[14 empty] | 4482 | 1.79e-05
[14 empty] | 4484 | 7.95e-05
[14 empty] | 4486 | 3.78e-05
[14 empty] | 4488 | 8.82e-05
[14 empty] | 4490 | 0.000157
[14 empty] | 4492 | 0.00011
[14 empty] | 4494 | 0.000231
[14 empty] | 4496 | 0.000775
[14 empty] | 4498 | 0.00043
[14 empty] | 4500 | 0.00026
[14 empty] | 4502 | 0.000205
[14 empty] | 4505 | 0.000285
[14 empty] | 4507 | 7.09e-05
[14 empty] | 4509 | 0.000118
[14 empty] | 4511 | 0.000148
[14 empty] | 4513 | 0.000138
[14 empty] | 4515 | 0.000153
[14 empty] | 4517 | 8.4e-05
[14 empty] | 4519 | 0.000151
[14 empty] | 4521 | 0.000134
[14 empty] | 4523 | 0.000218
[14 empty] | 4525 | 9.62e-05
[14 empty] | 4527 | 7.61e-05
[14 empty] | 4529 | 0.000231
[14 empty] | 4531 | 0.000209
[14 empty] | 4533 | 0.000172
[14 empty] | 4535 | 0.000154
[14 empty] | 4537 | 0.000191
[14 empty] | 4539 | 0.000216
[14 empty] | 4541 | 0.000286
[14 empty] | 4543 | 0.000342
[14 empty] | 4545 | 0.000202
[14 empty] | 4548 | 0.000346
[14 empty] | 4550 | 0.00041
[14 empty] | 4552 | 0.000348
[14 empty] | 4554 | 0.000501
[14 empty] | 4556 | 0.000431
[14 empty] | 4558 | 0.000439
[14 empty] | 4560 | 0.000884
[14 empty] | 4562 | 0.000595
[14 empty] | 4564 | 0.000648
[14 empty] | 4566 | 0.000457
[14 empty] | 4568 | 0.000741
[14 empty] | 4570 | 0.000884
[14 empty] | 4572 | 0.000329
[14 empty] | 4575 | 0.00105
[14 empty] | 4577 | 0.000891
[14 empty] | 4579 | 0.00154
[14 empty] | 4581 | 0.00099
[14 empty] | 4583 | 0.00152
[14 empty] | 4585 | 0.00154
[14 empty] | 4587 | 0.00122
Note on A22: Latitude of location + for N, - for S of Equator
Note on A24: Longitude for location of interest + for E, - for W of Greenwich
Note on B2: Enter the TILT of the SURFACE of interest in Degrees. Enter a number LESS than 0 (e.g., -1) for a SUN TRACKING SURFACE
Note on B3: Enter the local STANDARD time in Hours
Note on B4: Enter the MINUTES part of the local STANDARD time (0 to 59)
Note on B6: Enter the Azimuth of a fixed tilt collector. (180 = south, 90 = east, etc.) If Solar Tracking collector, (cell B2 < 0); no effect on spectrum on surface
Note on B7: Enter the total Aerosol Optical Depth. Range for clear skies is 0.05 to 0.55. Higher optical depths result from clouds, smoke, and larger particles in the atmosphere. Aerosols are the major scattering and absorption elements in the atmosphere. Optical Depth (or thickness) is related to the ratio of radiant flux exiting a plane (Iout) to that entering the plane (Iin). Since Iout=Iin*exp(-t*L) --known as Beer's law--Iout is very sensitive to the thickness, t. L is the path length through the medium the radiation traverses (in this case, the Air Mass)
Note on B8: The exponent a on the Angstrom expression for turbidity, t, t=b*l-a
Note on B9: Albedo; or surface reflectance, does not affect Direct Beam computation. Used for computing diffuse sky and reflected diffuse radiation
Note on B10: Enter the total column Ozone, O3, in centimeters.The total thickness of Ozone if all were condensed at the surface. The EST O3 cell below computes a climatological estimate based on Lat, Long, day of the year.
Note on B11: Zenith angle,Z, in degrees. Complement of Solar elevation, e; Z= 90 - e Cos(Z)=Cos(d)cos(L)cos(H)+sin(d)sin(H) L= Latitude, d=Declination, H=hour angle
Note on B12: Enter the Total Precipitable Water Vapor in centimeters. The total thickness of all water in a column of atmosphere, if it were condensed at the surface. Usually 0.3 to 6 cm.
Note on B13: Recommended rural aerosol scattering asymmetry factor, forward to total scattering ratio
Note on B14: Angle of Incidence: For fixed orientation, derived from Cell F18, using SLOPE and AZIMUTH of Surface, Latitude and Longitude, Day of Year (Declination and equation of Time for the sun) for fixed orientation. Set =0 for Solar Tracking surfaces if Cell B2 <0.
Note on B15: Enter slope of fixed tilt collector surface. Assumed = Z for sun tracking collector (Cell B2<0)
Note on B16: Enter the surface pressure in milliBars, mB. Standard (sea level) pressures is 1013.25 mB. Lower pressures (say at high elevations) mean less atmosphere to absorb the radiation.
Note on B17: Enter the day of the year, 1-365. The distance from the earth to the sun varies depending on the day of the year by +/-3% from winter (closest) to summer (most distant)
Note on B18: Single scattering albedo factors

## Model Input and Computed Result
DISCLAIMER
USER INPUTS
Fixed Tilt? | 37 | 8
Hour | 12 | Surf. Azim | 0 | (Radians)
Minute | 6
Time Zone | -7
Azim | 180 | RANGE | SRC | Interm. Parameters | [36 empty] | Photon Flux Constants
AOD | 0.27 | 0.01-0.5 | 0.27 | AM= | 1.5 | [27 empty] | TOTAL Integral W/m2 | [7 empty] | XH | 6.6262e-34 |  | total PAR (Photons/6.023*10^17)
Alpha | 1.14 | 1.14 | 1.14 | AMP= | 1.5004 | [27 empty] | 975.0695 | [7 empty] | XC | 299792458 |  | 146.8331 | micro Einsteins
Albedo | 0.2 | 0.2-0.9 | 0.2 | Declination | -8.2577 | -0.14412 | Dec Rad | [25 empty] | DIRECT Integral W/m2(*) | [7 empty] | Evolt | 1.6022e-19
O3 | 0.34 | 0.1-0.35 | 0.34 | Eqntime | -13.0713 |  | alg | -1.0498 | [24 empty] | 773.5111 | [7 empty] | Const | 503403614993251
Zenith ang | 48.2854 | 0-90 | 48.3 | Zrad= | 0.84274 |  | afs | -1.8341 | [24 empty] | Diffuse Integral W/m2 | [5 empty] | Dif/GLO RATIO |  | XC | 299792458000000
Precip H20 | 1.42 | 0.01-9.0 | 1.42 | DAYANGL | 0.99842 |  | bfs | 0.17599 | [24 empty] | 216.8053 | [5 empty] | 22.23%
ASYM | 0.65 | 0.65 | 0.65 | AMOZ= | 1.4964 |  | FSP | 0.80944 | [24 empty] | Check:
AOI | 11.3949 | 0-90 | 11.3 | RadVec= | 1.0195 | 0.64577 | Slope Rad | [25 empty] | DIR+DIF =
Slope | 37 | 0-90 | 37 | Hour Angle | -1.7678 | -0.030854 | HA RAD | [25 empty] | 975.0695
Press | 1013.25 | 0-1030 | 1013 | Zen Deg | 48.2854 | 0.69813 | LAT RAD
Nday | 59 | 1-365 |  | Cos (AOI) | 0.98029 | [27 empty] | (*) NOTE: Direct is NOT DNI
Omeg | 0.945 | 0.945 |  | Solar Azim | 177.656 | [27 empty] | on sloped surface;
OmegP | 0.095 | 0.095 | [30 empty] | I.e.; DNI * Cos (I) ; I =incidence angle
|  | FIXED MODEL DATA | [5 empty] | COMPUTATION FIELDS | [19 empty] | RESULTS | DIRECT | DIFFUSE | TOTAL (onTILT) | ASTM STD SPECTRA | [7 empty] | ASTM | Per Unit Wavelength |  |  | Per unit Electron Volt
EST O3 | um | ETR | Water Abs | O3 Abs | Uni Abs | OMEGL | TR | TOZ | TUGA | Th20 | DELA | TA | tas | taa | dray | daer | trp | twp | tup | tasp | taap | rhoa | drgd | Hz Dif | ref | difsc | difsi | um | W/m2/um | W/m2/um | W/m2/um | um | DNI W/m2/um |  | INTEGRALS |  |  | um | GT W/m2/um | Global | PFD DNI | PFD DIF | PFD TOT | Energy/Ev | PFD DNI | PFD DIF | PFD TOT
function | 0.3 | 535.9 | 0 | 10 | 0 | 0.9376 | 0.15922 | 0.0061724 | 1 | 1 | 0.48336 | 0.48431 | 0.50672 | 0.95577 | 0.88519 | 0.056494 | 0.11031 | 1 | 1 | 0.4423 | 0.94716 | 0.43244 | 0.10554 | 0.78161 | 0.019223 | 0.00055874 | 0.70258 | 0.3 | 0.26004 | 0.72236 | 0.97728 |  | Direct Std | Glob Integral | Dir Integral | dif Integral | ref |  | Global Std |  | 3.9272e+13 | 109091716492542 | 147589746327409 | 4.1328 | 2.8507e+12 | 7.9189e+12 | 1.0713e+13
of lat, long | 0.305 | 558.3 | 0 | 4.8 | 0 | 0.93842 | 0.18056 | 0.08698 | 1 | 1 | 0.47434 | 0.49091 | 0.51289 | 0.95713 | 12.6646 | 0.99042 | 0.12828 | 1 | 1 | 0.44878 | 0.94878 | 0.42632 | 1.545 | 11.4653 | 0.28967 | 0.13276 | 10.2299 | 0.305 | 4.3882 | 10.6523 | 14.954 | 0.305 | 3.4 | 0.039828 | 0.011621 | 0.028437 | 0.0475 | 0.305 | 9.2 | 0.0092 | 673751751082774 | 1635534279144910 | 2296005570882290 | 4.0651 | 50550995840067 | 122712685211536 | 172267259975080
and doy | 0.31 | 622 | 0 | 2.7 | 0 | 0.93919 | 0.20257 | 0.25318 | 1 | 1 | 0.46563 | 0.49736 | 0.51894 | 0.95841 | 39.9618 | 3.7743 | 0.14726 | 1 | 1 | 0.45514 | 0.95031 | 0.41971 | 4.994 | 37.1445 | 0.96469 | 1.423 | 32.536 | 0.31 | 16.1749 | 34.9237 | 50.7798 | 0.31 | 15.6 | 0.16433 | 0.051408 | 0.11394 | 0.14175 | 0.31 | 40.8 | 0.0408 | 2524179529875390 | 5450022433024390 | 7924447341003640 | 3.9995 | 195647254555266 | 422427134704824 | 614217945984086
LAT | 0.315 | 692.7 | 0 | 1.35 | 0 | 0.93989 | 0.22508 | 0.50317 | 1 | 1 | 0.45721 | 0.50368 | 0.52488 | 0.95961 | 85.9374 | 9.6758 | 0.16711 | 1 | 1 | 0.46139 | 0.95173 | 0.41267 | 11.0127 | 82.1281 | 2.1936 | 7.0363 | 69.5639 | 0.315 | 40.285 | 78.7938 | 118.2847 | 0.315 | 41.1 | 0.42266 | 0.14115 | 0.28429 | 0.28075 | 0.315 | 103.9 | 0.1039 | 6388074417180790 | 12494501075693800 | 18756658844114300 | 3.936 | 511235736332671 | 999931284513853 | 1501089948094780
40 | 0.32 | 715.1 | 0 | 0.8 | 0 | 0.94054 | 0.24795 | 0.66564 | 1 | 1 | 0.44907 | 0.50987 | 0.5307 | 0.96074 | 113.8791 | 15.108 | 0.18767 | 1 | 1 | 0.46754 | 0.95307 | 0.40525 | 14.9771 | 112.0441 | 3.0782 | 14.1606 | 92.1188 | 0.32 | 61.3481 | 109.3576 | 169.4964 | 0.32 | 71.2 | 0.71945 | 0.25408 | 0.47038 | 0.4285 | 0.32 | 174.4 | 0.1744 | 9882514595167240 | 17616315531306200 | 27304033848615200 | 3.8745 | 816201805096752 | 1454940278341450 | 2255053761778480
Long | 0.325 | 832.9 | 0 | 0.38 | 0 | 0.94114 | 0.271 | 0.82421 | 1 | 1 | 0.44121 | 0.51592 | 0.53641 | 0.96179 | 159.1689 | 24.6218 | 0.2088 | 1 | 1 | 0.47358 | 0.95433 | 0.39752 | 21.4981 | 161.4284 | 4.5617 | 27.9394 | 128.1196 | 0.325 | 97.8526 | 160.6207 | 256.5445 | 0.325 | 100.2 | 1.0651 | 0.398 | 0.67495 | 0.6315 | 0.325 | 237.9 | 0.2379 | 16009282604581000 | 26278543527819900 | 41972263870132304 | 3.8149 | 1363856641536020 | 2238711565379890 | 3575684948131420
-105 | 0.33 | 961.9 | 0 | 0.16 | 0 | 0.94168 | 0.29412 | 0.92182 | 1 | 1 | 0.43359 | 0.52184 | 0.54202 | 0.96278 | 199.0281 | 35.56 | 0.23035 | 1 | 1 | 0.47953 | 0.95551 | 0.38953 | 27.6207 | 208.3129 | 6.0538 | 44.2665 | 160.3166 | 0.33 | 138.7496 | 210.637 | 346.6516 | 0.33 | 152.4 | 1.508 | 0.59151 | 0.92814 | 0.77 | 0.33 | 381 | 0.381 | 23049520948657400 | 34991684211038600 | 57586871311364600 | 3.7571 | 2024509939200830 | 3073426672615990 | 5058031079996390
Lambda | 0.335 | 931.9 | 0 | 0.075 | 0 | 0.94218 | 0.31718 | 0.96256 | 1 | 1 | 0.42622 | 0.52765 | 0.54751 | 0.96371 | 194.7208 | 39.8404 | 0.25218 | 1 | 1 | 0.48537 | 0.95661 | 0.38134 | 27.7755 | 210.5509 | 6.2905 | 50.9421 | 158.2541 | 0.335 | 153.0493 | 215.4867 | 365.5193 | 0.335 | 155.6 | 1.7804 | 0.7295 | 1.0653 | 0.8375 | 0.335 | 376 | 0.376 | 25810273633076100 | 36339723913929200 | 61641245934669400 | 3.7011 | 2336212550888080 | 3289283961512610 | 5579446946289120
-1 | 0.34 | 900.6 | 0 | 0.04 | 0 | 0.94263 | 0.34007 | 0.97986 | 1 | 1 | 0.41909 | 0.53333 | 0.55291 | 0.96458 | 185.0968 | 43.0324 | 0.27417 | 1 | 1 | 0.49111 | 0.95765 | 0.37301 | 27.1437 | 206.9697 | 6.354 | 55.2424 | 152.4084 | 0.34 | 163.1698 | 214.0048 | 373.9583 | 0.34 | 179.4 | 1.8487 | 0.79055 | 1.0737 | 0.91525 | 0.34 | 419.5 | 0.4195 | 27927692053408000 | 36628461963508800 | 64005665534579104 | 3.6466 | 2603892261984250 | 3415125334838620 | 5967691740868510
Estimated | 0.345 | 911.3 | 0 | 0.019 | 0 | 0.94304 | 0.3627 | 0.99038 | 1 | 1 | 0.41217 | 0.53889 | 0.5582 | 0.9654 | 182.7737 | 47.943 | 0.2962 | 1 | 1 | 0.49676 | 0.95862 | 0.36457 | 27.5574 | 211.5253 | 6.6691 | 61.4965 | 152.6875 | 0.345 | 179.8424 | 220.8531 | 397.1506 | 0.345 | 186.7 | 1.9278 | 0.85753 | 1.0871 | 0.99675 | 0.345 | 423 | 0.423 | 31233996240003800 | 38356497178699696 | 68974833694490704 | 3.5938 | 2998443526929020 | 3682199030742070 | 6621539620580620
OZONE | 0.35 | 975.5 | 0 | 0.007 | 0 | 0.9434 | 0.38499 | 0.99644 | 1 | 1 | 0.40546 | 0.54434 | 0.5634 | 0.96616 | 189.9198 | 55.8465 | 0.31816 | 1 | 1 | 0.50232 | 0.95953 | 0.35608 | 29.44 | 227.6643 | 7.367 | 71.4004 | 161.1556 | 0.35 | 207.6708 | 239.923 | 443.5004 | 0.35 | 212 | 2.1016 | 0.96878 | 1.1519 | 2.2625 | 0.35 | 466.2 | 0.4662 | 36589788865057696 | 42272334676101504 | 78140894686914304 | 3.5424 | 3615148337367780 | 4176595852590520 | 7720485257503100
(Heuklon) | 0.36 | 975.9 | 0 | 0 | 0 | 0.944 | 0.42827 | 1 | 1 | 1 | 0.39265 | 0.5549 | 0.5735 | 0.96756 | 177.1732 | 64.3565 | 0.36155 | 1 | 1 | 0.51315 | 0.9612 | 0.33908 | 29.0171 | 228.3058 | 7.7654 | 81.4881 | 155.5744 | 0.36 | 236.4423 | 244.8279 | 476.6096 | 0.36 | 240.5 | 4.6006 | 2.2206 | 2.4238 | 2.8225 | 0.36 | 501.4 | 0.5014 | 42849321793031200 | 44369012308313904 | 86373722306072400 | 3.444 | 4478979593968090 | 4637830715112440 | 9028524221050400
0.33774 | 0.37 | 1119.9 | 0 | 0 | 0 | 0.94445 | 0.46953 | 1 | 1 | 1 | 0.38057 | 0.56504 | 0.58324 | 0.96879 | 188.5621 | 82.9462 | 0.40373 | 1 | 1 | 0.52362 | 0.96266 | 0.32229 | 32.5936 | 261.7203 | 9.3288 | 104.2849 | 171.7081 | 0.37 | 302.9046 | 285.3219 | 582.2558 | 0.37 | 324 | 5.2943 | 2.6967 | 2.6507 | 3.432 | 0.37 | 642.1 | 0.6421 | 56418805200634096 | 53143859747614096 | 1.0845e+17 | 3.351 | 6229561285632350 | 5867953602978660 | 11974722724790200
| 0.38 | 1103.8 | 0 | 0 | 0 | 0.94476 | 0.5085 | 1 | 1 | 1 | 0.36918 | 0.57478 | 0.59264 | 0.96988 | 172.1271 | 90.1645 | 0.44425 | 1 | 1 | 0.53376 | 0.96396 | 0.30591 | 31.356 | 257.6889 | 9.596 | 113.1175 | 162.6907 | 0.38 | 328.9024 | 285.4043 | 607.8236 | 0.38 | 362.4 | 5.9504 | 3.159 | 2.8536 | 3.7205 | 0.38 | 686.7 | 0.6867 | 62916852895947904 | 54595944749227800 | 1.1627e+17 | 3.2628 | 7327643196565800 | 6358544407225530 | 13541750921566500
| 0.39 | 1033.8 | 0 | 0 | 0 | 0.94494 | 0.54505 | 1 | 1 | 1 | 0.35841 | 0.58415 | 0.60169 | 0.97083 | 149.1652 | 91.7196 | 0.48283 | 1 | 1 | 0.54356 | 0.9651 | 0.29009 | 28.5895 | 241.0725 | 9.3506 | 115.2773 | 146.4288 | 0.39 | 335.5638 | 271.0567 | 600.0062 | 0.39 | 381.7 | 6.0391 | 3.3223 | 2.7823 | 4.6885 | 0.39 | 694.6 | 0.6946 | 65880379235399200 | 53215867338787200 | 1.178e+17 | 3.1791 | 8081936510235430 | 6528305789382770 | 14450937586741800
| 0.4 | 1479.1 | 0 | 0 | 0 | 0.945 | 0.57913 | 1 | 1 | 1 | 0.34821 | 0.59315 | 0.61044 | 0.97168 | 197.354 | 140.6972 | 0.51928 | 1 | 1 | 0.55305 | 0.96611 | 0.27494 | 39.7274 | 344.4608 | 13.8769 | 177.7154 | 201.292 | 0.4 | 517.9947 | 392.8844 | 900.6687 | 0.4 | 556 | 7.5034 | 4.2678 | 3.3197 | 6.0615 | 0.4 | 976.4 | 0.9764 | 1.043e+17 | 79111763550684608 | 1.8136e+17 | 3.0996 | 13460206938005000 | 10209187460692100 | 23404077491195900
| 0.41 | 1701.3 | 0 | 0 | 0 | 0.94495 | 0.61079 | 1 | 1 | 1 | 0.33854 | 0.60181 | 0.61887 | 0.97243 | 209.8567 | 171.6176 | 0.55352 | 1 | 1 | 0.56224 | 0.96701 | 0.26053 | 44.2901 | 395.6011 | 16.5087 | 218.3996 | 222.4474 | 0.41 | 637.555 | 457.3557 | 1082.3438 | 0.41 | 656.3 | 9.9151 | 5.7777 | 4.2512 | 6.7355 | 0.41 | 1116.2 | 1.1162 | 1.3159e+17 | 94396153152885504 | 2.2339e+17 | 3.024 | 17840857170864000 | 12798295681110300 | 30287488046704600
| 0.42 | 1740.4 | 0 | 0 | 0 | 0.94479 | 0.64009 | 1 | 1 | 1 | 0.32937 | 0.61015 | 0.62702 | 0.97309 | 198.4579 | 184.4415 | 0.58552 | 1 | 1 | 0.57113 | 0.9678 | 0.24688 | 43.8379 | 403.9706 | 17.4197 | 236.9555 | 218.6466 | 0.42 | 692.9607 | 473.0218 | 1152.3234 | 0.42 | 690.8 | 11.1733 | 6.6526 | 4.6519 | 6.6635 | 0.42 | 1141.1 | 1.1411 | 1.4651e+17 | 1.0001e+17 | 2.4364e+17 | 2.952 | 20845050638239100 | 14229035364744200 | 34663204922364300
| 0.43 | 1587.2 | 0 | 0 | 0 | 0.94453 | 0.66713 | 1 | 1 | 1 | 0.32065 | 0.61818 | 0.63489 | 0.97367 | 167.3407 | 175.3044 | 0.61532 | 1 | 1 | 0.57975 | 0.96849 | 0.234 | 38.626 | 367.6553 | 16.345 | 227.7236 | 191.6232 | 0.43 | 667.3312 | 435.6918 | 1089.8692 | 0.43 | 641.9 | 11.211 | 6.8015 | 4.5436 | 7.202 | 0.43 | 1033 | 1.033 | 1.4445e+17 | 94311406366484496 | 2.3592e+17 | 2.8834 | 21542359598897200 | 14064725551959900 | 35182459269889500
| 0.44 | 1837 | 0 | 0 | 0 | 0.94418 | 0.69204 | 1 | 1 | 1 | 0.31236 | 0.62592 | 0.6425 | 0.97419 | 179.1329 | 210.0086 | 0.64299 | 1 | 1 | 0.5881 | 0.96911 | 0.2219 | 43.1418 | 424.5333 | 19.4185 | 276.1882 | 213.1891 | 0.44 | 811.2319 | 508.7958 | 1304.0373 | 0.44 | 798.5 | 11.9695 | 7.3928 | 4.7224 | 8.7755 | 0.44 | 1254.8 | 1.2548 | 1.7969e+17 | 1.127e+17 | 2.8884e+17 | 2.8178 | 28057534572698900 | 17597379802815000 | 45101866540571904
| 0.45 | 2005 | 0 | 0.003 | 0 | 0.94376 | 0.71496 | 0.99847 | 1 | 1 | 0.30446 | 0.63338 | 0.64986 | 0.97464 | 180.6422 | 235.4916 | 0.66862 | 1 | 1 | 0.59619 | 0.96965 | 0.21055 | 45.3302 | 461.4641 | 21.6763 | 313.3755 | 223.7003 | 0.45 | 924.2384 | 558.7521 | 1464.7726 | 0.45 | 956.6 | 13.844 | 8.6774 | 5.3377 | 9.737 | 0.45 | 1470.7 | 1.4707 | 2.0937e+17 | 1.2658e+17 | 3.3182e+17 | 2.7552 | 34195424117226600 | 20672984666369900 | 54194375745378096
| 0.46 | 2043 | 0 | 0.006 | 0 | 0.94325 | 0.73603 | 0.99695 | 1 | 1 | 0.29692 | 0.64058 | 0.65698 | 0.97504 | 170.1629 | 245.2686 | 0.69232 | 1 | 1 | 0.60403 | 0.97012 | 0.19992 | 44.436 | 459.8675 | 22.3782 | 324.6494 | 215.3822 | 0.46 | 979.0227 | 562.4099 | 1522.1348 | 0.46 | 990.8 | 14.9345 | 9.5163 | 5.6058 | 9.944 | 0.46 | 1541.6 | 1.5416 | 2.2671e+17 | 1.3023e+17 | 3.5247e+17 | 2.6953 | 38691245947241000 | 22226592225930500 | 60155187066144000
| 0.47 | 1987 | 0 | 0.009 | 0 | 0.94267 | 0.75537 | 0.99543 | 1 | 1 | 0.28973 | 0.64753 | 0.66386 | 0.97539 | 153.101 | 242.7504 | 0.71421 | 1 | 1 | 0.61163 | 0.97054 | 0.18999 | 41.5581 | 437.4095 | 22.0236 | 319.8598 | 198.1092 | 0.47 | 986.3064 | 539.9926 | 1506.8577 | 0.47 | 998 | 15.145 | 9.8266 | 5.512 | 10.2205 | 0.47 | 1523.7 | 1.5237 | 2.3336e+17 | 1.2776e+17 | 3.5652e+17 | 2.638 | 41576879451084000 | 22762913535283400 | 63520262563817696
| 0.48 | 2027 | 0 | 0.014 | 0 | 0.94202 | 0.77313 | 0.9929 | 1 | 1 | 0.28286 | 0.65423 | 0.67053 | 0.9757 | 144.4433 | 250.7792 | 0.73441 | 1 | 1 | 0.61901 | 0.97091 | 0.1807 | 40.7137 | 435.9362 | 22.6845 | 328.8215 | 191.3135 | 0.48 | 1037.8474 | 542.8196 | 1560.2097 | 0.48 | 1046.1 | 15.3353 | 10.1208 | 5.4141 | 10.256 | 0.48 | 1569.3 | 1.5693 | 2.5078e+17 | 1.3116e+17 | 3.77e+17 | 2.583 | 46601903669852000 | 24373935819276200 | 70057259780636400
| 0.49 | 1896 | 0 | 0.021 | 0 | 0.94131 | 0.78944 | 0.98937 | 1 | 1 | 0.27629 | 0.66072 | 0.67698 | 0.97597 | 124.9251 | 236.5132 | 0.75303 | 1 | 1 | 0.62617 | 0.97123 | 0.17203 | 36.5308 | 397.9691 | 21.3795 | 308.451 | 169.6043 | 0.49 | 997.5109 | 499.4348 | 1477.2836 | 0.49 | 1005.1 | 15.1875 | 10.1768 | 5.2113 | 10.159 | 0.49 | 1483.4 | 1.4834 | 2.4605e+17 | 1.2319e+17 | 3.644e+17 | 2.5303 | 47648841039122800 | 23856874362351000 | 70566499295158304
| 0.5 | 1909 | 0 | 0.03 | 0 | 0.94054 | 0.80442 | 0.98485 | 1 | 1 | 0.27 | 0.66698 | 0.68324 | 0.97621 | 116.2806 | 239.1613 | 0.7702 | 1 | 1 | 0.63312 | 0.97152 | 0.16394 | 35.2474 | 390.6893 | 21.6466 | 310.0544 | 162.0787 | 0.5 | 1028.3828 | 493.7797 | 1501.8919 | 0.5 | 1026.7 | 14.8959 | 10.1295 | 4.9661 | 10.467 | 0.5 | 1492.6 | 1.4926 | 2.5885e+17 | 1.2429e+17 | 3.7803e+17 | 2.4797 | 52192882891181200 | 25060499654177700 | 76224597895461792
| 0.51 | 1927 | 0 | 0.04 | 0 | 0.93972 | 0.81817 | 0.97986 | 1 | 1 | 0.26397 | 0.67304 | 0.68929 | 0.97641 | 108.55 | 241.7152 | 0.78602 | 1 | 1 | 0.63986 | 0.97176 | 0.15639 | 34.0833 | 384.3485 | 21.9427 | 311.4657 | 155.5148 | 0.51 | 1060.0081 | 488.9232 | 1528.0372 | 0.51 | 1066.7 | 15.1496 | 10.442 | 4.9135 | 10.391 | 0.51 | 1529 | 1.529 | 2.7214e+17 | 1.2552e+17 | 3.923e+17 | 2.4311 | 57090804349922304 | 26332835840250300 | 82298311602979296
| 0.52 | 1831 | 0 | 0.048 | 0 | 0.93884 | 0.8308 | 0.97587 | 1 | 1 | 0.25819 | 0.6789 | 0.69517 | 0.97659 | 95.5682 | 229.6771 | 0.80061 | 1 | 1 | 0.64641 | 0.97198 | 0.14934 | 31.0621 | 356.3074 | 20.9421 | 294.5527 | 140.6216 | 0.52 | 1027.4694 | 456.1164 | 1463.3331 | 0.52 | 1011.5 | 14.9569 | 10.4374 | 4.7252 | 10.482 | 0.52 | 1431.1 | 1.4311 | 2.6896e+17 | 1.194e+17 | 3.8306e+17 | 2.3843 | 58657749732201904 | 26039469709453800 | 83541004471737104
| 0.53 | 1891 | 0 | 0.063 | 0 | 0.93792 | 0.84242 | 0.96846 | 1 | 1 | 0.25265 | 0.68457 | 0.70086 | 0.97675 | 91.2097 | 235.9003 | 0.81406 | 1 | 1 | 0.65277 | 0.97216 | 0.14275 | 30.6697 | 357.7797 | 21.6315 | 300.1114 | 138.5523 | 0.53 | 1076.7149 | 460.2952 | 1515.7868 | 0.53 | 1084.9 | 14.8956 | 10.5209 | 4.5821 | 10.8365 | 0.53 | 1515.4 | 1.5154 | 2.8727e+17 | 1.2281e+17 | 4.0442e+17 | 2.3393 | 65084084021523296 | 27823422907321700 | 91624621161956800
| 0.54 | 1898 | 0 | 0.075 | 0 | 0.93695 | 0.8531 | 0.96256 | 1 | 1 | 0.24732 | 0.69006 | 0.70639 | 0.97688 | 84.807 | 235.4259 | 0.82646 | 1 | 1 | 0.65895 | 0.97232 | 0.13659 | 29.4863 | 349.7193 | 21.734 | 297.6312 | 132.8175 | 0.54 | 1096.472 | 452.1826 | 1527.0418 | 0.54 | 1082.4 | 15.2141 | 10.8659 | 4.5624 | 10.923 | 0.54 | 1494.5 | 1.4945 | 2.9806e+17 | 1.2292e+17 | 4.1511e+17 | 2.296 | 70101173629692800 | 28909567652374600 | 97628962629978704
| 0.55 | 1892 | 0 | 0.085 | 0 | 0.93594 | 0.86294 | 0.95768 | 1 | 1 | 0.2422 | 0.69538 | 0.71175 | 0.977 | 78.4666 | 233.2292 | 0.8379 | 1 | 1 | 0.66496 | 0.97246 | 0.13084 | 28.196 | 339.8918 | 21.6969 | 293.3615 | 126.5859 | 0.55 | 1108.4753 | 441.6443 | 1528.2703 | 0.55 | 1102.2 | 15.2766 | 11.0247 | 4.4691 | 21.896 | 0.55 | 1504.9 | 1.5049 | 3.0691e+17 | 1.2228e+17 | 4.2314e+17 | 2.2543 | 74879090454586000 | 29833703966326300 | 1.0324e+17
| 0.57 | 1840 | 0 | 0.12 | 0 | 0.93381 | 0.88035 | 0.94077 | 1 | 1 | 0.23254 | 0.70553 | 0.72201 | 0.97718 | 65.422 | 221.4618 | 0.85823 | 1 | 1 | 0.67647 | 0.97267 | 0.12042 | 25.079 | 311.9628 | 20.969 | 273.7802 | 113.4224 | 0.57 | 1096.1236 | 408.1717 | 1482.6894 | 0.57 | 1087.4 | 30.1096 | 22.046 | 8.4982 | 21.117 | 0.57 | 1447.1 | 1.4471 | 3.1452e+17 | 1.1712e+17 | 4.2544e+17 | 2.1752 | 82419611193971104 | 30691201988902000 | 1.1149e+17
| 0.593 | 1768 | 0.075 | 0.119 | 0 | 0.93118 | 0.89719 | 0.94125 | 1 | 0.98024 | 0.22228 | 0.71647 | 0.7331 | 0.97732 | 52.9548 | 206.1833 | 0.87796 | 0.97778 | 1 | 0.68896 | 0.97284 | 0.10754 | 21.3328 | 280.4709 | 19.9718 | 249.8333 | 99.7197 | 0.593 | 1069.0238 | 369.5248 | 1417.4769 | 0.59 | 1024.3 | 33.3519 | 24.8992 | 8.9435 | 21.131 | 0.59 | 1344.9 | 1.3449 | 3.1912e+17 | 1.1031e+17 | 4.2314e+17 | 2.0908 | 90510282511410800 | 31286297724109200 | 1.2001e+17
| 0.61 | 1728 | 0 | 0.12 | 0 | 0.92915 | 0.90782 | 0.94077 | 1 | 1 | 0.21524 | 0.72408 | 0.74084 | 0.97738 | 47.307 | 203.0884 | 0.89046 | 1 | 1 | 0.69769 | 0.97292 | 0.1032 | 20.5545 | 270.9499 | 20.0536 | 251.6552 | 90.0452 | 0.61 | 1089.4393 | 361.754 | 1429.7191 | 0.61 | 1088.8 | 24.2012 | 18.3469 | 6.2159 | 21.509 | 0.61 | 1431.5 | 1.4315 | 3.3454e+17 | 1.1109e+17 | 4.3903e+17 | 2.0325 | 1.004e+17 | 33338747905368100 | 1.3176e+17
| 0.63 | 1658 | 0 | 0.09 | 0 | 0.92666 | 0.91867 | 0.95524 | 1 | 1 | 0.20746 | 0.73257 | 0.74949 | 0.97743 | 40.6556 | 194.7029 | 0.90324 | 1 | 1 | 0.70748 | 0.97298 | 0.096064 | 18.7751 | 254.1337 | 19.6777 | 245.3742 | 78.7563 | 0.63 | 1086.66 | 343.8082 | 1409.0489 | 0.63 | 1062.1 | 28.3877 | 21.761 | 7.0556 | 21.238 | 0.63 | 1382.1 | 1.3821 | 3.4463e+17 | 1.0904e+17 | 4.4687e+17 | 1.968 | 1.1032e+17 | 34904739389010500 | 1.4305e+17
| 0.656 | 1524 | 0 | 0.065 | 0 | 0.92328 | 0.93054 | 0.96747 | 1 | 1 | 0.19812 | 0.74292 | 0.76005 | 0.97746 | 32.3154 | 176.9955 | 0.91726 | 1 | 1 | 0.71946 | 0.97301 | 0.087969 | 16.1322 | 225.443 | 18.4636 | 226.4601 | 64.5005 | 0.656 | 1039.1601 | 309.4242 | 1328.1013 | 0.65 | 1061.7 | 35.583 | 27.6357 | 8.492 | 21.079 | 0.65 | 1368.4 | 1.3684 | 3.4316e+17 | 1.0218e+17 | 4.3858e+17 | 1.89 | 1.1911e+17 | 35466005258950400 | 1.5223e+17
| 0.6676 | 1531 | 0 | 0.051 | 0 | 0.92174 | 0.93515 | 0.97439 | 1 | 1 | 0.1942 | 0.7473 | 0.76453 | 0.97746 | 30.5238 | 177.0416 | 0.92271 | 1 | 1 | 0.72456 | 0.97301 | 0.08473 | 15.7693 | 223.3347 | 18.7383 | 228.4034 | 61.4182 | 0.6676 | 1062.8307 | 308.5599 | 1350.4409 | 0.67 | 1046.2 | 15.5355 | 12.1915 | 3.5843 | 19.054 | 0.67 | 1341.8 | 1.3418 | 3.5719e+17 | 1.037e+17 | 4.5385e+17 | 1.8572 | 1.284e+17 | 37276477898724000 | 1.6314e+17
| 0.69 | 1420 | 0.016 | 0.028 | 0.15 | 0.91869 | 0.94303 | 0.98586 | 0.93136 | 0.99359 | 0.18703 | 0.75538 | 0.77281 | 0.97745 | 23.2808 | 150.2152 | 0.93204 | 0.99258 | 0.92421 | 0.73398 | 0.973 | 0.072502 | 11.7641 | 185.2601 | 16.3366 | 180.8221 | 56.2234 | 0.69 | 940.8068 | 253.3821 | 1175.6444 | 0.69 | 859.2 | 28.2922 | 22.4407 | 6.2937 | 18.616 | 0.69 | 1089 | 1.089 | 3.2679e+17 | 88011891088966400 | 4.0836e+17 | 1.7969 | 1.2549e+17 | 33796339488636800 | 1.5681e+17
| 0.71 | 1399 | 0.0125 | 0.018 | 0 | 0.9159 | 0.94909 | 0.99088 | 1 | 0.99478 | 0.18103 | 0.7622 | 0.77981 | 0.97742 | 22.1412 | 156.4679 | 0.93924 | 0.99392 | 1 | 0.74197 | 0.97297 | 0.074044 | 12.8571 | 191.4662 | 17.4826 | 205.0495 | 47.0149 | 0.71 | 1017.0136 | 269.547 | 1266.514 | 0.71 | 1002.4 | 24.4216 | 19.5782 | 5.2293 | 7.2772 | 0.71 | 1269 | 1.269 | 3.635e+17 | 96340568336183904 | 4.5267e+17 | 1.7463 | 1.4779e+17 | 39170221850942096 | 1.8405e+17
| 0.718 | 1374 | 1.8 | 0.015 | 0 | 0.91477 | 0.95129 | 0.9924 | 1 | 0.87917 | 0.17873 | 0.76483 | 0.78251 | 0.97741 | 18.4145 | 134.8177 | 0.94185 | 0.86719 | 1 | 0.74505 | 0.97295 | 0.06314 | 9.5275 | 162.7596 | 15.1923 | 155.1772 | 51.6435 | 0.718 | 889.2223 | 222.013 | 1093.7077 | 0.718 | 816.9 | 9.4409 | 7.6249 | 1.9662 | 5.311 | 0.718 | 973.7 | 0.9737 | 3.214e+17 | 80245219108820496 | 3.9531e+17 | 1.7268 | 1.3364e+17 | 33365542116812600 | 1.6437e+17
| 0.7244 | 1373 | 2.5 | 0.012 | 0 | 0.91386 | 0.95297 | 0.99391 | 1 | 0.85682 | 0.17694 | 0.7669 | 0.78463 | 0.9774 | 17.3415 | 130.5545 | 0.94384 | 0.84287 | 1 | 0.74748 | 0.97294 | 0.060273 | 8.878 | 156.774 | 14.8301 | 146.5451 | 51.53 | 0.7244 | 871.1849 | 212.9052 | 1066.918 | 0.7244 | 842.8 | 6.914 | 5.6333 | 1.3917 | 14.1476 | 0.7244 | 1005.4 | 1.0054 | 3.1769e+17 | 77639211841822400 | 3.8907e+17 | 1.7116 | 1.3446e+17 | 32860043281320300 | 1.6467e+17
| 0.74 | 1298 | 0.061 | 0.01 | 0 | 0.91163 | 0.95676 | 0.99493 | 1 | 0.98275 | 0.17269 | 0.7718 | 0.78967 | 0.97737 | 17.3009 | 139.217 | 0.94836 | 0.98055 | 1 | 0.75324 | 0.9729 | 0.067177 | 10.7896 | 167.3075 | 16.1711 | 181.427 | 39.7091 | 0.74 | 955.4404 | 237.3072 | 1173.9148 | 0.74 | 971 | 17.4785 | 14.2477 | 3.5117 | 12.0456 | 0.74 | 1167.3 | 1.1673 | 3.5592e+17 | 88401367706643104 | 4.3731e+17 | 1.6755 | 1.572e+17 | 39043842626859800 | 1.9314e+17
| 0.7525 | 1269 | 0.0008 | 0.008 | 0 | 0.90982 | 0.95954 | 0.99594 | 1 | 0.9996 | 0.16942 | 0.77559 | 0.79357 | 0.97734 | 16.1158 | 136.5993 | 0.95165 | 0.99952 | 1 | 0.75771 | 0.97287 | 0.066234 | 10.6126 | 163.3278 | 16.1322 | 181.7415 | 35.9381 | 0.7525 | 958.5131 | 233.8117 | 1173.4313 | 0.7525 | 956.3 | 14.6709 | 11.9622 | 2.9445 | 4.7462 | 0.7525 | 1150.6 | 1.1506 | 3.631e+17 | 88570497954917200 | 4.4451e+17 | 1.6476 | 1.6583e+17 | 40451275919826304 | 2.0301e+17
| 0.7575 | 1245 | 0.0001 | 0.007 | 0 | 0.90909 | 0.96058 | 0.99644 | 1 | 0.99995 | 0.16815 | 0.77707 | 0.7951 | 0.97733 | 15.4145 | 133.3553 | 0.9529 | 0.99994 | 1 | 0.75946 | 0.97286 | 0.065402 | 10.2974 | 159.0672 | 15.8522 | 177.6852 | 34.5827 | 0.7575 | 944.0226 | 228.12 | 1153.5348 | 0.7575 | 942.2 | 5.8174 | 4.7563 | 1.1548 | 3.6675 | 0.7575 | 1132.9 | 1.1329 | 3.5998e+17 | 86988610004595600 | 4.3988e+17 | 1.6368 | 1.666e+17 | 40258519106626096 | 2.0358e+17
| 0.7625 | 1223 | 1e-05 | 0.006 | 4 | 0.90836 | 0.9616 | 0.99695 | 0.64426 | 0.99999 | 0.16689 | 0.77854 | 0.7966 | 0.97732 | 9.5095 | 83.9546 | 0.95411 | 0.99999 | 0.61508 | 0.76119 | 0.97285 | 0.039713 | 3.9423 | 97.4064 | 9.9948 | 70.346 | 44.6561 | 0.7625 | 599.5432 | 124.9969 | 712.7224 | 0.7625 | 524.8 | 4.6656 | 3.8589 | 0.88279 | 3.3887 | 0.7625 | 619.8 | 0.6198 | 2.3013e+17 | 47979453518634304 | 2.7358e+17 | 1.626 | 1.0792e+17 | 22499098808753900 | 1.2829e+17
| 0.7675 | 1205 | 1e-05 | 0.005 | 0.35 | 0.90763 | 0.96258 | 0.99746 | 0.89191 | 0.99999 | 0.16565 | 0.77999 | 0.7981 | 0.97731 | 12.6454 | 113.9068 | 0.95528 | 0.99999 | 0.8811 | 0.7629 | 0.97283 | 0.056165 | 7.6409 | 134.1931 | 13.697 | 134.6206 | 38.502 | 0.7675 | 820.5611 | 186.8197 | 991.2066 | 0.7675 | 830.7 | 4.2598 | 3.5503 | 0.77954 | 10.8725 | 0.7675 | 993.3 | 0.9933 | 3.1703e+17 | 72180083095882304 | 3.8296e+17 | 1.6154 | 1.5062e+17 | 34292904959985700 | 1.8195e+17
| 0.78 | 1183 | 0.0006 | 0 | 0 | 0.9058 | 0.9649 | 1 | 1 | 0.9997 | 0.16263 | 0.78353 | 0.80175 | 0.97728 | 13.0835 | 123.8324 | 0.95804 | 0.99964 | 1 | 0.76708 | 0.9728 | 0.061753 | 9.2972 | 146.2132 | 15.1582 | 165.973 | 30.1726 | 0.78 | 911.5451 | 211.3038 | 1104.8813 | 0.78 | 908.9 | 13.1005 | 10.8257 | 2.4883 | 17.823 | 0.78 | 1090.1 | 1.0901 | 3.5792e+17 | 82969459575091600 | 4.3384e+17 | 1.5896 | 1.7563e+17 | 40713421043218800 | 2.1289e+17
| 0.8 | 1148 | 0.036 | 0 | 0 | 0.90284 | 0.96826 | 1 | 1 | 0.98805 | 0.158 | 0.78899 | 0.80737 | 0.97724 | 11.3471 | 115.9971 | 0.96204 | 0.98639 | 1 | 0.77354 | 0.97274 | 0.058047 | 8.4004 | 135.7446 | 14.5705 | 153.8878 | 28.1356 | 0.8 | 883.4172 | 196.5939 | 1062.5979 | 0.8 | 873.4 | 21.6748 | 17.9496 | 4.079 | 12.6832 | 0.8 | 1042.4 | 1.0424 | 3.5577e+17 | 79172856112625200 | 4.2793e+17 | 1.5498 | 1.8365e+17 | 40868285249858896 | 2.2089e+17
| 0.816 | 1091 | 1.6 | 0 | 0 | 0.90045 | 0.97066 | 1 | 1 | 0.88638 | 0.15448 | 0.79317 | 0.81168 | 0.9772 | 8.9411 | 97.0362 | 0.9649 | 0.87505 | 1 | 0.77851 | 0.9727 | 0.049602 | 6.1227 | 112.1 | 12.4278 | 114.8956 | 30.6746 | 0.816 | 759.0406 | 157.998 | 902.077 | 0.816 | 712 | 15.7174 | 13.1397 | 2.8367 | 5.283 | 0.816 | 818.4 | 0.8184 | 3.118e+17 | 64901999710673600 | 3.7055e+17 | 1.5194 | 1.6745e+17 | 34855275959856100 | 1.99e+17
| 0.8237 | 1062 | 2.5 | 0 | 0 | 0.8993 | 0.97173 | 1 | 1 | 0.85682 | 0.15283 | 0.79513 | 0.8137 | 0.97718 | 8.1045 | 90.4758 | 0.96619 | 0.84287 | 1 | 0.78083 | 0.97268 | 0.046944 | 5.4549 | 104.0352 | 11.6992 | 103.4431 | 30.4131 | 0.8237 | 716.7838 | 145.5554 | 848.2105 | 0.8237 | 660.2 | 6.7386 | 5.6819 | 1.1687 | 5.5602 | 0.8237 | 756.5 | 0.7565 | 2.9722e+17 | 60355057683604000 | 3.5171e+17 | 1.5052 | 1.6265e+17 | 33027973781023500 | 1.9247e+17
| 0.8315 | 1038 | 0.5 | 0 | 0 | 0.89813 | 0.97277 | 1 | 1 | 0.9392 | 0.1512 | 0.79708 | 0.81571 | 0.97716 | 8.363 | 96.039 | 0.96743 | 0.93279 | 1 | 0.78315 | 0.97266 | 0.051048 | 6.3664 | 110.7684 | 12.5566 | 121.1527 | 25.6574 | 0.8315 | 770.6497 | 159.3667 | 914.8259 | 0.8315 | 765.5 | 6.8758 | 5.801 | 1.1892 | 6.6525 | 0.8315 | 883.2 | 0.8832 | 3.2258e+17 | 66707737665944600 | 3.8293e+17 | 1.4911 | 1.7988e+17 | 37198964369918896 | 2.1354e+17
| 0.84 | 1022 | 0.155 | 0 | 0 | 0.89685 | 0.97385 | 1 | 1 | 0.96893 | 0.14946 | 0.79917 | 0.81787 | 0.97714 | 8.1574 | 96.5714 | 0.96872 | 0.96537 | 1 | 0.78563 | 0.97263 | 0.051845 | 6.5753 | 111.3041 | 12.7692 | 126.0608 | 23.143 | 0.84 | 785.7098 | 161.973 | 932.1955 | 0.84 | 799.8 | 7.8498 | 6.6145 | 1.3657 | 16.15 | 0.84 | 925.1 | 0.9251 | 3.3224e+17 | 68491736746377400 | 3.9419e+17 | 1.476 | 1.8908e+17 | 38978657827711296 | 2.2433e+17
| 0.86 | 998.7 | 1e-05 | 0 | 0 | 0.89383 | 0.97619 | 1 | 1 | 0.99999 | 0.1455 | 0.80393 | 0.82277 | 0.9771 | 7.4904 | 95.1091 | 0.97151 | 0.99999 | 1 | 0.79129 | 0.97258 | 0.051436 | 6.593 | 109.1925 | 12.9053 | 128.702 | 19.6317 | 0.86 | 799.0422 | 161.2389 | 944.531 | 0.86 | 815.2 | 18.7673 | 15.8475 | 3.2321 | 15.935 | 0.86 | 943.4 | 0.9434 | 3.4593e+17 | 69804702249943000 | 4.0891e+17 | 1.4417 | 2.0635e+17 | 41640094966524600 | 2.4393e+17
| 0.88 | 947.2 | 0.0026 | 0 | 0 | 0.89081 | 0.97828 | 1 | 1 | 0.99874 | 0.14174 | 0.80848 | 0.82747 | 0.97705 | 6.4735 | 87.982 | 0.974 | 0.9985 | 1 | 0.79671 | 0.97253 | 0.049267 | 5.9912 | 100.4467 | 12.2435 | 119.1684 | 17.5862 | 0.88 | 762.7979 | 148.9982 | 896.7604 | 0.88 | 778.3 | 18.4129 | 15.6184 | 3.1024 | 17.6088 | 0.88 | 899.4 | 0.8994 | 3.3792e+17 | 66005481447303600 | 3.9726e+17 | 1.4089 | 2.1106e+17 | 41226406136043600 | 2.4813e+17
| 0.905 | 893.2 | 7 | 0 | 0 | 0.88701 | 0.98057 | 1 | 1 | 0.76112 | 0.13728 | 0.8139 | 0.83306 | 0.977 | 4.1599 | 61.3903 | 0.97674 | 0.73946 | 1 | 0.80317 | 0.97247 | 0.034709 | 3.0311 | 68.5814 | 8.7927 | 62.5682 | 23.4813 | 0.905 | 553.144 | 94.8421 | 637.0829 | 0.905 | 630.4 | 19.173 | 16.4493 | 3.048 | 5.978 | 0.905 | 721.4 | 0.7214 | 2.52e+17 | 43208195231046200 | 2.9024e+17 | 1.37 | 1.6647e+17 | 28542592347714600 | 1.9173e+17
| 0.915 | 868.2 | 5 | 0 | 0 | 0.88549 | 0.98141 | 1 | 1 | 0.79715 | 0.13557 | 0.81599 | 0.83521 | 0.97698 | 4.0531 | 61.7676 | 0.97773 | 0.77825 | 1 | 0.80567 | 0.97244 | 0.035828 | 3.1887 | 69.0093 | 8.9607 | 66.1643 | 21.6708 | 0.915 | 565.0388 | 96.7958 | 650.697 | 0.915 | 565.2 | 6.4389 | 5.5909 | 0.95819 | 5.758 | 0.915 | 643.3 | 0.6433 | 2.6026e+17 | 44585535395345296 | 2.9972e+17 | 1.355 | 1.7575e+17 | 30106918306447900 | 2.0239e+17
| 0.925 | 829.7 | 5 | 0 | 0 | 0.88397 | 0.9822 | 1 | 1 | 0.79715 | 0.1339 | 0.81803 | 0.83732 | 0.97696 | 3.7088 | 58.3419 | 0.97868 | 0.77825 | 1 | 0.80811 | 0.97242 | 0.035152 | 2.9917 | 65.0424 | 8.569 | 62.5676 | 20.2989 | 0.925 | 541.7717 | 91.4356 | 622.5283 | 0.925 | 586.4 | 6.3661 | 5.5341 | 0.94116 | 2.3363 | 0.925 | 665.3 | 0.6653 | 2.5228e+17 | 42576821406307504 | 2.8988e+17 | 1.3404 | 1.741e+17 | 29382370531731300 | 2.0005e+17
| 0.93 | 830.3 | 27 | 0 | 0 | 0.88321 | 0.98257 | 1 | 1 | 0.56318 | 0.13308 | 0.81904 | 0.83836 | 0.97696 | 2.5662 | 41.0078 | 0.97913 | 0.53006 | 1 | 0.80931 | 0.97241 | 0.023717 | 1.4244 | 44.9984 | 6.0468 | 30.6308 | 21.7691 | 0.93 | 383.6528 | 58.4466 | 434.5372 | 0.93 | 348.1 | 2.6427 | 2.3136 | 0.37471 | 2.003 | 0.93 | 389 | 0.389 | 1.7961e+17 | 27362694484735600 | 2.0344e+17 | 1.3332 | 1.2529e+17 | 19087756599046500 | 1.4191e+17
| 0.937 | 814 | 55 | 0 | 0 | 0.88214 | 0.98309 | 1 | 1 | 0.42771 | 0.13195 | 0.82043 | 0.8398 | 0.97694 | 1.8543 | 30.2843 | 0.97975 | 0.39105 | 1 | 0.81098 | 0.9724 | 0.017271 | 0.77168 | 32.9103 | 4.4987 | 17.0514 | 19.1876 | 0.937 | 286.2831 | 40.7377 | 321.3778 | 0.937 | 224.2 | 2.6457 | 2.3448 | 0.34715 | 2.7258 | 0.937 | 248.9 | 0.2489 | 1.3504e+17 | 19215534712691000 | 1.5159e+17 | 1.3232 | 95622680870099104 | 13606981231944200 | 1.0734e+17
| 0.948 | 786.9 | 45 | 0 | 0 | 0.88046 | 0.98386 | 1 | 1 | 0.46742 | 0.13021 | 0.82258 | 0.84201 | 0.97692 | 1.8697 | 31.5881 | 0.98067 | 0.43137 | 1 | 0.81355 | 0.97237 | 0.018671 | 0.8823 | 34.3401 | 4.7578 | 19.5103 | 18.9725 | 0.948 | 303.476 | 43.2406 | 340.7348 | 0.948 | 271.4 | 3.6416 | 3.2437 | 0.46188 | 6.1421 | 0.948 | 302.2 | 0.3022 | 1.4483e+17 | 20635575649368900 | 1.6261e+17 | 1.3079 | 1.0498e+17 | 14957650902768300 | 1.1787e+17
| 0.965 | 768.3 | 4 | 0 | 0 | 0.87788 | 0.98496 | 1 | 1 | 0.81839 | 0.12759 | 0.82581 | 0.84534 | 0.9769 | 2.977 | 52.9493 | 0.98199 | 0.80119 | 1 | 0.81741 | 0.97234 | 0.033634 | 2.7285 | 58.6548 | 8.1675 | 58.6416 | 16.9511 | 0.965 | 521.4057 | 83.7602 | 594.8884 | 0.965 | 451.2 | 7.9528 | 7.0115 | 1.0795 | 7.5068 | 0.965 | 507.7 | 0.5077 | 2.5329e+17 | 40689425640717400 | 2.8899e+17 | 1.2848 | 1.9024e+17 | 30560912404793100 | 2.1705e+17
| 0.98 | 767 | 1.48 | 0 | 0 | 0.87559 | 0.98586 | 1 | 1 | 0.89093 | 0.12537 | 0.82857 | 0.84818 | 0.97688 | 3.042 | 56.5637 | 0.98306 | 0.88001 | 1 | 0.82071 | 0.97232 | 0.035986 | 3.1772 | 62.7829 | 8.8894 | 68.6239 | 14.5698 | 0.98 | 569.078 | 92.0831 | 649.9439 | 0.98 | 549.7 | 9.3362 | 8.1786 | 1.3188 | 7.9637 | 0.98 | 623 | 0.623 | 2.8075e+17 | 45427857097296096 | 3.2064e+17 | 1.2652 | 2.1747e+17 | 35188806102799700 | 2.4837e+17
| 0.9935 | 757.6 | 0.1 | 0 | 0 | 0.87354 | 0.98662 | 1 | 1 | 0.97625 | 0.12343 | 0.83099 | 0.85067 | 0.97686 | 3.1171 | 60.2855 | 0.98396 | 0.9734 | 1 | 0.82359 | 0.9723 | 0.038894 | 3.7221 | 67.1247 | 9.635 | 80.6914 | 11.1077 | 0.9935 | 618.1978 | 101.4341 | 707.4465 | 0.9935 | 630.1 | 9.1624 | 8.0141 | 1.3062 | 28.2022 | 0.9935 | 719.7 | 0.7197 | 3.0918e+17 | 50730402367311400 | 3.5382e+17 | 1.248 | 2.4614e+17 | 40386310478594400 | 2.8167e+17
| 1.04 | 688.1 | 1e-05 | 0 | 0 | 0.86649 | 0.98885 | 1 | 1 | 0.99999 | 0.11716 | 0.83884 | 0.85875 | 0.97681 | 2.4151 | 53.2289 | 0.98664 | 0.99999 | 1 | 0.83299 | 0.97224 | 0.037022 | 3.3035 | 58.9475 | 8.9839 | 73.4372 | 8.1822 | 1.04 | 581.895 | 90.6034 | 661.0286 | 1.04 | 582.9 | 31.817 | 27.9022 | 4.4649 | 16.839 | 1.04 | 665.5 | 0.6655 | 3.0465e+17 | 47434485758493800 | 3.4607e+17 | 1.1922 | 2.6576e+17 | 41380049436544496 | 3.019e+17
| 1.07 | 640.7 | 0.001 | 0 | 0 | 0.86196 | 0.99005 | 1 | 1 | 0.9995 | 0.11342 | 0.84356 | 0.8636 | 0.97679 | 2.0059 | 47.924 | 0.98808 | 0.9994 | 1 | 0.83864 | 0.97221 | 0.035314 | 2.9359 | 52.8657 | 8.3704 | 66.2783 | 7.083 | 1.07 | 545.2481 | 81.7317 | 616.2323 | 1.07 | 539.7 | 19.1589 | 16.9071 | 2.585 | 13.5885 | 1.07 | 614.4 | 0.6144 | 2.9369e+17 | 44024123991263104 | 3.3193e+17 | 1.1587 | 2.712e+17 | 40652607620440704 | 3.0651e+17
| 1.1 | 606.2 | 3.2 | 0 | 0 | 0.85745 | 0.99109 | 1 | 1 | 0.83765 | 0.1099 | 0.84802 | 0.86818 | 0.97678 | 1.4239 | 36.7812 | 0.98932 | 0.82205 | 1 | 0.84398 | 0.9722 | 0.027774 | 1.8306 | 40.0357 | 6.6361 | 42.3324 | 10.1627 | 1.1 | 435.0942 | 59.1312 | 485.6491 | 1.1 | 366.2 | 16.5282 | 14.7051 | 2.1129 | 4.643 | 1.1 | 397.6 | 0.3976 | 2.4093e+17 | 32743548786775100 | 2.6893e+17 | 1.1271 | 2.3513e+17 | 31955178452126400 | 2.6245e+17
| 1.12 | 585.9 | 115 | 0 | 0 | 0.85446 | 0.99171 | 1 | 1 | 0.27961 | 0.10767 | 0.85087 | 0.8711 | 0.97677 | 0.42742 | 11.6145 | 0.99007 | 0.24443 | 1 | 0.84739 | 0.97219 | 0.0080227 | 0.17007 | 12.212 | 2.1343 | 4.3274 | 8.3408 | 1.12 | 140.9314 | 14.8025 | 152.9559 | 1.12 | 98.1 | 6.3861 | 5.7603 | 0.73934 | 1.338 | 1.12 | 105 | 0.105 | 79458801700894400 | 8345821448197930 | 86238394365380000 | 1.107 | 80391139850420704 | 8443748015912600 | 87250281573588800
| 1.13 | 570.2 | 70 | 0 | 0 | 0.85297 | 0.992 | 1 | 1 | 0.37915 | 0.10658 | 0.85225 | 0.87252 | 0.97677 | 0.54434 | 15.1651 | 0.99041 | 0.34228 | 1 | 0.84905 | 0.97219 | 0.011075 | 0.31015 | 16.0196 | 2.8194 | 7.7125 | 9.6986 | 1.13 | 186.3416 | 20.2305 | 202.8991 | 1.13 | 169.5 | 1.7793 | 1.6364 | 0.17516 | 0 | 1.13 | 182.2 | 0.1822 | 1.06e+17 | 11508027120291000 | 1.1542e+17 | 1.0972 | 1.0917e+17 | 11851897681688100 | 1.1887e+17
| 1.145 | 564.1 | 75 | 0 | 0 | 0.85074 | 0.99241 | 1 | 1 | 0.36519 | 0.10499 | 0.85429 | 0.87461 | 0.97677 | 0.49201 | 14.223 | 0.99091 | 0.32837 | 1 | 0.85148 | 0.97219 | 0.010405 | 0.27776 | 14.9928 | 2.6877 | 6.9718 | 9.2273 | 1.145 | 178.0578 | 18.8868 | 193.4349 | 1.13 | 169.5 | 2.9725 | 2.733 | 0.29338 | 1.0087 | 1.13 | 182.2 | 0.1274 | 1.0263e+17 | 10886313066855800 | 1.115e+17 | 1.0828 | 1.0852e+17 | 11511235071273200 | 1.179e+17
| 1.161 | 544.2 | 10 | 0 | 0 | 0.84837 | 0.99282 | 1 | 1 | 0.71729 | 0.10334 | 0.8564 | 0.87677 | 0.97677 | 0.88192 | 26.5021 | 0.9914 | 0.69254 | 1 | 0.85401 | 0.97219 | 0.021466 | 1.0889 | 28.4729 | 5.1072 | 26.0808 | 9.6849 | 1.161 | 338.3689 | 40.873 | 372.5722 | 1.137 | 118.7 | 4.5281 | 4.1314 | 0.47808 | 5.0472 | 1.137 | 127.4 | 0.3267 | 1.9776e+17 | 23888279728636300 | 2.1775e+17 | 1.0679 | 2.15e+17 | 25970448230077700 | 2.3673e+17
| 1.17 | 533.4 | 5 | 0 | 0 | 0.84704 | 0.99304 | 1 | 1 | 0.79715 | 0.10244 | 0.85757 | 0.87796 | 0.97677 | 0.93141 | 28.5987 | 0.99166 | 0.77825 | 1 | 0.8554 | 0.97219 | 0.02383 | 1.3178 | 30.8479 | 5.5676 | 31.4518 | 8.5421 | 1.17 | 369.1604 | 45.5615 | 407.4453 | 1.161 | 301.9 | 3.5101 | 3.1839 | 0.38896 | 6.7326 | 1.161 | 326.7 | 0.4433 | 2.1743e+17 | 26834929906822700 | 2.3998e+17 | 1.0597 | 2.4006e+17 | 29627998814299800 | 2.6496e+17
| 1.2 | 501.6 | 2 | 0 | 0 | 0.84263 | 0.99371 | 1 | 1 | 0.87238 | 0.099523 | 0.86133 | 0.8818 | 0.97678 | 0.86614 | 28.5352 | 0.99246 | 0.85979 | 1 | 0.85989 | 0.9722 | 0.0253 | 1.4417 | 30.8431 | 5.7373 | 34.5885 | 6.6229 | 1.2 | 381.8334 | 46.9488 | 421.2558 | 1.18 | 406.8 | 12.4305 | 11.2649 | 1.3877 | 7.82 | 1.18 | 443.3 | 0.4082 | 2.3066e+17 | 28361023269462000 | 2.5447e+17 | 1.0332 | 2.6789e+17 | 32939311567051200 | 2.9555e+17
| 1.24 | 477.5 | 0.002 | 0 | 0.05 | 0.83679 | 0.99449 | 1 | 0.96304 | 0.99902 | 0.095871 | 0.86606 | 0.88662 | 0.9768 | 0.79745 | 28.7698 | 0.99339 | 0.99883 | 0.95892 | 0.86554 | 0.97223 | 0.026781 | 1.6047 | 31.172 | 6.0327 | 38.7944 | 4.3512 | 1.24 | 403.3857 | 49.1783 | 444.6128 | 1.2 | 375.2 | 17.3174 | 15.7044 | 1.9225 | 13.979 | 1.2 | 408.2 | 0.4631 | 2.518e+17 | 30698125691517800 | 2.7754e+17 | 0.99988 | 3.1227e+17 | 38070217687468000 | 3.4419e+17
| 1.27 | 442.7 | 0.002 | 0 | 0.3 | 0.83246 | 0.99499 | 1 | 0.90036 | 0.99902 | 0.093294 | 0.86941 | 0.89004 | 0.97683 | 0.62812 | 24.2054 | 0.99399 | 0.99883 | 0.89031 | 0.86954 | 0.97226 | 0.023964 | 1.245 | 26.0785 | 5.2306 | 30.4759 | 4.8486 | 1.27 | 351.1774 | 40.5551 | 384.8104 | 1.235 | 423.6 | 12.4413 | 11.3184 | 1.346 | 21.7057 | 1.235 | 463.1 | 0.3981 | 2.2452e+17 | 25927789630563200 | 2.4602e+17 | 0.97626 | 2.9207e+17 | 33728968989692900 | 3.2004e+17
| 1.29 | 440 | 0.1 | 0 | 0.02 | 0.82959 | 0.99529 | 1 | 0.97887 | 0.97625 | 0.091647 | 0.87156 | 0.89222 | 0.97685 | 0.62304 | 25.0637 | 0.99436 | 0.9734 | 0.97628 | 0.8721 | 0.97228 | 0.025001 | 1.3725 | 27.0593 | 5.5274 | 33.6894 | 3.7689 | 1.29 | 371.8539 | 42.9858 | 407.5101 | 1.29 | 365.7 | 7.9232 | 7.2303 | 0.83541 | 8.8365 | 1.29 | 398.1 | 0.2411 | 2.4148e+17 | 27914581474134700 | 2.6463e+17 | 0.96113 | 3.2411e+17 | 37466288353849200 | 3.5518e+17
| 1.32 | 416.8 | 4 | 0 | 0.0002 | 0.82532 | 0.99571 | 1 | 0.99958 | 0.81839 | 0.089276 | 0.87467 | 0.89537 | 0.97688 | 0.4608 | 19.7435 | 0.99485 | 0.80119 | 0.9995 | 0.87579 | 0.97232 | 0.020339 | 0.90531 | 21.1096 | 4.4815 | 22.5878 | 5.1953 | 1.32 | 302.7359 | 32.2646 | 329.0332 | 1.32 | 223.4 | 11.0481 | 10.1188 | 1.1288 | 3.8025 | 1.32 | 241.1 | 0.0313 | 2.0117e+17 | 21439588896817800 | 2.1864e+17 | 0.93928 | 2.827e+17 | 30129674910412900 | 3.0726e+17
| 1.35 | 391.4 | 200 | 0 | 0.00011 | 0.82108 | 0.99608 | 1 | 0.99977 | 0.17768 | 0.087018 | 0.87763 | 0.89837 | 0.97692 | 0.085877 | 3.9127 | 0.99529 | 0.14807 | 0.99972 | 0.87932 | 0.97236 | 0.0036333 | 0.032891 | 4.0315 | 0.91145 | 0.94024 | 3.0516 | 1.35 | 61.964 | 4.9033 | 65.6459 | 1.35 | 30.1 | 5.9202 | 5.4705 | 0.55752 | 0.70875 | 1.35 | 31.3 | 0.0015 | 42110397807745104 | 3332254155025130 | 44612605250156304 | 0.91841 | 61899481472255200 | 4898191778465850 | 65577559839702704
| 1.395 | 358.9 | 1000 | 0 | 1e-05 | 0.8148 | 0.99656 | 1 | 0.99998 | 0.015186 | 0.083825 | 0.88185 | 0.90262 | 0.97698 | 0.0059037 | 0.29411 | 0.99587 | 0.0097635 | 0.99997 | 0.88432 | 0.97244 | 0.00022803 | 0.00016187 | 0.30018 | 0.071472 | 0.0060165 | 0.26628 | 1.395 | 4.8829 | 0.34377 | 5.1305 | 1.395 | 1.4 | 1.5925 | 1.5041 | 0.11806 | 1.2588 | 1.395 | 1.5 | 0.0537 | 3429037624780040 | 241412326322752 | 3602859485183360 | 0.88878 | 5382088012984100 | 378911674313179 | 5654912243465190
| 1.4425 | 327.5 | 185 | 0 | 0.05 | 0.80826 | 0.99699 | 1 | 0.96304 | 0.19104 | 0.080686 | 0.88601 | 0.90681 | 0.97706 | 0.057081 | 3.114 | 0.99639 | 0.16043 | 0.95892 | 0.88924 | 0.97254 | 0.0034165 | 0.026857 | 3.198 | 0.79146 | 0.78058 | 2.3995 | 1.4425 | 54.2619 | 3.9715 | 57.1638 | 1.4425 | 51.6 | 1.4795 | 1.4047 | 0.10249 | 1.486 | 1.4425 | 53.7 | 0.1013 | 39402776666564800 | 2883957279181520 | 41510057710359904 | 0.85952 | 66128489184673296 | 4840058338001420 | 69665075270798496
| 1.4625 | 317.5 | 80 | 0 | 0.011 | 0.80554 | 0.99715 | 1 | 0.98583 | 0.35214 | 0.079429 | 0.88768 | 0.90849 | 0.9771 | 0.098817 | 5.5954 | 0.99659 | 0.31542 | 0.98394 | 0.89121 | 0.97258 | 0.0067514 | 0.097187 | 5.7914 | 1.4493 | 2.6727 | 3.5767 | 1.4625 | 99.4624 | 7.6988 | 105.2006 | 1.4625 | 97 | 1.6236 | 1.5372 | 0.1167 | 1.4087 | 1.4625 | 101.3 | 0.1017 | 73226947270478000 | 5668072744960010 | 77451628596194896 | 0.84776 | 1.2633e+17 | 9778163499852730 | 1.3361e+17
| 1.477 | 307.3 | 80 | 0 | 0.005 | 0.80358 | 0.99726 | 1 | 0.99209 | 0.35214 | 0.078541 | 0.88886 | 0.90967 | 0.97713 | 0.092523 | 5.3805 | 0.99672 | 0.31542 | 0.9909 | 0.89261 | 0.97261 | 0.0066995 | 0.093961 | 5.567 | 1.4121 | 2.5892 | 3.4259 | 1.477 | 97.0187 | 7.4272 | 102.5335 | 1.477 | 97.3 | 1.5061 | 1.4245 | 0.10966 | 2.644 | 1.477 | 101.7 | 0.1755 | 72136058084585504 | 5522290890707670 | 76236460297171392 | 0.83944 | 1.2692e+17 | 9716512197076950 | 1.3414e+17
| 1.497 | 300.4 | 12 | 0 | 0.0006 | 0.80089 | 0.99741 | 1 | 0.99879 | 0.69255 | 0.077346 | 0.89046 | 0.91127 | 0.97716 | 0.16969 | 10.2326 | 0.99689 | 0.66618 | 0.99856 | 0.89449 | 0.97266 | 0.013975 | 0.38007 | 10.7824 | 2.7381 | 9.9487 | 3.6235 | 1.497 | 188.1449 | 16.3103 | 200.7466 | 1.497 | 167.1 | 3.0328 | 2.8516 | 0.23737 | 4.6736 | 1.497 | 175.5 | 0.2531 | 1.4179e+17 | 12291370611608700 | 1.5128e+17 | 0.82822 | 2.5627e+17 | 22216418322991300 | 2.7344e+17
| 1.52 | 292.8 | 0.16 | 0 | 0 | 0.79781 | 0.99756 | 1 | 1 | 0.96834 | 0.076013 | 0.89224 | 0.91305 | 0.97721 | 0.21784 | 13.6861 | 0.99707 | 0.96472 | 1 | 0.89659 | 0.97272 | 0.019812 | 0.73636 | 14.6403 | 3.7421 | 18.9514 | 1.5973 | 1.52 | 257.2782 | 24.2908 | 276.4977 | 1.52 | 239.3 | 5.4883 | 5.1224 | 0.46691 | 4.6369 | 1.52 | 253.1 | 0.2643 | 1.9686e+17 | 18586679887294300 | 2.1157e+17 | 0.81569 | 3.6684e+17 | 34635313663414400 | 3.9425e+17
| 1.539 | 275.5 | 0.002 | 0 | 0.005 | 0.79529 | 0.99768 | 1 | 0.99209 | 0.99902 | 0.074944 | 0.89367 | 0.91448 | 0.97725 | 0.19962 | 12.9669 | 0.99722 | 0.99883 | 0.9909 | 0.89827 | 0.97276 | 0.019953 | 0.71447 | 13.881 | 3.6052 | 18.423 | 1.237 | 1.539 | 248.2005 | 23.2652 | 266.5733 | 1.539 | 248.8 | 5.1592 | 4.802 | 0.45178 | 4.732 | 1.539 | 264.3 | 0.265 | 1.9229e+17 | 18024419678618400 | 2.0652e+17 | 0.80562 | 3.6734e+17 | 34432508266848300 | 3.9453e+17
| 1.558 | 272.1 | 0.0005 | 0 | 0.13 | 0.79279 | 0.99779 | 1 | 0.93654 | 0.99975 | 0.073903 | 0.89507 | 0.91587 | 0.97729 | 0.17733 | 11.9043 | 0.99735 | 0.9997 | 0.92988 | 0.89991 | 0.97281 | 0.018402 | 0.61481 | 12.6964 | 3.3638 | 15.9455 | 1.6841 | 1.558 | 231.9668 | 20.9934 | 248.3879 | 1.558 | 249.3 | 4.8921 | 4.5616 | 0.42046 | 4.716 | 1.558 | 265 | 0.2357 | 1.8193e+17 | 16465185269903100 | 1.9481e+17 | 0.7958 | 3.5618e+17 | 32235295697516200 | 3.814e+17
| 1.578 | 259.3 | 0.0001 | 0 | 0.04 | 0.79016 | 0.9979 | 1 | 0.96759 | 0.99995 | 0.072836 | 0.8965 | 0.91729 | 0.97734 | 0.16593 | 11.5267 | 0.99748 | 0.99994 | 0.96391 | 0.90159 | 0.97286 | 0.018722 | 0.61621 | 12.3088 | 3.3139 | 16.0018 | 1.3011 | 1.578 | 228.8218 | 20.6168 | 244.9283 | 1.578 | 222.3 | 4.9332 | 4.6079 | 0.4161 | 3.1472 | 1.578 | 235.7 | 0.2384 | 1.8177e+17 | 16377399600543600 | 1.9456e+17 | 0.78571 | 3.6506e+17 | 32891908491552100 | 3.9076e+17
| 1.592 | 246.9 | 1e-05 | 0 | 0.06 | 0.78834 | 0.99797 | 1 | 0.95891 | 0.99999 | 0.072107 | 0.89749 | 0.91827 | 0.97737 | 0.15115 | 10.7508 | 0.99757 | 0.99999 | 0.9544 | 0.90274 | 0.9729 | 0.018297 | 0.56838 | 11.4703 | 3.1277 | 14.7959 | 1.2832 | 1.592 | 216.1867 | 19.2068 | 231.1323 | 1.592 | 227.3 | 3.3324 | 3.1151 | 0.27877 | 3.9402 | 1.592 | 238.4 | 0.2204 | 1.7326e+17 | 15392704810663100 | 1.8523e+17 | 0.7788 | 3.5416e+17 | 31465250787956700 | 3.7865e+17
| 1.61 | 244 | 0.0001 | 0 | 0.13 | 0.78601 | 0.99806 | 1 | 0.93654 | 0.99995 | 0.071188 | 0.89872 | 0.91949 | 0.97741 | 0.13946 | 10.2222 | 0.99768 | 0.99994 | 0.92988 | 0.90419 | 0.97295 | 0.017531 | 0.52569 | 10.8874 | 3.0191 | 13.7358 | 1.4061 | 1.61 | 208.9592 | 18.161 | 223.0014 | 1.61 | 210.5 | 4.0872 | 3.8263 | 0.33631 | 4.352 | 1.61 | 220.4 | 0.2356 | 1.6936e+17 | 14719138647401200 | 1.8074e+17 | 0.77009 | 3.5407e+17 | 30772606124383900 | 3.7786e+17
| 1.63 | 243.5 | 0.001 | 0 | 0.001 | 0.78343 | 0.99816 | 1 | 0.99804 | 0.9995 | 0.070193 | 0.90006 | 0.92082 | 0.97746 | 0.14111 | 10.689 | 0.99779 | 0.9994 | 0.99768 | 0.90576 | 0.97301 | 0.018458 | 0.58867 | 11.4187 | 3.211 | 15.3696 | 0.88659 | 1.63 | 222.4773 | 19.4671 | 237.5591 | 1.63 | 224.7 | 4.6056 | 4.3144 | 0.37628 | 3.5248 | 1.63 | 235.6 | 0.2263 | 1.8255e+17 | 15973714823293700 | 1.9493e+17 | 0.76065 | 3.912e+17 | 34230344142248100 | 4.1772e+17
| 1.646 | 234.8 | 0.01 | 0 | 0.0014 | 0.78139 | 0.99823 | 1 | 0.99732 | 0.99568 | 0.069416 | 0.90111 | 0.92186 | 0.97749 | 0.13026 | 10.1273 | 0.99787 | 0.99495 | 0.99685 | 0.90698 | 0.97305 | 0.018097 | 0.55411 | 10.8117 | 3.0827 | 14.5044 | 0.86878 | 1.646 | 213.8201 | 18.4559 | 228.0614 | 1.646 | 215.9 | 3.725 | 3.4904 | 0.30338 | 6.6992 | 1.646 | 226.3 | 0.2125 | 1.7717e+17 | 15292630899364700 | 1.8897e+17 | 0.75325 | 3.8715e+17 | 33417349299003800 | 4.1294e+17
| 1.678 | 220.5 | 0.036 | 0 | 0.0001 | 0.77733 | 0.99836 | 1 | 0.99979 | 0.98805 | 0.067909 | 0.90315 | 0.92387 | 0.97757 | 0.11266 | 9.2199 | 0.99803 | 0.98639 | 0.99975 | 0.90936 | 0.97315 | 0.017489 | 0.50043 | 9.833 | 2.8809 | 13.1541 | 0.81293 | 1.678 | 200.2294 | 16.848 | 213.1307 | 1.678 | 202.8 | 7.0591 | 6.6248 | 0.56486 | 11.191 | 1.678 | 212.5 | 0.1653 | 1.6914e+17 | 14231679426603400 | 1.8003e+17 | 0.73889 | 3.8411e+17 | 32319913919300200 | 4.0885e+17
| 1.74 | 190.8 | 1.1 | 0 | 1e-05 | 0.76958 | 0.99858 | 1 | 0.99998 | 0.90678 | 0.065157 | 0.90689 | 0.92754 | 0.97773 | 0.077396 | 6.9736 | 0.9983 | 0.89731 | 0.99997 | 0.91369 | 0.97334 | 0.015083 | 0.34294 | 7.3939 | 2.2892 | 9.1189 | 1.0827 | 1.74 | 159.7317 | 12.4908 | 169.0741 | 1.74 | 158.2 | 11.8483 | 11.1588 | 0.9095 | 5.604 | 1.74 | 165.3 | 0.0296 | 1.3991e+17 | 10941010151462400 | 1.481e+17 | 0.71256 | 3.4165e+17 | 26716898923382200 | 3.6164e+17
| 1.8 | 171.1 | 130 | 0 | 1e-05 | 0.76225 | 0.99876 | 1 | 0.99998 | 0.25582 | 0.062687 | 0.91026 | 0.93083 | 0.97789 | 0.017098 | 1.6849 | 0.99851 | 0.22155 | 0.99997 | 0.91759 | 0.97353 | 0.0035427 | 0.020347 | 1.7223 | 0.57827 | 0.6016 | 1.1817 | 1.8 | 40.5685 | 2.3615 | 42.1304 | 1.8 | 28.6 | 6.3361 | 6.009 | 0.44557 | 0.912 | 1.8 | 29.6 | 0.0019 | 36760172384523600 | 2139847733114200 | 38175432798795600 | 0.68881 | 96062233362937408 | 5591882163918020 | 99760613086596096
| 1.86 | 144.5 | 1000 | 0 | 0.0001 | 0.75506 | 0.99891 | 1 | 0.99979 | 0.015186 | 0.060387 | 0.9134 | 0.93389 | 0.97806 | 0.00075164 | 0.080748 | 0.9987 | 0.0097635 | 0.99975 | 0.9212 | 0.97373 | 0.00014873 | 4.2819e-05 | 0.081542 | 0.028986 | 0.0016965 | 0.072297 | 1.86 | 2.0407 | 0.10298 | 2.1035 | 1.86 | 1.8 | 1.327 | 1.2783 | 0.073935 | 0.087 | 1.86 | 1.9 | 0.0012 | 1910804429405390 | 9.6423e+13 | 1969563129182520 | 0.66659 | 5331780446873270 | 269052153646045 | 5495736779470280
| 1.92 | 135.7 | 500 | 0 | 0.001 | 0.74802 | 0.99904 | 1 | 0.99804 | 0.057266 | 0.058241 | 0.91635 | 0.93674 | 0.97823 | 0.0023404 | 0.27326 | 0.99885 | 0.042352 | 0.99768 | 0.92458 | 0.97393 | 0.00061441 | 0.00062583 | 0.27622 | 0.10255 | 0.021706 | 0.23516 | 1.92 | 7.2386 | 0.35942 | 7.4553 | 1.92 | 1.1 | 0.28676 | 0.27838 | 0.013872 | 0.416 | 1.92 | 1.2 | 0.0204 | 6996329631205480 | 347392424696527 | 7205815963509850 | 0.64576 | 20801892624174400 | 1032887284892490 | 21424749524940000
| 1.96 | 123 | 100 | 0 | 4.3 | 0.74341 | 0.99912 | 1 | 0.63286 | 0.30726 | 0.056888 | 0.91821 | 0.93853 | 0.97834 | 0.0066462 | 0.819 | 0.99894 | 0.27129 | 0.60305 | 0.9267 | 0.97407 | 0.0023079 | 0.0072551 | 0.8329 | 0.31651 | 0.22316 | 0.61281 | 1.96 | 22.3698 | 1.1525 | 23.0814 | 1.96 | 19.7 | 0.61073 | 0.59217 | 0.030238 | 1.3075 | 1.96 | 20.4 | 0.0878 | 22071676307654900 | 1137116733817110 | 22773733689986100 | 0.63258 | 68387635920431904 | 3523281336105180 | 70562914498682496
| 1.985 | 123.8 | 4 | 0 | 0.2 | 0.74056 | 0.99916 | 1 | 0.91976 | 0.81839 | 0.056072 | 0.91933 | 0.93961 | 0.97842 | 0.024615 | 3.1353 | 0.99899 | 0.80119 | 0.91152 | 0.92798 | 0.97415 | 0.010111 | 0.12407 | 3.284 | 1.2354 | 3.4103 | 0.87153 | 1.985 | 87.2667 | 5.5172 | 91.0638 | 1.985 | 84.9 | 1.4268 | 1.3705 | 0.083371 | 1.099 | 1.985 | 87.8 | 0.0258 | 87201810219756400 | 5513137966897250 | 90996095369414800 | 0.62461 | 2.7713e+17 | 17520641886667700 | 2.8918e+17
| 2.005 | 113 | 2.9 | 0 | 21 | 0.73829 | 0.9992 | 1 | 0.33454 | 0.84555 | 0.055434 | 0.92021 | 0.94046 | 0.97847 | 0.0081115 | 1.0606 | 0.99903 | 0.83063 | 0.29809 | 0.92898 | 0.97422 | 0.003378 | 0.014202 | 1.0829 | 0.42329 | 0.42301 | 0.71563 | 2.005 | 29.9634 | 1.5619 | 30.9347 | 2.005 | 25 | 1.22 | 1.1723 | 0.070792 | 1.7625 | 2.005 | 25.8 | 0.0959 | 30242776026734400 | 1576497174809390 | 31223151622832600 | 0.61838 | 98057436853989696 | 5111543729739320 | 1.0124e+17
| 2.035 | 108.5 | 1 | 0 | 0.13 | 0.73493 | 0.99924 | 1 | 0.93654 | 0.9114 | 0.054504 | 0.9215 | 0.94169 | 0.97856 | 0.022147 | 3.0099 | 0.99909 | 0.90236 | 0.92988 | 0.93044 | 0.97433 | 0.0112 | 0.13668 | 3.1687 | 1.2287 | 3.7405 | 0.56629 | 2.035 | 86.9388 | 5.5355 | 90.7606 | 2.035 | 92.5 | 1.8254 | 1.7535 | 0.10646 | 2.232 | 2.035 | 95.9 | 0.0582 | 89062391259426496 | 5670676051743960 | 92977540198367296 | 0.60926 | 2.9748e+17 | 18940602730913900 | 3.1055e+17
| 2.065 | 97.5 | 0.4 | 0 | 1 | 0.7316 | 0.99928 | 1 | 0.81488 | 0.94629 | 0.053602 | 0.92275 | 0.94287 | 0.97865 | 0.016957 | 2.394 | 0.99914 | 0.94056 | 0.79742 | 0.93185 | 0.97444 | 0.0097973 | 0.097068 | 2.508 | 0.99752 | 2.6783 | 0.62051 | 2.065 | 70.677 | 4.2964 | 73.5802 | 2.065 | 56.3 | 2.4651 | 2.3642 | 0.14748 | 2.4325 | 2.065 | 58.2 | 0.0859 | 73470748109699504 | 4466211696500800 | 76488762778469408 | 0.60041 | 2.5269e+17 | 15360648330213400 | 2.6307e+17
| 2.1 | 92.4 | 0.22 | 0 | 0.08 | 0.72775 | 0.99933 | 1 | 0.95158 | 0.9618 | 0.052585 | 0.92415 | 0.94421 | 0.97876 | 0.017834 | 2.6302 | 0.9992 | 0.95755 | 0.94637 | 0.93344 | 0.97456 | 0.011548 | 0.12878 | 2.7768 | 1.1228 | 3.5251 | 0.3453 | 2.1 | 79.6235 | 4.9932 | 83.0472 | 2.1 | 82.7 | 2.741 | 2.6303 | 0.16257 | 3.8136 | 2.1 | 85.9 | 0.0792 | 84173809678347008 | 5278514180179280 | 87793156582769696 | 0.59041 | 2.994e+17 | 18775020155881500 | 3.1227e+17
| 2.148 | 82.4 | 0.25 | 0 | 0.001 | 0.72255 | 0.99939 | 1 | 0.99804 | 0.95886 | 0.051247 | 0.92601 | 0.94597 | 0.9789 | 0.015193 | 2.3758 | 0.99927 | 0.95433 | 0.99768 | 0.93552 | 0.97473 | 0.011735 | 0.12209 | 2.5131 | 1.0475 | 3.3427 | 0.21946 | 2.148 | 74.3986 | 4.6097 | 77.5418 | 2.148 | 76.2 | 3.8541 | 3.6965 | 0.23047 | 3.565 | 2.148 | 79.2 | 0.0689 | 80448058670596608 | 4984485273273560 | 83846815712553904 | 0.57721 | 2.9937e+17 | 18548935930256700 | 3.1202e+17
| 2.198 | 74.6 | 0.33 | 0 | 0.00038 | 0.71723 | 0.99944 | 1 | 0.99922 | 0.9518 | 0.04992 | 0.92785 | 0.94771 | 0.97905 | 0.012469 | 2.0693 | 0.99933 | 0.94659 | 0.99907 | 0.93759 | 0.97491 | 0.011267 | 0.10551 | 2.1872 | 0.94281 | 2.8972 | 0.19839 | 2.198 | 67.076 | 4.0384 | 69.7923 | 2.198 | 66.4 | 3.6834 | 3.5369 | 0.2162 | 4.7304 | 2.198 | 68.9 | 0.0677 | 74218382683096000 | 4468419824524750 | 77223868701037408 | 0.56408 | 2.892e+17 | 17411631852833000 | 3.0091e+17
| 2.27 | 68.3 | 0.5 | 0 | 0.001 | 0.70971 | 0.99951 | 1 | 0.99804 | 0.9392 | 0.048119 | 0.93036 | 0.95006 | 0.97927 | 0.0098913 | 1.7838 | 0.99941 | 0.93279 | 0.99768 | 0.94038 | 0.97517 | 0.010571 | 0.08937 | 1.883 | 0.85118 | 2.4651 | 0.18856 | 2.27 | 60.6948 | 3.5049 | 63.0033 | 2.27 | 65 | 4.7806 | 4.5997 | 0.27156 | 5.517 | 2.27 | 67.7 | 0.0598 | 69357492068769400 | 4005132714480100 | 71995504991371400 | 0.54619 | 2.8825e+17 | 16645573230747800 | 2.9922e+17
| 2.36 | 63.8 | 4 | 0 | 0.0005 | 0.70057 | 0.99958 | 1 | 0.99898 | 0.81839 | 0.046033 | 0.93328 | 0.95278 | 0.97954 | 0.006899 | 1.3748 | 0.9995 | 0.80119 | 0.99879 | 0.9436 | 0.97549 | 0.0085813 | 0.059127 | 1.4408 | 0.69372 | 1.6505 | 0.28824 | 2.36 | 49.6081 | 2.6324 | 51.2626 | 2.36 | 57.6 | 5.142 | 4.9636 | 0.27618 | 3.483 | 2.36 | 59.8 | 0.0204 | 58935978770776000 | 3127405903023750 | 60901685474074600 | 0.52536 | 2.6475e+17 | 14048772745798600 | 2.7358e+17
| 2.45 | 49.5 | 80 | 0 | 0.00015 | 0.69169 | 0.99964 | 1 | 0.99969 | 0.35214 | 0.04411 | 0.93598 | 0.95527 | 0.97981 | 0.0019846 | 0.43525 | 0.99957 | 0.31542 | 0.99962 | 0.94656 | 0.97582 | 0.0031984 | 0.0073595 | 0.44459 | 0.23167 | 0.21993 | 0.26557 | 2.45 | 16.6216 | 0.71717 | 17.0111 | 2.45 | 19.8 | 3.0723 | 2.9803 | 0.15073 | 0.8096 | 2.45 | 20.4 | 0.0178 | 20500058212357400 | 884517468295376 | 20980494816699700 | 0.50606 | 99247001127762800 | 4282217409534960 | 1.0157e+17
| 2.5 | 48.5 | 310 | 0 | 0.00014 | 0.68687 | 0.99967 | 1 | 0.99971 | 0.11094 | 0.043106 | 0.93739 | 0.95656 | 0.97996 | 0.00056511 | 0.13049 | 0.9996 | 0.087972 | 0.99965 | 0.9481 | 0.976 | 0.00086567 | 0.00061481 | 0.13167 | 0.071506 | 0.020553 | 0.10587 | 2.5 | 5.1387 | 0.19793 | 5.2353 | 2.494 | 17 | 0.55616 | 0.54401 | 0.022878 | 0.43 | 2.494 | 17.8 | 0.0031 | 6467100480874620 | 249094602473651 | 6588720735592130 | 0.49594 | 32600161829758100 | 1255666952380810 | 33213240286988300
| 2.6 | 38.6 | 15000 | 0 | 0.00066 | 0.67745 | 0.99972 | 1 | 0.99867 | 8.6178e-09 | 0.041221 | 0.94004 | 0.95898 | 0.98025 | 2.984e-11 | 7.6137e-09 | 0.99966 | 1.2154e-09 | 0.99842 | 0.95098 | 0.97635 | 1.1267e-11 | 4.9447e-19 | 7.6436e-09 | 4.4187e-09 | 9.285e-17 | 6.874e-09 | 2.6 | 3.1829e-07 | 1.1293e-08 | 3.233e-07 | 2.537 | 3 | 0.26177 | 0.25694 | 0.0098964 | 1.414 | 2.537 | 3.1 | 0.0042 | 416587191.2195 | 14780430.6467 | 423156186.0548 | 0.47687 | 2271343081.3632 | 80586800.5461 | 2307158971.2541
| 2.7 | 36.6 | 22000 | 0 | 100 | 0.66833 | 0.99976 | 1 | 0.075498 | 1.1078e-10 | 0.039485 | 0.94249 | 0.96119 | 0.98055 | 2.3647e-14 | 6.6395e-12 | 0.99971 | 9.8699e-12 | 0.057509 | 0.95361 | 0.9767 | 4.9808e-15 | 2.0155e-25 | 6.6631e-12 | 4.0742e-12 | 7.8863e-23 | 5.9923e-12 | 2.7 | 2.9405e-10 | 1.0066e-11 | 2.9832e-10 | 2.941 | 4 | 1.618e-08 | 1.5929e-08 | 5.6514e-10 | 0.176 | 2.941 | 4.2 | 0.0073 | 399668.1271 | 13682.2149 | 405472.4014 | 0.4592 | 2349942.1633 | 80447.7804 | 2384069.7503
| 2.8 | 32 | 8000 | 0 | 150 | 0.65949 | 0.99979 | 1 | 0.039591 | 1.9619e-06 | 0.037882 | 0.94476 | 0.96322 | 0.98084 | 1.6606e-10 | 5.1111e-08 | 0.99975 | 4.9052e-07 | 0.028176 | 0.95603 | 0.97705 | 1.1484e-10 | 3.7759e-17 | 5.1277e-08 | 3.3105e-08 | 5.6504e-15 | 4.6115e-08 | 2.8 | 2.3936e-06 | 7.9219e-08 | 2.4256e-06 | 2.973 | 7 | 1.213e-07 | 1.1969e-07 | 3.9615e-09 | 0.208 | 2.973 | 7.3 | 0.0063 | 3373817150.4447 | 111661810.5922 | 3418976957.245 | 0.4428 | 21333776164.92 | 706075038.1892 | 21619336753.1109
| 2.9 | 28.1 | 650 | 0 | 0.13 | 0.65091 | 0.99982 | 1 | 0.93654 | 0.036735 | 0.036396 | 0.94687 | 0.96509 | 0.98112 | 5.6138e-05 | 0.018875 | 0.99978 | 0.025925 | 0.92988 | 0.95825 | 0.97739 | 0.00019 | 2.4313e-05 | 0.018956 | 0.012884 | 0.00092726 | 0.016481 | 2.9 | 0.93305 | 0.030292 | 0.94495 | 3.005 | 6 | 0.047248 | 0.046653 | 0.0015146 | 0.2295 | 3.005 | 6.3 | 0.0031 | 1362132474007130 | 4.4223e+13 | 1379506271740060 | 0.42754 | 9239436234383570 | 299968067190965 | 9357283873556510
| 3 | 24.8 | 240 | 0 | 0.0095 | 0.64259 | 0.99984 | 1 | 0.98722 | 0.14807 | 0.035016 | 0.94883 | 0.96681 | 0.9814 | 0.00018386 | 0.06731 | 0.99981 | 0.12105 | 0.98547 | 0.96031 | 0.97772 | 0.00089328 | 0.00042896 | 0.067922 | 0.048349 | 0.014147 | 0.052448 | 3 | 3.5062 | 0.11494 | 3.5521 | 3.056 | 3 | 0.22485 | 0.22196 | 0.0072618 | 0.304 | 3.056 | 3.1 | 0.0052 | 5295173541880580 | 173588778944296 | 5364388066009600 | 0.41328 | 38437296814105600 | 1260068884826460 | 38939720235501104
| 3.1 | 22.1 | 230 | 0 | 0.001 | 0.63451 | 0.99986 | 1 | 0.99804 | 0.15476 | 0.033732 | 0.95066 | 0.96841 | 0.98168 | 0.00015187 | 0.060354 | 0.99983 | 0.12711 | 0.99768 | 0.96221 | 0.97805 | 0.00090359 | 0.0004088 | 0.060915 | 0.04555 | 0.013432 | 0.046582 | 3.1 | 3.3079 | 0.10556 | 3.3483 | 3.132 | 5 | 0.34502 | 0.34071 | 0.011025 | 0.276 | 3.132 | 5.2 | 0.0187 | 5162185368848360 | 164738071939522 | 5225170543204760 | 0.39995 | 40011710061304600 | 1276872390185590 | 40499903404712400
| 3.2 | 19.6 | 100 | 0 | 0.8 | 0.62666 | 0.99988 | 1 | 0.83447 | 0.30726 | 0.032533 | 0.95237 | 0.96988 | 0.98195 | 0.00019696 | 0.084724 | 0.99985 | 0.27129 | 0.81863 | 0.96397 | 0.97837 | 0.0015079 | 0.0010049 | 0.085926 | 0.067102 | 0.031509 | 0.05804 | 3.2 | 4.8788 | 0.15665 | 4.9393 | 3.156 | 18 | 0.41438 | 0.40934 | 0.013111 | 0.4608 | 3.156 | 18.7 | 0.0013 | 7859203336375420 | 252348341110874 | 7956637304012410 | 0.38745 | 64909551997109696 | 2084157524326740 | 65714263991179904
| 3.3 | 17.5 | 120 | 0 | 1.9 | 0.61903 | 0.99989 | 1 | 0.74697 | 0.27129 | 0.031411 | 0.95398 | 0.97125 | 0.98221 | 0.00012292 | 0.057081 | 0.99987 | 0.23641 | 0.72431 | 0.96561 | 0.97869 | 0.0011093 | 0.00052194 | 0.057726 | 0.047372 | 0.016759 | 0.041683 | 3.3 | 3.4487 | 0.10581 | 3.4865 | 3.204 | 1.2 | 0.42129 | 0.41638 | 0.013123 | 0.0861 | 3.204 | 1.3 | 0.0031 | 5729109778010020 | 175782970357040 | 5791965087147800 | 0.37571 | 50320523858998400 | 1543955605076480 | 50872601268175104
| 3.4 | 15.7 | 19.5 | 0 | 1.3 | 0.61161 | 0.9999 | 1 | 0.78928 | 0.61879 | 0.03036 | 0.95548 | 0.97253 | 0.98247 | 0.00023591 | 0.11797 | 0.99988 | 0.58821 | 0.76979 | 0.96713 | 0.979 | 0.0028023 | 0.0028532 | 0.12106 | 0.10251 | 0.08484 | 0.057081 | 3.4 | 7.4686 | 0.24443 | 7.5658 | 3.245 | 3 | 0.55262 | 0.54587 | 0.017512 | 0.54 | 3.245 | 3.1 | 0.0126 | 12783039885164600 | 418361922361995 | 12949432679086200 | 0.36466 | 1.1919e+17 | 3900678116415700 | 1.2074e+17
| 3.5 | 14.1 | 3.6 | 0 | 0.075 | 0.6044 | 0.99991 | 1 | 0.95332 | 0.82772 | 0.029373 | 0.9569 | 0.97372 | 0.98272 | 0.0003049 | 0.1638 | 0.9999 | 0.81129 | 0.94827 | 0.96855 | 0.9793 | 0.004554 | 0.0067333 | 0.17084 | 0.14886 | 0.19372 | 0.03538 | 3.5 | 10.8531 | 0.37797 | 11.0171 | 3.317 | 12 | 0.92915 | 0.91609 | 0.03112 | 0.2025 | 3.317 | 12.6 | 0.0031 | 19122231247175300 | 665946102812504 | 19411255116742100 | 0.35424 | 1.8893e+17 | 6579687997757950 | 1.9179e+17
| 3.6 | 12.7 | 3.1 | 0 | 0.01 | 0.59737 | 0.99992 | 1 | 0.98674 | 0.84024 | 0.028445 | 0.95823 | 0.97483 | 0.98297 | 0.00025785 | 0.1485 | 0.99991 | 0.82486 | 0.98495 | 0.96988 | 0.9796 | 0.0046051 | 0.0064466 | 0.15521 | 0.14094 | 0.18518 | 0.026535 | 3.6 | 10.2856 | 0.35266 | 10.4356 | 3.344 | 3 | 1.0726 | 1.0569 | 0.036531 | 0.8056 | 3.344 | 3.1 | 0.0128 | 18640172983478100 | 639107286269949 | 18911859986089600 | 0.3444 | 1.9484e+17 | 6680498952552790 | 1.9768e+17
| 3.7 | 11.5 | 2.5 | 0 | 0.00195 | 0.59054 | 0.99993 | 1 | 0.9964 | 0.85682 | 0.02757 | 0.95949 | 0.97587 | 0.98321 | 0.00021551 | 0.13278 | 0.99992 | 0.84287 | 0.99578 | 0.97112 | 0.97988 | 0.0045602 | 0.0059548 | 0.13895 | 0.13147 | 0.17093 | 0.02061 | 3.7 | 9.6032 | 0.32302 | 9.7369 | 3.45 | 12.2 | 1.0086 | 0.99444 | 0.033784 | 1.4268 | 3.45 | 12.8 | 0.0115 | 17886900344854000 | 601648189674532 | 18135976162786000 | 0.3351 | 1.975e+17 | 6643182635007540 | 2.0025e+17
| 3.8 | 10.4 | 1.4 | 0 | 0.004 | 0.58388 | 0.99994 | 1 | 0.99338 | 0.89408 | 0.026745 | 0.96068 | 0.97685 | 0.98345 | 0.00018228 | 0.1199 | 0.99993 | 0.88344 | 0.99234 | 0.97228 | 0.98017 | 0.0045704 | 0.0056171 | 0.1257 | 0.12374 | 0.16107 | 0.014717 | 3.8 | 9.0461 | 0.29953 | 9.1673 | 3.573 | 11 | 0.94521 | 0.93246 | 0.031127 | 1.92 | 3.573 | 11.5 | 0.0094 | 17304497040673900 | 572978279692111 | 17536382819943000 | 0.32628 | 2.0154e+17 | 6673220607377640 | 2.0424e+17
| 3.9 | 9.5 | 0.17 | 0 | 0.29 | 0.57739 | 0.99994 | 1 | 0.90213 | 0.96717 | 0.025964 | 0.9618 | 0.97776 | 0.98368 | 0.00014746 | 0.10337 | 0.99993 | 0.96344 | 0.89225 | 0.97338 | 0.98044 | 0.0043042 | 0.0047486 | 0.10826 | 0.11108 | 0.13645 | 0.014069 | 3.9 | 8.1272 | 0.26159 | 8.2286 | 3.765 | 9 | 0.86979 | 0.85866 | 0.028056 | 2.226 | 3.765 | 9.4 | 0.0072 | 15955951121241500 | 513579325738174 | 16155019412548700 | 0.31791 | 1.9574e+17 | 6300381922141630 | 1.9818e+17
| 4 | 8.6 | 0.0045 | 0 | 0.025 | 0.57107 | 0.99995 | 1 | 0.97566 | 0.99789 | 0.025226 | 0.96287 | 0.97862 | 0.9839 | 0.00013463 | 0.1004 | 0.99994 | 0.9975 | 0.97276 | 0.9744 | 0.98071 | 0.0046705 | 0.0052073 | 0.10574 | 0.11226 | 0.14888 | 0.0042147 | 4 | 8.2189 | 0.26535 | 8.3222 | 4.045 | 6.9 | 0.82754 | 0.8173 | 0.026347 |  | 4.045 | 7.2 |  | 16549608982281200 | 534308216986868 | 16757704452632300 | 0.30996 | 2.1357e+17 | 6895122171701190 | 2.1625e+17
Note on A23: These cells compute a climatological ESTIMATE of total ozone thickness in cm (shown in the BLUE cell at bottom of the column) based upon a 1978 empirical model described by Heuklon in Solar energy, Vol 22, #1. Enter the Latitude (+N, -S) and Longitude (+E,-W of Greenwich) in Degrees. The day of the year used in NDAY entry is used in the calculation. You may want to use this value for O3 above.
Note on A28: Latitude of location + for N, - for S of Equator
Note on A30: Longitude for location of interest + for E, - for W of Greenwich
Note on A35: Thomas K. Van Heuklon, "Estimating Atmospheric Ozone for Solar Radiation Models" Solar Energy Vol 22 #1 pp 63-68
Note on A36: Total thickness (cm) of all ozone condensed at the surface at location computed from empirical model. Van Heuklon, T.K.,"Estimating Atmospheric Ozone for Solar Radiation Models" Solar Energy Vol 22 pp 63-68 1978. Multiply by 1000 to convert to "Dobson Units"
Note on B3: User Inputs required in Green Cells Orange Cells are protected or computed results
Note on B4: Enter the TILT of the SURFACE of interest in Degrees. Enter a number LESS than 0 (e.g., -1) for a SUN TRACKING SURFACE
Note on B5: Enter the local STANDARD time in Hours
Note on B6: Enter the MINUTES part of the local STANDARD time (0 to 59)
Note on B7: The TIME ZONE is computed based on the LONGITUDE entered in Cell A29 below. It is the integer part of the Longitude divided by 15 (degrees per hour)
Note on B8: Enter the Azimuth of a fixed tilt collector. (180 = south, 90 = east, etc.) If Solar Tracking collector, (cell B2 < 0); no effect on spectrum on surface
Note on B9: Enter the total Aerosol Optical Depth. Range for clear skies is 0.05 to 0.55. Higher optical depths result from clouds, smoke, and larger particles in the atmosphere. Aerosols are the major scattering and absorption elements in the atmosphere. Optical Depth (or thickness) is related to the ratio of radiant flux exiting a plane (Iout) to that entering the plane (Iin). Since Iout=Iin*exp(-t*L) --known as Beer's law--Iout is very sensitive to the thickness, t. L is the path length through the medium the radiation traverses (in this case, the Air Mass)
Note on B10: The exponent a on the Angstrom expression for turbidity, t, t=b*l-a
Note on B11: Albedo; or surface reflectance, does not affect Direct Beam computation. Used for computing diffuse sky and reflected diffuse radiation
Note on B12: Enter the total column Ozone, O3, in centimeters.The total thickness of Ozone if all were condensed at the surface. The EST O3 cell below computes a climatological estimate based on Lat, Long, day of the year.
Note on B13: Zenith angle,Z, in degrees. Complement of Solar elevation, e; Z= 90 - e Cos(Z)=Cos(d)cos(L)cos(H)+sin(d)sin(H) L= Latitude, d=Declination, H=hour angle
Note on B14: Enter the Total Precipitable Water Vapor in centimeters. The total thickness of all water in a column of atmosphere, if it were condensed at the surface. Usually 0.3 to 6 cm.
Note on B15: Recommended rural aerosol scattering asymmetry factor, forward to total scattering ratio
Note on B16: Angle of Incidence: For fixed orientation, derived from Cell F18, using SLOPE and AZIMUTH of Surface, Latitude and Longitude, Day of Year (Declination and equation of Time for the sun) for fixed orientation. Set =0 for Solar Tracking surfaces if Cell B2 <0.
Note on B17: Enter slope of fixed tilt collector surface. Assumed = Z for sun tracking collector (Cell B2<0)
Note on B18: Enter the surface pressure in milliBars, mB. Standard (sea level) pressures is 1013.25 mB. Lower pressures (say at high elevations) mean less atmosphere to absorb the radiation.
Note on B19: Enter the day of the year, 1-365. The distance from the earth to the sun varies depending on the day of the year by +/-3% from winter (closest) to summer (most distant)
Note on B20: Single scattering albedo factors
Note on B22: These input data are fixed.
Note on B23: Wavelength, micrometers
Note on C23: Extraterrestrial Solar Radiation at top of the Earth's Atmosphere,Io(l) Watt/m2/micrometer Ref: C. Wehrli, "Extraterrstrial Solar Spectrum", World Meteorological Organization (WMO) Publication 615, July 1985. Physikalish-Meteorologisches Observatorium + World Radiation Center (PMOD/WRC) Davos, Switzerland.
Note on D8: Standard Reporting Conditions (ASTM Reference Spectrum conditions)
Note on D23: Water Vapor Absorption Coefficient
Note on E22: These input data are fixed.
Note on E23: Ozone absorption Coefficients
Note on F8: Intermediate Computed Parameters
Note on F9: geometrical Air Mass (path length)
Note on F10: Pressure corrected Air Mass
Note on F11: Declination in degrees of sun (above or below ecliptic) in Degrees Ref: Spencer, J.W., "Fourier Series Representations of the Position of the Sun" Search, Vol 2 1971, p.172
Note on F12: Equation of Time in minutes =True Solar time - Local Standard time - Long correction Ref: Spencer, J.W., "Fourier Series Representations of the Position of the Sun" Search, Vol 2 1971, p.172
Note on F13: Zenith Angle in radians
Note on F14: day angle in radians
Note on F15: effective O3 Air mass Eq 2-10 pg 5
Note on F16: Radius vector correction for earth-sun distance Ref: Spencer, J.W., "Fourier Series Representations of the Position of the Sun" Search, Vol 2 1971, p.172 Eq 2-2 pg 2
Note on F17: Hour Angle of Sun, Degrees east (<0) or west (>0) of south
Note on F18: Zenith angle,Z, in degrees. Complement of Solar elevation, e; Z= 90 - e Cos(Z)=Cos(d)cos(L)cos(H)+sin(d)sin(H) L= Latitude, d=Declination, H=hour angle
Note on F19: Cosine of incidence angle based on slope of surface and solar geometry. See J.A. Duffie and W.A. Beckman, Solar Energy Thermal Processes, Wiley and Sons. 1974, p.15
Note on F20: Approximate Solar Azimuth angle (0=N, 90=E, 180=S, 270=W) computed from 180 + HA
Note on F23: Uniformly Mixed gases Absorption Coefficients
Note on G1: This work was sponsored by the United States Government. Neither the United States, nor the United States Department of Energy, nor any of their employees, nor any of their contractors, subcontractors, or their employees, makes any warranty, expressed or implied, or assumes any legal liability or responsibility for the accuracy, completeness or usefulness of any information disclosed, or represents that its use would not infringe privately owned rights.
Note on G24: D.R. Myers: Eq 3-16 pg 7
Note on G25: D.R. Myers: Eq 3-16 pg 7
Note on G26: D.R. Myers: Eq 3-16 pg 7
Note on G27: D.R. Myers: Eq 3-16 pg 7
Note on G28: D.R. Myers: Eq 3-16 pg 7
Note on G29: D.R. Myers: Eq 3-16 pg 7
Note on G30: D.R. Myers: Eq 3-16 pg 7
Note on G31: D.R. Myers: Eq 3-16 pg 7
Note on G32: D.R. Myers: Eq 3-16 pg 7
Note on G33: D.R. Myers: Eq 3-16 pg 7
Note on G34: D.R. Myers: Eq 3-16 pg 7
Note on G35: D.R. Myers: Eq 3-16 pg 7
Note on G36: D.R. Myers: Eq 3-16 pg 7
Note on G37: D.R. Myers: Eq 3-16 pg 7
Note on G38: D.R. Myers: Eq 3-16 pg 7
Note on G39: D.R. Myers: Eq 3-16 pg 7
Note on G40: D.R. Myers: Eq 3-16 pg 7
Note on G41: D.R. Myers: Eq 3-16 pg 7
Note on G42: D.R. Myers: Eq 3-16 pg 7
Note on G43: D.R. Myers: Eq 3-16 pg 7
Note on G44: D.R. Myers: Eq 3-16 pg 7
Note on G45: D.R. Myers: Eq 3-16 pg 7
Note on G46: D.R. Myers: Eq 3-16 pg 7
Note on G47: D.R. Myers: Eq 3-16 pg 7
Note on G48: D.R. Myers: Eq 3-16 pg 7
Note on G49: D.R. Myers: Eq 3-16 pg 7
Note on G50: D.R. Myers: Eq 3-16 pg 7
Note on G51: D.R. Myers: Eq 3-16 pg 7
Note on G52: D.R. Myers: Eq 3-16 pg 7
Note on G53: D.R. Myers: Eq 3-16 pg 7
Note on G54: D.R. Myers: Eq 3-16 pg 7
Note on G55: D.R. Myers: Eq 3-16 pg 7
Note on G56: D.R. Myers: Eq 3-16 pg 7
Note on G57: D.R. Myers: Eq 3-16 pg 7
Note on G58: D.R. Myers: Eq 3-16 pg 7
Note on G59: D.R. Myers: Eq 3-16 pg 7
Note on G60: D.R. Myers: Eq 3-16 pg 7
Note on G61: D.R. Myers: Eq 3-16 pg 7
Note on G62: D.R. Myers: Eq 3-16 pg 7
Note on G63: D.R. Myers: Eq 3-16 pg 7
Note on G64: D.R. Myers: Eq 3-16 pg 7
Note on G65: D.R. Myers: Eq 3-16 pg 7
Note on G66: D.R. Myers: Eq 3-16 pg 7
Note on G67: D.R. Myers: Eq 3-16 pg 7
Note on G68: D.R. Myers: Eq 3-16 pg 7
Note on G69: D.R. Myers: Eq 3-16 pg 7
Note on G70: D.R. Myers: Eq 3-16 pg 7
Note on G71: D.R. Myers: Eq 3-16 pg 7
Note on G72: D.R. Myers: Eq 3-16 pg 7
Note on G73: D.R. Myers: Eq 3-16 pg 7
Note on G74: D.R. Myers: Eq 3-16 pg 7
Note on G75: D.R. Myers: Eq 3-16 pg 7
Note on G76: D.R. Myers: Eq 3-16 pg 7
Note on G77: D.R. Myers: Eq 3-16 pg 7
Note on G78: D.R. Myers: Eq 3-16 pg 7
Note on G79: D.R. Myers: Eq 3-16 pg 7
Note on G80: D.R. Myers: Eq 3-16 pg 7
Note on G81: D.R. Myers: Eq 3-16 pg 7
Note on G82: D.R. Myers: Eq 3-16 pg 7
Note on G83: D.R. Myers: Eq 3-16 pg 7
Note on G84: D.R. Myers: Eq 3-16 pg 7
Note on G85: D.R. Myers: Eq 3-16 pg 7
Note on G86: D.R. Myers: Eq 3-16 pg 7
Note on G87: D.R. Myers: Eq 3-16 pg 7
Note on G88: D.R. Myers: Eq 3-16 pg 7
Note on G89: D.R. Myers: Eq 3-16 pg 7
Note on G90: D.R. Myers: Eq 3-16 pg 7
Note on G91: D.R. Myers: Eq 3-16 pg 7
Note on G92: D.R. Myers: Eq 3-16 pg 7
Note on G93: D.R. Myers: Eq 3-16 pg 7
Note on G94: D.R. Myers: Eq 3-16 pg 7
Note on G95: D.R. Myers: Eq 3-16 pg 7
Note on G96: D.R. Myers: Eq 3-16 pg 7
Note on G97: D.R. Myers: Eq 3-16 pg 7
Note on G98: D.R. Myers: Eq 3-16 pg 7
Note on G99: D.R. Myers: Eq 3-16 pg 7
Note on G100: D.R. Myers: Eq 3-16 pg 7
Note on G101: D.R. Myers: Eq 3-16 pg 7
Note on G102: D.R. Myers: Eq 3-16 pg 7
Note on G103: D.R. Myers: Eq 3-16 pg 7
Note on G104: D.R. Myers: Eq 3-16 pg 7
Note on G105: D.R. Myers: Eq 3-16 pg 7
Note on G106: D.R. Myers: Eq 3-16 pg 7
Note on G107: D.R. Myers: Eq 3-16 pg 7
Note on G108: D.R. Myers: Eq 3-16 pg 7
Note on G109: D.R. Myers: Eq 3-16 pg 7
Note on G110: D.R. Myers: Eq 3-16 pg 7
Note on G111: D.R. Myers: Eq 3-16 pg 7
Note on G112: D.R. Myers: Eq 3-16 pg 7
Note on G113: D.R. Myers: Eq 3-16 pg 7
Note on G114: D.R. Myers: Eq 3-16 pg 7
Note on G115: D.R. Myers: Eq 3-16 pg 7
Note on G116: D.R. Myers: Eq 3-16 pg 7
Note on G117: D.R. Myers: Eq 3-16 pg 7
Note on G118: D.R. Myers: Eq 3-16 pg 7
Note on G119: D.R. Myers: Eq 3-16 pg 7
Note on G120: D.R. Myers: Eq 3-16 pg 7
Note on G121: D.R. Myers: Eq 3-16 pg 7
Note on G122: D.R. Myers: Eq 3-16 pg 7
Note on G123: D.R. Myers: Eq 3-16 pg 7
Note on G124: D.R. Myers: Eq 3-16 pg 7
Note on G125: D.R. Myers: Eq 3-16 pg 7
Note on G126: D.R. Myers: Eq 3-16 pg 7
Note on G127: D.R. Myers: Eq 3-16 pg 7
Note on G128: D.R. Myers: Eq 3-16 pg 7
Note on G129: D.R. Myers: Eq 3-16 pg 7
Note on G130: D.R. Myers: Eq 3-16 pg 7
Note on G131: D.R. Myers: Eq 3-16 pg 7
Note on G132: D.R. Myers: Eq 3-16 pg 7
Note on G133: D.R. Myers: Eq 3-16 pg 7
Note on G134: D.R. Myers: Eq 3-16 pg 7
Note on G135: D.R. Myers: Eq 3-16 pg 7
Note on G136: D.R. Myers: Eq 3-16 pg 7
Note on G137: D.R. Myers: Eq 3-16 pg 7
Note on G138: D.R. Myers: Eq 3-16 pg 7
Note on G139: D.R. Myers: Eq 3-16 pg 7
Note on G140: D.R. Myers: Eq 3-16 pg 7
Note on G141: D.R. Myers: Eq 3-16 pg 7
Note on G142: D.R. Myers: Eq 3-16 pg 7
Note on G143: D.R. Myers: Eq 3-16 pg 7
Note on G144: D.R. Myers: Eq 3-16 pg 7
Note on G145: D.R. Myers: Eq 3-16 pg 7
Note on H1: This work was sponsored by the United States Government. Neither the United States, nor the United States Department of Energy, nor any of their employees, nor any of their contractors, subcontractors, or their employees, makes any warranty, expressed or implied, or assumes any legal liability or responsibility for the accuracy, completeness or usefulness of any information disclosed, or represents that its use would not infringe privately owned rights.
Note on H23: Rayliegh Transmission as function of wavelength Ref: Kneizys, F.X., et al., "Atmospheric Transmittance/Radiance: Computer Code LOWTRAN5" Technical Report AFGL-TR-80-0067, U.S. Air Force Geophysical Laboratory, Bedford MA., 1980
Note on H24: D.R. Myers: Rayleigh Transmittance eq 2-4 pg 2
Note on I12: D.R. Myers: eq 3-14 pg 7
Note on I13: D.R. Myers: eq 3-12 pg 7
Note on I14: D.R. Myers: EQ 3-13 pg 7
Note on I15: D.R. Myers: Eq 3-15 pg 7
Note on I23: Ozone Transmission as function of wavelength. Ref:Leckner, B. "The Spectral Distribution of Solar Radiation at the Earth's Surface--Elements of a Model",Solar Energy Vol 20, 1978 PP 143-150
Note on I24: D.R. Myers: Eq 2-9 pg 5
Note on J23: Uniform Mixed Gases Transmission as function of wavelength Ref:Leckner, B. "The Spectral Distribution of Solar Radiation at the Earth's Surface--Elements of a Model",Solar Energy Vol 20, 1978 PP 143-150
Note on J24: D.R. Myers: eq 2-11, pg 5
Note on K23: Water Vapor Transmission as function of wavelength. Ref:Leckner, B. "The Spectral Distribution of Solar Radiation at the Earth's Surface--Elements of a Model",Solar Energy Vol 20, 1978 PP 143-150
Note on K24: D.R. Myers: eq 2-8 pg 4
Note on L24: D.R. Myers: TERM FOR TAS eq 3-9 pg 7 TAA eq 3-10 pg 7( See pg 28 listing)
Note on M22: "Hidden" Columns N to AB contain calculations for Rayliegh diffuse, circumsolar contributions, and tilted surface computations based on: Hay, J.E., and J.A. Davies, "Calculation if the Solar Radiation Incident on Inclined Surfaces" in Proceedings first Canadian Solar Radiation Data Workshop" , J.E. Hay and T.K. Won, Eds., Toronto. Ontario, Canada 1978. and Klucher, T.M., Evaluation of Models to Predict Insolation on Tilted Surfaces" Solar Energy, Vol2 3 1979, pp 111-114.
Note on M23: Aerosol Transmission as function of wavelength. Ref: Angstrom, A. "Technique of Determining Turbidity of the Atmosphere" Tellus Vol 13, 1961 pp 214-231 Shettle, E.P., and R.W. Penn,"Models of the Atmospheric Aerosol and Their Optical Properties" Proceedings of the Advisory group for Aerospace Research and Development Conference No 183 Optical Propogation in the Atmosphere 1975, pp. 2.1-2.16
Note on M24: D.R. Myers: eq 2-6 pg 4, pg 28 listing
Note on N24: D.R. Myers: eq 3-9 p 7
Note on O24: D.R. Myers: eq 3-10 p 7
Note on P24: D.R. Myers: eq 3-5 p 7
Note on Q24: D.R. Myers: eq. 3-11 p 7
Note on Q25: D.R. Myers: eq. 3-11 p 7
Note on Q26: D.R. Myers: eq. 3-11 p 7
Note on Q27: D.R. Myers: eq. 3-11 p 7
Note on Q28: D.R. Myers: eq. 3-11 p 7
Note on Q29: D.R. Myers: eq. 3-11 p 7
Note on Q30: D.R. Myers: eq. 3-11 p 7
Note on Q31: D.R. Myers: eq. 3-11 p 7
Note on Q32: D.R. Myers: eq. 3-11 p 7
Note on Q33: D.R. Myers: eq. 3-11 p 7
Note on Q34: D.R. Myers: eq. 3-11 p 7
Note on Q35: D.R. Myers: eq. 3-11 p 7
Note on Q36: D.R. Myers: eq. 3-11 p 7
Note on Q37: D.R. Myers: eq. 3-11 p 7
Note on Q38: D.R. Myers: eq. 3-11 p 7
Note on Q39: D.R. Myers: eq. 3-11 p 7
Note on Q40: D.R. Myers: eq. 3-11 p 7
Note on Q41: D.R. Myers: eq. 3-11 p 7
Note on Q42: D.R. Myers: eq. 3-11 p 7
Note on Q43: D.R. Myers: eq. 3-11 p 7
Note on Q44: D.R. Myers: eq. 3-11 p 7
Note on Q45: D.R. Myers: eq. 3-11 p 7
Note on Q46: D.R. Myers: eq. 3-11 p 7
Note on Q47: D.R. Myers: eq. 3-11 p 7
Note on Q48: D.R. Myers: eq. 3-11 p 7
Note on Q49: D.R. Myers: eq. 3-11 p 7
Note on Q50: D.R. Myers: eq. 3-11 p 7
Note on Q51: D.R. Myers: eq. 3-11 p 7
Note on Q52: D.R. Myers: eq. 3-11 p 7
Note on Q53: D.R. Myers: eq. 3-11 p 7
Note on Q54: D.R. Myers: eq. 3-11 p 7
Note on Q55: D.R. Myers: eq. 3-11 p 7
Note on Q56: D.R. Myers: eq. 3-11 p 7
Note on Q57: D.R. Myers: eq. 3-11 p 7
Note on Q58: D.R. Myers: eq. 3-11 p 7
Note on Q59: D.R. Myers: eq. 3-11 p 7
Note on Q60: D.R. Myers: eq. 3-11 p 7
Note on Q61: D.R. Myers: eq. 3-11 p 7
Note on Q62: D.R. Myers: eq. 3-11 p 7
Note on Q63: D.R. Myers: eq. 3-11 p 7
Note on Q64: D.R. Myers: eq. 3-11 p 7
Note on Q65: D.R. Myers: eq. 3-11 p 7
Note on Q66: D.R. Myers: eq. 3-11 p 7
Note on Q67: D.R. Myers: eq. 3-11 p 7
Note on Q68: D.R. Myers: eq. 3-11 p 7
Note on Q69: D.R. Myers: eq. 3-11 p 7
Note on Q70: D.R. Myers: eq. 3-11 p 7
Note on Q71: D.R. Myers: eq. 3-11 p 7
Note on Q72: D.R. Myers: eq. 3-11 p 7
Note on Q73: D.R. Myers: eq. 3-11 p 7
Note on Q74: D.R. Myers: eq. 3-11 p 7
Note on Q75: D.R. Myers: eq. 3-11 p 7
Note on Q76: D.R. Myers: eq. 3-11 p 7
Note on Q77: D.R. Myers: eq. 3-11 p 7
Note on Q78: D.R. Myers: eq. 3-11 p 7
Note on Q79: D.R. Myers: eq. 3-11 p 7
Note on Q80: D.R. Myers: eq. 3-11 p 7
Note on Q81: D.R. Myers: eq. 3-11 p 7
Note on Q82: D.R. Myers: eq. 3-11 p 7
Note on Q83: D.R. Myers: eq. 3-11 p 7
Note on Q84: D.R. Myers: eq. 3-11 p 7
Note on Q85: D.R. Myers: eq. 3-11 p 7
Note on Q86: D.R. Myers: eq. 3-11 p 7
Note on Q87: D.R. Myers: eq. 3-11 p 7
Note on Q88: D.R. Myers: eq. 3-11 p 7
Note on Q89: D.R. Myers: eq. 3-11 p 7
Note on Q90: D.R. Myers: eq. 3-11 p 7
Note on Q91: D.R. Myers: eq. 3-11 p 7
Note on Q92: D.R. Myers: eq. 3-11 p 7
Note on Q93: D.R. Myers: eq. 3-11 p 7
Note on Q94: D.R. Myers: eq. 3-11 p 7
Note on Q95: D.R. Myers: eq. 3-11 p 7
Note on Q96: D.R. Myers: eq. 3-11 p 7
Note on Q97: D.R. Myers: eq. 3-11 p 7
Note on Q98: D.R. Myers: eq. 3-11 p 7
Note on Q99: D.R. Myers: eq. 3-11 p 7
Note on Q100: D.R. Myers: eq. 3-11 p 7
Note on Q101: D.R. Myers: eq. 3-11 p 7
Note on Q102: D.R. Myers: eq. 3-11 p 7
Note on Q103: D.R. Myers: eq. 3-11 p 7
Note on Q104: D.R. Myers: eq. 3-11 p 7
Note on Q105: D.R. Myers: eq. 3-11 p 7
Note on Q106: D.R. Myers: eq. 3-11 p 7
Note on Q107: D.R. Myers: eq. 3-11 p 7
Note on Q108: D.R. Myers: eq. 3-11 p 7
Note on Q109: D.R. Myers: eq. 3-11 p 7
Note on Q110: D.R. Myers: eq. 3-11 p 7
Note on Q111: D.R. Myers: eq. 3-11 p 7
Note on Q112: D.R. Myers: eq. 3-11 p 7
Note on Q113: D.R. Myers: eq. 3-11 p 7
Note on Q114: D.R. Myers: eq. 3-11 p 7
Note on Q115: D.R. Myers: eq. 3-11 p 7
Note on Q116: D.R. Myers: eq. 3-11 p 7
Note on Q117: D.R. Myers: eq. 3-11 p 7
Note on Q118: D.R. Myers: eq. 3-11 p 7
Note on Q119: D.R. Myers: eq. 3-11 p 7
Note on Q120: D.R. Myers: eq. 3-11 p 7
Note on Q121: D.R. Myers: eq. 3-11 p 7
Note on Q122: D.R. Myers: eq. 3-11 p 7
Note on Q123: D.R. Myers: eq. 3-11 p 7
Note on Q124: D.R. Myers: eq. 3-11 p 7
Note on Q125: D.R. Myers: eq. 3-11 p 7
Note on Q126: D.R. Myers: eq. 3-11 p 7
Note on Q127: D.R. Myers: eq. 3-11 p 7
Note on Q128: D.R. Myers: eq. 3-11 p 7
Note on Q129: D.R. Myers: eq. 3-11 p 7
Note on Q130: D.R. Myers: eq. 3-11 p 7
Note on Q131: D.R. Myers: eq. 3-11 p 7
Note on Q132: D.R. Myers: eq. 3-11 p 7
Note on Q133: D.R. Myers: eq. 3-11 p 7
Note on Q134: D.R. Myers: eq. 3-11 p 7
Note on Q135: D.R. Myers: eq. 3-11 p 7
Note on Q136: D.R. Myers: eq. 3-11 p 7
Note on Q137: D.R. Myers: eq. 3-11 p 7
Note on Q138: D.R. Myers: eq. 3-11 p 7
Note on Q139: D.R. Myers: eq. 3-11 p 7
Note on Q140: D.R. Myers: eq. 3-11 p 7
Note on Q141: D.R. Myers: eq. 3-11 p 7
Note on Q142: D.R. Myers: eq. 3-11 p 7
Note on Q143: D.R. Myers: eq. 3-11 p 7
Note on Q144: D.R. Myers: eq. 3-11 p 7
Note on Q145: D.R. Myers: eq. 3-11 p 7
Note on R24: D.R. Myers: equation 2-4 pg 2
Note on S24: D.R. Myers: eq 2-8 p 4
Note on T24: D.R. Myers: eq 2-11 p 5
Note on U24: D.R. Myers: See listing pg 28; Term for Rhoa
Note on V24: D.R. Myers: see listing pg 28 Term for Rhoa
Note on W24: D.R. Myers: See listing pg 28, term for grd ref DRGD
Note on X24: D.R. Myers: Grd Reflected See listing pg 28, eq 3-18, pg 9
Note on Y24: D.R. Myers: eq 3-19 pg 9 see listing pg 28 dif*crc
Note on Z24: D.R. Myers: Ground reflected componet, see listing pg 28
Note on AA24: D.R. Myers: see listing pg 28; circumsolar component
Note on AB24: D.R. Myers: last eqn listing pg 28
Note on AD22: I(l)=Io(l)*Tr*Tu*Tw*To*Ta*r*COS(AOI) r=radius vector correction
Note on AE22: Diffuse Irradiance on a tilted surface: sum of scattered and ground reflected on surface
Note on AF22: Total irrradiance on stilted surface: Direct * COS(AOI) + Diffuse on surface
Note on AG22: American Society for Testing and Materials (ASTM) E-891 "Standard Tables for Terrestrial Direct Normal Solar Spectral Irradiance for Air Mass 1.5" ASTM E-892 is reference GLOBAL on tilted surface spectrum.
Excell implementation of SPCTRL2 Simple Spectral Model for based upon NREL TR-215-2436 "Simple Spectral Model for Direct and Diffuse Irradiance on Horizontal and Tilted Planes at the Earth's Surface for Cloudless Atmospheres" By R. Bird and C. Riordan, Dec 1984. See Also J. Climate Appl. Meteor. #25, 87-97. This sheet is password protected. UNPROTECT AND MODIFY AT YOUR OWN RISK USING PASSWORD SPCTRLX . GREEN labeled USER INPUTS in COL B are inputs required for model computation. Cut and paste results to new sheet or workbook.
Contact D.R. Myers, NREL MS 3411 1617 Cole Blvd. Golden CO 80401 303-384-6768 daryl_myers@nrel.gov N.B.: Many columns of computation are "hidden" in cols N to AC.